## About
MCGLT Max Capacity Growth Lookup Table
Sources: | Electricity Capacity by Type (1900-2015)
Energy Information Administration
2016
Form 860
https://www.eia.gov/electricity/data/eia860/
"Generators" spreadsheet from each year's data, "Operable" and "Retired and Cancelled" tabs
Onshore and Offshore Wind Maximum Feasible Growth Curve
National Renewable Energy Laboratory
2012
Renewable Electricity Futures Scenario Viewer
http://www.nrel.gov/analysis/re_futures/data_viewer/assets/data/export_files/90pct_RE_ITI.zip
"Download Scenario Data" zip file, capacity under 90% RE-ITI (most aggressive) scenario
Solar PV Maximum Feasible Growth Curve
U.S. Department of Energy
2012
SunShot Vision Study
http://energy.gov/sites/prod/files/2014/01/f7/47927_appendices.pdf
Page 255, Table B-1
Offshore Wind Multiplier | 2.5
Updates to Solar and Wind Max Potential Deployment
S&P Global Market Intelligence
2020
Outlook 2020: US generation capacity additions dominated by wind, solar
https://www.spglobal.com/marketintelligence/en/news-insights/latest-news-headlines/outlook-2020-us-generation-capacity-additions-dominated-by-wind-solar-56933913
Table 1
Assigned wind growth value as max for onshore wind and solar PV
Note:
Due to differences in technological maturity, existing deployment level, and whether or not a given technology is constrained by remaining suitable sites,
we muse use different methodologies to estimate the maximum allowable capacity that can be built in each year.
We also apply a multiplier to offshore wind, determined by model calibration, and assume solar PV can reach the same capacity growth amount as onshore wind after significant deployment.
| Limiting Factor | Growth Model | Suggested Estimate | Rationale
coal | manufacturing of mechanical components | Fixed MW/year | Maximum historical observed growth amounts | Manufacturing capacity for these components is unlikely to grow much.
natural gas nonpeaker | manufacturing of mechanical components | Fixed MW/year | Maximum historical observed growth amounts | Manufacturing capacity for these components is unlikely to grow much.
nuclear | manufacturing of mechanical components | Fixed MW/year | Maximum historical observed growth amounts | Manufacturing of nuclear components has a global supply chain with a small number of firms, and major expansion of manufacturing capacity is unlikely. However, components now going to China (the biggest nuclear builder in the world) could go to the U.S. instead.
hydro | availability of suitable sites | Linear exhaustion of sites | Maximum historical observed growth amounts | Growth stops when you run out of suitable sites.
wind | industry maturity (technology, manufacturing capacity, etc.) | First derivative of curve based on cumulative deployment | Curve fit the installed capacity for the U.S. under the most aggressive possible (feasible) scenario. Determine position on based on start year capacity, not by year. Max annual additions used after inflection point reached. | Growth scales up at first, then becoming fixed as you reach maturity.
solar PV | industry maturity (technology, manufacturing capacity, etc.) | First derivative of curve based on cumulative deployment | Curve fit the installed capacity for the U.S. under the most aggressive possible (feasible) scenario. Determine position on based on start year capacity, not by year. Max annual additions used after inflection point reached. | Growth scales up at first, then becoming fixed as you reach maturity.
solar thermal | manufacturing of mechanical components (and also possibly availability of suitable sites, to a degree) | Fixed MW/year | Maximum historical observed growth amounts | Manufacturing capacity for these components is unlikely to grow much.
biomass | manufacturing of mechanical components | Fixed MW/year | Maximum historical observed growth amounts | Manufacturing capacity for these components is unlikely to grow much.
geothermal | availability of suitable sites | Fixed MW/year | Maximum historical observed growth amounts | In theory, you have suitable geothermal sites remaining, and you exhaust them. In practice, estimates of geothermal potential include "enhanced" (deep, high-tech) geothermal, and this estimated potential is extremely high (400 GW), which would result in an unrealistically high geothermal annual growth amount. Taking the 95th percentile of historic, actual growth is more reasonable.
petroleum | manufacturing of mechanical components | Fixed MW/year | Maximum historical observed growth amounts | Manufacturing capacity for these components is unlikely to grow much.
natural gas peaker | manufacturing of mechanical components | Fixed MW/year | Maximum historical observed growth amounts | Manufacturing capacity for these components is unlikely to grow much.
100% | Percentile
Notes
In the U.S. model, all petroleum-burning plants are grouped under the petroleum diesel subscript, even though roughly a third of them burn residual fuel oil.
Therefore, there is no potential for RFO-burning plants to be built in this variable.

## Operable
2015 Form EIA-860 Data - Schedule 3, 'Generator Data' (Operable Units Only)
Utility ID | Utility Name | Plant Code | Plant Name | State | County | Generator ID | Technology | Energy Source 1 | Model Energy Source | Nameplate Capacity (MW) | Operating Year
195 | Alabama Power Co | 2 | Bankhead Dam | AL | Tuscaloosa | 1 | Conventional Hydroelectric | WAT | Hydro | 53.9 | 1963
195 | Alabama Power Co | 3 | Barry | AL | Mobile | 1 | Natural Gas Steam Turbine | NG | Natural Gas Peaker | 153.1 | 1954
195 | Alabama Power Co | 3 | Barry | AL | Mobile | 2 | Natural Gas Steam Turbine | NG | Natural Gas Peaker | 153.1 | 1954
195 | Alabama Power Co | 3 | Barry | AL | Mobile | 4 | Conventional Steam Coal | BIT | Hard Coal | 403.7 | 1969
195 | Alabama Power Co | 3 | Barry | AL | Mobile | 5 | Conventional Steam Coal | BIT | Hard Coal | 788.8 | 1971
195 | Alabama Power Co | 3 | Barry | AL | Mobile | A1CT | Natural Gas Fired Combined Cycle | NG | Natural Gas Nonpeaker | 170.1 | 2000
195 | Alabama Power Co | 3 | Barry | AL | Mobile | A1CT2 | Natural Gas Fired Combined Cycle | NG | Natural Gas Nonpeaker | 170.1 | 2000
195 | Alabama Power Co | 3 | Barry | AL | Mobile | A1ST | Natural Gas Fired Combined Cycle | NG | Natural Gas Nonpeaker | 195.2 | 2000
195 | Alabama Power Co | 3 | Barry | AL | Mobile | A2C1 | Natural Gas Fired Combined Cycle | NG | Natural Gas Nonpeaker | 170.1 | 2000
195 | Alabama Power Co | 3 | Barry | AL | Mobile | A2C2 | Natural Gas Fired Combined Cycle | NG | Natural Gas Nonpeaker | 170.1 | 2000
195 | Alabama Power Co | 3 | Barry | AL | Mobile | A2ST | Natural Gas Fired Combined Cycle | NG | Natural Gas Nonpeaker | 195.2 | 2000
195 | Alabama Power Co | 4 | Walter Bouldin Dam | AL | Elmore | 1 | Conventional Hydroelectric | WAT | Hydro | 75 | 1967
195 | Alabama Power Co | 4 | Walter Bouldin Dam | AL | Elmore | 2 | Conventional Hydroelectric | WAT | Hydro | 75 | 1967
195 | Alabama Power Co | 4 | Walter Bouldin Dam | AL | Elmore | 3 | Conventional Hydroelectric | WAT | Hydro | 75 | 1967
195 | Alabama Power Co | 7 | Gadsden | AL | Etowah | 1 | Natural Gas Steam Turbine | NG | Natural Gas Peaker | 69 | 1949
195 | Alabama Power Co | 7 | Gadsden | AL | Etowah | 2 | Natural Gas Steam Turbine | NG | Natural Gas Peaker | 69 | 1949
195 | Alabama Power Co | 8 | Gorgas | AL | Walker | 10 | Conventional Steam Coal | BIT | Hard Coal | 788.8 | 1972
195 | Alabama Power Co | 8 | Gorgas | AL | Walker | 8 | Conventional Steam Coal | BIT | Hard Coal | 187.5 | 1956
195 | Alabama Power Co | 8 | Gorgas | AL | Walker | 9 | Conventional Steam Coal | BIT | Hard Coal | 190.4 | 1958
5701 | El Paso Electric Co | 9 | Copper | TX | El Paso | 1 | Natural Gas Fired Combustion Turbine | NG | Natural Gas Peaker | 80.5 | 1980
195 | Alabama Power Co | 10 | Greene County | AL | Greene | 1 | Conventional Steam Coal | BIT | Hard Coal | 299.2 | 1965
195 | Alabama Power Co | 10 | Greene County | AL | Greene | 2 | Conventional Steam Coal | BIT | Hard Coal | 269.2 | 1966
195 | Alabama Power Co | 10 | Greene County | AL | Greene | GT10 | Natural Gas Fired Combustion Turbine | NG | Natural Gas Peaker | 80 | 1996
195 | Alabama Power Co | 10 | Greene County | AL | Greene | GT2 | Natural Gas Fired Combustion Turbine | NG | Natural Gas Peaker | 80 | 1996
195 | Alabama Power Co | 10 | Greene County | AL | Greene | GT3 | Natural Gas Fired Combustion Turbine | NG | Natural Gas Peaker | 80 | 1995
195 | Alabama Power Co | 10 | Greene County | AL | Greene | GT4 | Natural Gas Fired Combustion Turbine | NG | Natural Gas Peaker | 80 | 1995
195 | Alabama Power Co | 10 | Greene County | AL | Greene | GT5 | Natural Gas Fired Combustion Turbine | NG | Natural Gas Peaker | 80 | 1995
195 | Alabama Power Co | 10 | Greene County | AL | Greene | GT6 | Natural Gas Fired Combustion Turbine | NG | Natural Gas Peaker | 80 | 1995
195 | Alabama Power Co | 10 | Greene County | AL | Greene | GT7 | Natural Gas Fired Combustion Turbine | NG | Natural Gas Peaker | 80 | 1995
195 | Alabama Power Co | 10 | Greene County | AL | Greene | GT8 | Natural Gas Fired Combustion Turbine | NG | Natural Gas Peaker | 80 | 1996
195 | Alabama Power Co | 10 | Greene County | AL | Greene | GT9 | Natural Gas Fired Combustion Turbine | NG | Natural Gas Peaker | 80 | 1996
195 | Alabama Power Co | 11 | H Neely Henry Dam | AL | Calhoun | 1 | Conventional Hydroelectric | WAT | Hydro | 24.3 | 1966
195 | Alabama Power Co | 11 | H Neely Henry Dam | AL | Calhoun | 2 | Conventional Hydroelectric | WAT | Hydro | 24.3 | 1966
195 | Alabama Power Co | 11 | H Neely Henry Dam | AL | Calhoun | 3 | Conventional Hydroelectric | WAT | Hydro | 24.3 | 1966
195 | Alabama Power Co | 12 | Holt Dam | AL | Tuscaloosa | 1 | Conventional Hydroelectric | WAT | Hydro | 46.9 | 1968
195 | Alabama Power Co | 13 | Jordan Dam | AL | Elmore | 1 | Conventional Hydroelectric | WAT | Hydro | 25 | 1929
195 | Alabama Power Co | 13 | Jordan Dam | AL | Elmore | 2 | Conventional Hydroelectric | WAT | Hydro | 25 | 1929
195 | Alabama Power Co | 13 | Jordan Dam | AL | Elmore | 3 | Conventional Hydroelectric | WAT | Hydro | 25 | 1929
195 | Alabama Power Co | 13 | Jordan Dam | AL | Elmore | 4 | Conventional Hydroelectric | WAT | Hydro | 25 | 1929
195 | Alabama Power Co | 14 | Logan Martin Dam | AL | Talladega | 1 | Conventional Hydroelectric | WAT | Hydro | 42.7 | 1964
195 | Alabama Power Co | 14 | Logan Martin Dam | AL | Talladega | 2 | Conventional Hydroelectric | WAT | Hydro | 42.7 | 1964
195 | Alabama Power Co | 14 | Logan Martin Dam | AL | Talladega | 3 | Conventional Hydroelectric | WAT | Hydro | 42.7 | 1964
195 | Alabama Power Co | 15 | Lay Dam | AL | Chilton | 1 | Conventional Hydroelectric | WAT | Hydro | 29.5 | 1968
195 | Alabama Power Co | 15 | Lay Dam | AL | Chilton | 2 | Conventional Hydroelectric | WAT | Hydro | 29.5 | 1968
195 | Alabama Power Co | 15 | Lay Dam | AL | Chilton | 3 | Conventional Hydroelectric | WAT | Hydro | 29.5 | 1967
195 | Alabama Power Co | 15 | Lay Dam | AL | Chilton | 4 | Conventional Hydroelectric | WAT | Hydro | 29.5 | 1967
195 | Alabama Power Co | 15 | Lay Dam | AL | Chilton | 5 | Conventional Hydroelectric | WAT | Hydro | 29.5 | 1967
195 | Alabama Power Co | 15 | Lay Dam | AL | Chilton | 6 | Conventional Hydroelectric | WAT | Hydro | 29.5 | 1967
195 | Alabama Power Co | 16 | Martin Dam | AL | Elmore | 1 | Conventional Hydroelectric | WAT | Hydro | 50.2 | 1927
195 | Alabama Power Co | 16 | Martin Dam | AL | Elmore | 2 | Conventional Hydroelectric | WAT | Hydro | 50.2 | 1927
195 | Alabama Power Co | 16 | Martin Dam | AL | Elmore | 3 | Conventional Hydroelectric | WAT | Hydro | 50.2 | 1927
195 | Alabama Power Co | 16 | Martin Dam | AL | Elmore | 4 | Conventional Hydroelectric | WAT | Hydro | 60 | 1952
195 | Alabama Power Co | 17 | Mitchell Dam | AL | Coosa | 4 | Conventional Hydroelectric | WAT | Hydro | 20 | 1949
195 | Alabama Power Co | 17 | Mitchell Dam | AL | Coosa | 5 | Conventional Hydroelectric | WAT | Hydro | 50 | 1985
195 | Alabama Power Co | 17 | Mitchell Dam | AL | Coosa | 6 | Conventional Hydroelectric | WAT | Hydro | 50 | 1985
195 | Alabama Power Co | 17 | Mitchell Dam | AL | Coosa | 7 | Conventional Hydroelectric | WAT | Hydro | 50 | 1985
195 | Alabama Power Co | 18 | Lewis Smith Dam | AL | Walker | 1 | Conventional Hydroelectric | WAT | Hydro | 90.5 | 1961
195 | Alabama Power Co | 18 | Lewis Smith Dam | AL | Walker | 2 | Conventional Hydroelectric | WAT | Hydro | 90.5 | 1962
195 | Alabama Power Co | 19 | Thurlow Dam | AL | Elmore | 1 | Conventional Hydroelectric | WAT | Hydro | 40.5 | 1931
195 | Alabama Power Co | 19 | Thurlow Dam | AL | Elmore | 2 | Conventional Hydroelectric | WAT | Hydro | 40.5 | 1931
195 | Alabama Power Co | 19 | Thurlow Dam | AL | Elmore | 3 | Conventional Hydroelectric | WAT | Hydro | 10 | 1931
195 | Alabama Power Co | 20 | Weiss Dam | AL | Cherokee | 1 | Conventional Hydroelectric | WAT | Hydro | 29.2 | 1962
195 | Alabama Power Co | 20 | Weiss Dam | AL | Cherokee | 2 | Conventional Hydroelectric | WAT | Hydro | 29.2 | 1961
195 | Alabama Power Co | 20 | Weiss Dam | AL | Cherokee | 3 | Conventional Hydroelectric | WAT | Hydro | 29.2 | 1961
195 | Alabama Power Co | 21 | Yates Dam | AL | Elmore | 1 | Conventional Hydroelectric | WAT | Hydro | 25.5 | 1928
195 | Alabama Power Co | 21 | Yates Dam | AL | Elmore | 2 | Conventional Hydroelectric | WAT | Hydro | 25 | 1928
195 | Alabama Power Co | 26 | E C Gaston | AL | Shelby | 1 | Conventional Steam Coal | BIT | Hard Coal | 272 | 1960
195 | Alabama Power Co | 26 | E C Gaston | AL | Shelby | 2 | Conventional Steam Coal | BIT | Hard Coal | 272 | 1960
195 | Alabama Power Co | 26 | E C Gaston | AL | Shelby | 3 | Conventional Steam Coal | BIT | Hard Coal | 272 | 1961
195 | Alabama Power Co | 26 | E C Gaston | AL | Shelby | 5 | Conventional Steam Coal | BIT | Hard Coal | 952 | 1974
195 | Alabama Power Co | 26 | E C Gaston | AL | Shelby | GT4 | Petroleum Liquids | DFO | Petroleum | 21.2 | 1970
195 | Alabama Power Co | 26 | E C Gaston | AL | Shelby | ST4 | Natural Gas Steam Turbine | NG | Natural Gas Peaker | 244.8 | 1962
29305 | City of Madelia - (MN) | 30 | Madelia | MN | WATONWAN | 1 | Natural Gas Internal Combustion Engine | NG | Natural Gas Peaker | 3.1 | 2001
29305 | City of Madelia - (MN) | 30 | Madelia | MN | WATONWAN | 2 | Natural Gas Internal Combustion Engine | NG | Natural Gas Peaker | 2 | 1965
29305 | City of Madelia - (MN) | 30 | Madelia | MN | WATONWAN | 3 | Natural Gas Internal Combustion Engine | NG | Natural Gas Peaker | 1.1 | 1959
29305 | City of Madelia - (MN) | 30 | Madelia | MN | WATONWAN | 4 | Natural Gas Internal Combustion Engine | NG | Natural Gas Peaker | 4.3 | 1973
29305 | City of Madelia - (MN) | 30 | Madelia | MN | WATONWAN | 5 | Natural Gas Internal Combustion Engine | NG | Natural Gas Peaker | 1.3 | 1954
13402 | Nevada Irrigation District | 34 | Rollins | CA | PLACER | 1P | Conventional Hydroelectric | WAT | Hydro | 12.1 | 1980
27813 | USCE-Mobile District | 38 | Millers Ferry | AL | Wilcox | 1 | Conventional Hydroelectric | WAT | Hydro | 33.7 | 1970
27813 | USCE-Mobile District | 38 | Millers Ferry | AL | Wilcox | 2 | Conventional Hydroelectric | WAT | Hydro | 33.7 | 1970
27813 | USCE-Mobile District | 38 | Millers Ferry | AL | Wilcox | 3 | Conventional Hydroelectric | WAT | Hydro | 33.7 | 1970
18642 | Tennessee Valley Authority | 46 | Browns Ferry | AL | Limestone | 1 | Nuclear | NUC | Nuclear | 1152 | 1974
18642 | Tennessee Valley Authority | 46 | Browns Ferry | AL | Limestone | 2 | Nuclear | NUC | Nuclear | 1152 | 1975
18642 | Tennessee Valley Authority | 46 | Browns Ferry | AL | Limestone | 3 | Nuclear | NUC | Nuclear | 1190 | 1977
18642 | Tennessee Valley Authority | 47 | Colbert | AL | Colbert | 1 | Conventional Steam Coal | BIT | Hard Coal | 200 | 1955
18642 | Tennessee Valley Authority | 47 | Colbert | AL | Colbert | 2 | Conventional Steam Coal | BIT | Hard Coal | 200 | 1955
18642 | Tennessee Valley Authority | 47 | Colbert | AL | Colbert | 3 | Conventional Steam Coal | BIT | Hard Coal | 200 | 1955
18642 | Tennessee Valley Authority | 47 | Colbert | AL | Colbert | 4 | Conventional Steam Coal | BIT | Hard Coal | 200 | 1955
18642 | Tennessee Valley Authority | 47 | Colbert | AL | Colbert | 5 | Conventional Steam Coal | BIT | Hard Coal | 550 | 1965
18642 | Tennessee Valley Authority | 47 | Colbert | AL | Colbert | GT1 | Natural Gas Fired Combustion Turbine | NG | Natural Gas Peaker | 59.5 | 1972
18642 | Tennessee Valley Authority | 47 | Colbert | AL | Colbert | GT2 | Natural Gas Fired Combustion Turbine | NG | Natural Gas Peaker | 59.5 | 1972
18642 | Tennessee Valley Authority | 47 | Colbert | AL | Colbert | GT3 | Natural Gas Fired Combustion Turbine | NG | Natural Gas Peaker | 59.5 | 1972
18642 | Tennessee Valley Authority | 47 | Colbert | AL | Colbert | GT4 | Natural Gas Fired Combustion Turbine | NG | Natural Gas Peaker | 59.5 | 1972
18642 | Tennessee Valley Authority | 47 | Colbert | AL | Colbert | GT5 | Natural Gas Fired Combustion Turbine | NG | Natural Gas Peaker | 59.5 | 1972
18642 | Tennessee Valley Authority | 47 | Colbert | AL | Colbert | GT6 | Natural Gas Fired Combustion Turbine | NG | Natural Gas Peaker | 59.5 | 1972
18642 | Tennessee Valley Authority | 47 | Colbert | AL | Colbert | GT7 | Natural Gas Fired Combustion Turbine | NG | Natural Gas Peaker | 59.5 | 1972
18642 | Tennessee Valley Authority | 47 | Colbert | AL | Colbert | GT8 | Natural Gas Fired Combustion Turbine | NG | Natural Gas Peaker | 59.5 | 1972
18642 | Tennessee Valley Authority | 48 | Guntersville | AL | Marshall | 1 | Conventional Hydroelectric | WAT | Hydro | 28.8 | 1939
18642 | Tennessee Valley Authority | 48 | Guntersville | AL | Marshall | 2 | Conventional Hydroelectric | WAT | Hydro | 28.8 | 1939
18642 | Tennessee Valley Authority | 48 | Guntersville | AL | Marshall | 3 | Conventional Hydroelectric | WAT | Hydro | 28.8 | 1939
18642 | Tennessee Valley Authority | 48 | Guntersville | AL | Marshall | 4 | Conventional Hydroelectric | WAT | Hydro | 28.8 | 1952
18642 | Tennessee Valley Authority | 49 | Wheeler Dam | AL | Lawrence | 1 | Conventional Hydroelectric | WAT | Hydro | 35.1 | 1936
18642 | Tennessee Valley Authority | 49 | Wheeler Dam | AL | Lawrence | 10 | Conventional Hydroelectric | WAT | Hydro | 36 | 1963
18642 | Tennessee Valley Authority | 49 | Wheeler Dam | AL | Lawrence | 11 | Conventional Hydroelectric | WAT | Hydro | 43.6 | 1963
18642 | Tennessee Valley Authority | 49 | Wheeler Dam | AL | Lawrence | 2 | Conventional Hydroelectric | WAT | Hydro | 35.1 | 1937
18642 | Tennessee Valley Authority | 49 | Wheeler Dam | AL | Lawrence | 3 | Conventional Hydroelectric | WAT | Hydro | 35.1 | 1941
18642 | Tennessee Valley Authority | 49 | Wheeler Dam | AL | Lawrence | 4 | Conventional Hydroelectric | WAT | Hydro | 35.1 | 1941
18642 | Tennessee Valley Authority | 49 | Wheeler Dam | AL | Lawrence | 5 | Conventional Hydroelectric | WAT | Hydro | 35.1 | 1948
18642 | Tennessee Valley Authority | 49 | Wheeler Dam | AL | Lawrence | 6 | Conventional Hydroelectric | WAT | Hydro | 35.1 | 1949
18642 | Tennessee Valley Authority | 49 | Wheeler Dam | AL | Lawrence | 7 | Conventional Hydroelectric | WAT | Hydro | 35.1 | 1949
18642 | Tennessee Valley Authority | 49 | Wheeler Dam | AL | Lawrence | 8 | Conventional Hydroelectric | WAT | Hydro | 35.1 | 1950
18642 | Tennessee Valley Authority | 49 | Wheeler Dam | AL | Lawrence | 9 | Conventional Hydroelectric | WAT | Hydro | 43.6 | 1962
3265 | Cleco Power LLC | 51 | Dolet Hills | LA | DeSoto | 1 | Conventional Steam Coal | LIG | Lignite | 720.7 | 1986
189 | PowerSouth Energy Cooperative | 53 | Gantt | AL | Covington | 3 | Conventional Hydroelectric | WAT | Hydro | 1.2 | 1926
189 | PowerSouth Energy Cooperative | 53 | Gantt | AL | Covington | 4 | Conventional Hydroelectric | WAT | Hydro | 1.8 | 1985
5580 | East Kentucky Power Coop, Inc | 54 | J K Smith | KY | Clark | GT1 | Natural Gas Fired Combustion Turbine | NG | Natural Gas Peaker | 149 | 1999
5580 | East Kentucky Power Coop, Inc | 54 | J K Smith | KY | Clark | GT10 | Natural Gas Fired Combustion Turbine | NG | Natural Gas Peaker | 98 | 2010
5580 | East Kentucky Power Coop, Inc | 54 | J K Smith | KY | Clark | GT2 | Natural Gas Fired Combustion Turbine | NG | Natural Gas Peaker | 149 | 1999
5580 | East Kentucky Power Coop, Inc | 54 | J K Smith | KY | Clark | GT3 | Natural Gas Fired Combustion Turbine | NG | Natural Gas Peaker | 149 | 1999
5580 | East Kentucky Power Coop, Inc | 54 | J K Smith | KY | Clark | GT4 | Natural Gas Fired Combustion Turbine | NG | Natural Gas Peaker | 108 | 2001
5580 | East Kentucky Power Coop, Inc | 54 | J K Smith | KY | Clark | GT5 | Natural Gas Fired Combustion Turbine | NG | Natural Gas Peaker | 108 | 2001
5580 | East Kentucky Power Coop, Inc | 54 | J K Smith | KY | Clark | GT6 | Natural Gas Fired Combustion Turbine | NG | Natural Gas Peaker | 98 | 2005
5580 | East Kentucky Power Coop, Inc | 54 | J K Smith | KY | Clark | GT7 | Natural Gas Fired Combustion Turbine | NG | Natural Gas Peaker | 98 | 2005
5580 | East Kentucky Power Coop, Inc | 54 | J K Smith | KY | Clark | GT9 | Natural Gas Fired Combustion Turbine | NG | Natural Gas Peaker | 98 | 2010
189 | PowerSouth Energy Cooperative | 55 | Point A | AL | Covington | 1 | Conventional Hydroelectric | WAT | Hydro | 1.6 | 1925
189 | PowerSouth Energy Cooperative | 55 | Point A | AL | Covington | 2 | Conventional Hydroelectric | WAT | Hydro | 1.6 | 1925
189 | PowerSouth Energy Cooperative | 55 | Point A | AL | Covington | 3 | Conventional Hydroelectric | WAT | Hydro | 2 | 1949
189 | PowerSouth Energy Cooperative | 56 | Charles R Lowman | AL | Washington | 1 | Conventional Steam Coal | BIT | Hard Coal | 66 | 1969
189 | PowerSouth Energy Cooperative | 56 | Charles R Lowman | AL | Washington | 2 | Conventional Steam Coal | BIT | Hard Coal | 236 | 1978
189 | PowerSouth Energy Cooperative | 56 | Charles R Lowman | AL | Washington | 3 | Conventional Steam Coal | BIT | Hard Coal | 236 | 1980
40606 | City of Grand Island - (NE) | 59 | Platte | NE | HALL | 1 | Conventional Steam Coal | SUB | Hard Coal | 109.8 | 1982
8245 | City of Hastings - (NE) | 60 | Whelan Energy Center | NE | Adams | 1 | Conventional Steam Coal | SUB | Hard Coal | 76.3 | 1981
8245 | City of Hastings - (NE) | 60 | Whelan Energy Center | NE | Adams | 2 | Conventional Steam Coal | SUB | Hard Coal | 248 | 2011
213 | Alaska Electric Light&Power Co | 62 | Annex Creek | AK | Juneau | 5 | Conventional Hydroelectric | WAT | Hydro | 1.8 | 1915
213 | Alaska Electric Light&Power Co | 62 | Annex Creek | AK | Juneau | 6 | Conventional Hydroelectric | WAT | Hydro | 2.2 | 1915
213 | Alaska Electric Light&Power Co | 63 | Gold Creek | AK | Juneau | 1 | Conventional Hydroelectric | WAT | Hydro | 0.8 | 1951
213 | Alaska Electric Light&Power Co | 63 | Gold Creek | AK | Juneau | 2 | Conventional Hydroelectric | WAT | Hydro | 0.4 | 1914
213 | Alaska Electric Light&Power Co | 63 | Gold Creek | AK | Juneau | 3 | Conventional Hydroelectric | WAT | Hydro | 0.4 | 1914
213 | Alaska Electric Light&Power Co | 63 | Gold Creek | AK | Juneau | IC1 | Petroleum Liquids | DFO | Petroleum | 1.2 | 1952
213 | Alaska Electric Light&Power Co | 63 | Gold Creek | AK | Juneau | IC2 | Petroleum Liquids | DFO | Petroleum | 1.2 | 1954
213 | Alaska Electric Light&Power Co | 63 | Gold Creek | AK | Juneau | IC3 | Petroleum Liquids | DFO | Petroleum | 1.1 | 1961
213 | Alaska Electric Light&Power Co | 63 | Gold Creek | AK | Juneau | IC4 | Petroleum Liquids | DFO | Petroleum | 3.5 | 1963
213 | Alaska Electric Light&Power Co | 63 | Gold Creek | AK | Juneau | IC5 | Petroleum Liquids | DFO | Petroleum | 1.1 | 1966
213 | Alaska Electric Light&Power Co | 64 | Lemon Creek | AK | Juneau | 1 | Petroleum Liquids | DFO | Petroleum | 2.5 | 1969
213 | Alaska Electric Light&Power Co | 64 | Lemon Creek | AK | Juneau | 2 | Petroleum Liquids | DFO | Petroleum | 2.6 | 1969
213 | Alaska Electric Light&Power Co | 64 | Lemon Creek | AK | Juneau | 3 | Petroleum Liquids | DFO | Petroleum | 2.6 | 1974
213 | Alaska Electric Light&Power Co | 64 | Lemon Creek | AK | Juneau | 5 | Petroleum Liquids | DFO | Petroleum | 18.6 | 1980
213 | Alaska Electric Light&Power Co | 64 | Lemon Creek | AK | Juneau | 6 | Petroleum Liquids | DFO | Petroleum | 18.6 | 1983
213 | Alaska Electric Light&Power Co | 64 | Lemon Creek | AK | Juneau | 7 | Petroleum Liquids | DFO | Petroleum | 2.8 | 1983
213 | Alaska Electric Light&Power Co | 64 | Lemon Creek | AK | Juneau | IC10 | Petroleum Liquids | DFO | Petroleum | 2.8 | 1984
213 | Alaska Electric Light&Power Co | 64 | Lemon Creek | AK | Juneau | IC11 | Petroleum Liquids | DFO | Petroleum | 2.8 | 1984
213 | Alaska Electric Light&Power Co | 64 | Lemon Creek | AK | Juneau | IC12 | Petroleum Liquids | DFO | Petroleum | 2.8 | 1984
213 | Alaska Electric Light&Power Co | 64 | Lemon Creek | AK | Juneau | IC8 | Petroleum Liquids | DFO | Petroleum | 2.8 | 1985
213 | Alaska Electric Light&Power Co | 64 | Lemon Creek | AK | Juneau | IC9 | Petroleum Liquids | DFO | Petroleum | 2.8 | 1985
213 | Alaska Electric Light&Power Co | 65 | Salmon Creek 1 | AK | Juneau | HY7 | Conventional Hydroelectric | WAT | Hydro | 8.5 | 1984
219 | Alaska Power and Telephone Co | 66 | Skagway | AK | Skagway Hoonah Angoon | 1 | Conventional Hydroelectric | WAT | Hydro | 0.4 | 1957
219 | Alaska Power and Telephone Co | 66 | Skagway | AK | Skagway Hoonah Angoon | 2 | Conventional Hydroelectric | WAT | Hydro | 0.1 | 1909
219 | Alaska Power and Telephone Co | 66 | Skagway | AK | Skagway Hoonah Angoon | 3 | Conventional Hydroelectric | WAT | Hydro | 0.3 | 1981
219 | Alaska Power and Telephone Co | 66 | Skagway | AK | Skagway Hoonah Angoon | 4 | Conventional Hydroelectric | WAT | Hydro | 0.2 | 1987
219 | Alaska Power and Telephone Co | 66 | Skagway | AK | Skagway Hoonah Angoon | 6A | Petroleum Liquids | DFO | Petroleum | 0.8 | 1986
219 | Alaska Power and Telephone Co | 66 | Skagway | AK | Skagway Hoonah Angoon | 7A | Petroleum Liquids | DFO | Petroleum | 1.1 | 1996
219 | Alaska Power and Telephone Co | 66 | Skagway | AK | Skagway Hoonah Angoon | 8A | Petroleum Liquids | DFO | Petroleum | 0.5 | 1991
219 | Alaska Power and Telephone Co | 66 | Skagway | AK | Skagway Hoonah Angoon | 9 | Petroleum Liquids | DFO | Petroleum | 1 | 2009
219 | Alaska Power and Telephone Co | 69 | Haines | AK | Haines | 10 | Petroleum Liquids | DFO | Petroleum | 1.2 | 1991
219 | Alaska Power and Telephone Co | 69 | Haines | AK | Haines | 5 | Petroleum Liquids | DFO | Petroleum | 0.6 | 1968
219 | Alaska Power and Telephone Co | 69 | Haines | AK | Haines | 7A | Petroleum Liquids | DFO | Petroleum | 2.8 | 1995
219 | Alaska Power and Telephone Co | 69 | Haines | AK | Haines | IC8A | Petroleum Liquids | DFO | Petroleum | 1.6 | 1996
10210 | Ketchikan Public Utilities | 70 | Swan Lake | AK | Ketchikan Gateway | 1 | Conventional Hydroelectric | WAT | Hydro | 11.2 | 1984
10210 | Ketchikan Public Utilities | 70 | Swan Lake | AK | Ketchikan Gateway | 2 | Conventional Hydroelectric | WAT | Hydro | 11.2 | 1984
10433 | Kodiak Electric Assn Inc | 71 | Terror Lake | AK | Kodiak Island | 1 | Conventional Hydroelectric | WAT | Hydro | 11.2 | 1984
10433 | Kodiak Electric Assn Inc | 71 | Terror Lake | AK | Kodiak Island | 2 | Conventional Hydroelectric | WAT | Hydro | 11.2 | 1984
10433 | Kodiak Electric Assn Inc | 71 | Terror Lake | AK | Kodiak Island | 3 | Conventional Hydroelectric | WAT | Hydro | 11.2 | 2014
12397 | Metropolitan Water District of S CA | 72 | Venice Hydro | CA | Los Angeles | 1 | Conventional Hydroelectric | WAT | Hydro | 10.1 | 1982
599 | Anchorage Municipal Light and Power | 75 | Anchorage 1 | AK | Anchorage | 1 | Natural Gas Fired Combustion Turbine | NG | Natural Gas Peaker | 12.5 | 1962
599 | Anchorage Municipal Light and Power | 75 | Anchorage 1 | AK | Anchorage | 2 | Natural Gas Fired Combustion Turbine | NG | Natural Gas Peaker | 12.5 | 1962
599 | Anchorage Municipal Light and Power | 75 | Anchorage 1 | AK | Anchorage | 3R | Natural Gas Fired Combustion Turbine | NG | Natural Gas Peaker | 48.9 | 2007
599 | Anchorage Municipal Light and Power | 75 | Anchorage 1 | AK | Anchorage | 4 | Natural Gas Fired Combustion Turbine | NG | Natural Gas Peaker | 27 | 1972
599 | Anchorage Municipal Light and Power | 75 | Anchorage 1 | AK | Anchorage | P1 BS | Petroleum Liquids | DFO | Petroleum | 2 | 2012
599 | Anchorage Municipal Light and Power | 77 | Eklutna Hydro Project | AK | Matanuska Susitna | 1 | Conventional Hydroelectric | WAT | Hydro | 22.2 | 1955
599 | Anchorage Municipal Light and Power | 77 | Eklutna Hydro Project | AK | Matanuska Susitna | 2 | Conventional Hydroelectric | WAT | Hydro | 22.2 | 1955
213 | Alaska Electric Light&Power Co | 78 | Snettisham | AK | Juneau | 1 | Conventional Hydroelectric | WAT | Hydro | 23.6 | 1973
213 | Alaska Electric Light&Power Co | 78 | Snettisham | AK | Juneau | 2 | Conventional Hydroelectric | WAT | Hydro | 23.6 | 1973
213 | Alaska Electric Light&Power Co | 78 | Snettisham | AK | Juneau | 3 | Conventional Hydroelectric | WAT | Hydro | 31 | 1990
986 | Aurora Energy LLC | 79 | Aurora Energy LLC Chena | AK | Fairbanks North Star | 1 | Conventional Steam Coal | SUB | Hard Coal | 5 | 1952
986 | Aurora Energy LLC | 79 | Aurora Energy LLC Chena | AK | Fairbanks North Star | 2 | Conventional Steam Coal | SUB | Hard Coal | 2.5 | 1952
986 | Aurora Energy LLC | 79 | Aurora Energy LLC Chena | AK | Fairbanks North Star | 5 | Conventional Steam Coal | SUB | Hard Coal | 20 | 1975
10210 | Ketchikan Public Utilities | 84 | Ketchikan | AK | Ketchikan Gateway | 3 | Conventional Hydroelectric | WAT | Hydro | 1.4 | 1952
10210 | Ketchikan Public Utilities | 84 | Ketchikan | AK | Ketchikan Gateway | 4 | Conventional Hydroelectric | WAT | Hydro | 1.4 | 1938
10210 | Ketchikan Public Utilities | 84 | Ketchikan | AK | Ketchikan Gateway | 5 | Conventional Hydroelectric | WAT | Hydro | 1.4 | 1954
10210 | Ketchikan Public Utilities | 85 | S W Bailey | AK | Ketchikan Gateway | 1 | Petroleum Liquids | DFO | Petroleum | 4.5 | 1969
10210 | Ketchikan Public Utilities | 85 | S W Bailey | AK | Ketchikan Gateway | 2 | Petroleum Liquids | DFO | Petroleum | 4.5 | 1970
10210 | Ketchikan Public Utilities | 85 | S W Bailey | AK | Ketchikan Gateway | 3 | Petroleum Liquids | DFO | Petroleum | 6.4 | 1976
10210 | Ketchikan Public Utilities | 85 | S W Bailey | AK | Ketchikan Gateway | 4 | Petroleum Liquids | DFO | Petroleum | 10.5 | 1998
30151 | Tri-State G & T Assn, Inc | 87 | Escalante | NM | McKinley | 1 | Conventional Steam Coal | SUB | Hard Coal | 257 | 1984
15296 | New York Power Authority | 88 | Ashokan | NY | Ulster | 1 | Conventional Hydroelectric | WAT | Hydro | 2.3 | 1982
15296 | New York Power Authority | 88 | Ashokan | NY | Ulster | 2 | Conventional Hydroelectric | WAT | Hydro | 2.3 | 1982
13642 | Nome Joint Utility Systems | 90 | Snake River | AK | Nome | 12 | Petroleum Liquids | DFO | Petroleum | 3.8 | 1991
13642 | Nome Joint Utility Systems | 90 | Snake River | AK | Nome | 14 | Petroleum Liquids | DFO | Petroleum | 2 | 1999
13642 | Nome Joint Utility Systems | 90 | Snake River | AK | Nome | 15 | Petroleum Liquids | DFO | Petroleum | 5.2 | 2007
13642 | Nome Joint Utility Systems | 90 | Snake River | AK | Nome | 16 | Petroleum Liquids | DFO | Petroleum | 5.2 | 2007
13642 | Nome Joint Utility Systems | 90 | Snake River | AK | Nome | 18 | Petroleum Liquids | DFO | Petroleum | 0.4 | 2013
13642 | Nome Joint Utility Systems | 90 | Snake River | AK | Nome | ENT | Onshore Wind Turbine | WND | Wind | 0.8 | 2015
13642 | Nome Joint Utility Systems | 90 | Snake River | AK | Nome | EWT 1 | Onshore Wind Turbine | WND | Wind | 0.9 | 2013
13642 | Nome Joint Utility Systems | 90 | Snake River | AK | Nome | EWT 2 | Onshore Wind Turbine | WND | Wind | 0.9 | 2013
14856 | Petersburg Borough - (AK) | 91 | Petersburg | AK | Wrangell Petersburg | 3 | Conventional Hydroelectric | WAT | Hydro | 1.6 | 1954
14856 | Petersburg Borough - (AK) | 91 | Petersburg | AK | Wrangell Petersburg | IC1 | Petroleum Liquids | DFO | Petroleum | 2.6 | 1972
14856 | Petersburg Borough - (AK) | 91 | Petersburg | AK | Wrangell Petersburg | IC2 | Petroleum Liquids | DFO | Petroleum | 0.3 | 1972
14856 | Petersburg Borough - (AK) | 91 | Petersburg | AK | Wrangell Petersburg | IC3 | Petroleum Liquids | DFO | Petroleum | 1.2 | 1965
14856 | Petersburg Borough - (AK) | 91 | Petersburg | AK | Wrangell Petersburg | IC4 | Petroleum Liquids | DFO | Petroleum | 0.6 | 1979
14856 | Petersburg Borough - (AK) | 91 | Petersburg | AK | Wrangell Petersburg | IC5 | Petroleum Liquids | DFO | Petroleum | 0.8 | 1979
14856 | Petersburg Borough - (AK) | 91 | Petersburg | AK | Wrangell Petersburg | IC6 | Petroleum Liquids | DFO | Petroleum | 2.6 | 1993
14856 | Petersburg Borough - (AK) | 91 | Petersburg | AK | Wrangell Petersburg | IC7 | Petroleum Liquids | DFO | Petroleum | 2.6 | 2001
14856 | Petersburg Borough - (AK) | 91 | Petersburg | AK | Wrangell Petersburg | IC8 | Petroleum Liquids | DFO | Petroleum | 2.5 | 2012
16955 | City of Seward - (AK) | 92 | Seward (AK) | AK | Kenai Peninsula | 3 | Petroleum Liquids | DFO | Petroleum | 2.5 | 1975
16955 | City of Seward - (AK) | 92 | Seward (AK) | AK | Kenai Peninsula | 4 | Petroleum Liquids | DFO | Petroleum | 2.5 | 1986
16955 | City of Seward - (AK) | 92 | Seward (AK) | AK | Kenai Peninsula | 5 | Petroleum Liquids | DFO | Petroleum | 2.5 | 1985
16955 | City of Seward - (AK) | 92 | Seward (AK) | AK | Kenai Peninsula | 6 | Petroleum Liquids | DFO | Petroleum | 2.8 | 2000
16955 | City of Seward - (AK) | 92 | Seward (AK) | AK | Kenai Peninsula | N1 | Petroleum Liquids | DFO | Petroleum | 2.8 | 2010
16955 | City of Seward - (AK) | 92 | Seward (AK) | AK | Kenai Peninsula | N2 | Petroleum Liquids | DFO | Petroleum | 2.5 | 2010
17271 | City & Borough of Sitka - (AK) | 93 | Riley#03a | AK | Sitka | 3 | Conventional Hydroelectric | WAT | Hydro | 5.3 | 2014
17271 | City & Borough of Sitka - (AK) | 93 | Riley#03a | AK | Sitka | 4 | Conventional Hydroelectric | WAT | Hydro | 5.3 | 2014
17271 | City & Borough of Sitka - (AK) | 93 | Riley#03a | AK | Sitka | 5 | Conventional Hydroelectric | WAT | Hydro | 5.3 | 2014
21015 | City of Wrangell - (AK) | 95 | Wrangell | AK | Wrangell Petersburg | 11 | Petroleum Liquids | DFO | Petroleum | 2 | 2000
21015 | City of Wrangell - (AK) | 95 | Wrangell | AK | Wrangell Petersburg | 12 | Petroleum Liquids | DFO | Petroleum | 2 | 2000
21015 | City of Wrangell - (AK) | 95 | Wrangell | AK | Wrangell Petersburg | 13 | Petroleum Liquids | DFO | Petroleum | 2 | 2002
21015 | City of Wrangell - (AK) | 95 | Wrangell | AK | Wrangell Petersburg | 9 | Petroleum Liquids | DFO | Petroleum | 2.5 | 1987
3522 | Chugach Electric Assn Inc | 96 | Beluga | AK | Kenai Peninsula | 1 | Natural Gas Fired Combustion Turbine | NG | Natural Gas Peaker | 16 | 1968
3522 | Chugach Electric Assn Inc | 96 | Beluga | AK | Kenai Peninsula | 2 | Natural Gas Fired Combustion Turbine | NG | Natural Gas Peaker | 16 | 1968
3522 | Chugach Electric Assn Inc | 96 | Beluga | AK | Kenai Peninsula | 3 | Natural Gas Fired Combustion Turbine | NG | Natural Gas Peaker | 59.1 | 1972
3522 | Chugach Electric Assn Inc | 96 | Beluga | AK | Kenai Peninsula | 5 | Natural Gas Fired Combustion Turbine | NG | Natural Gas Peaker | 68.3 | 1975
3522 | Chugach Electric Assn Inc | 96 | Beluga | AK | Kenai Peninsula | 6 | Natural Gas Fired Combustion Turbine | NG | Natural Gas Peaker | 76.5 | 1976
3522 | Chugach Electric Assn Inc | 96 | Beluga | AK | Kenai Peninsula | 7 | Natural Gas Fired Combustion Turbine | NG | Natural Gas Peaker | 76.5 | 1978
15500 | Puget Sound Energy Inc | 99 | Frederickson | WA | Pierce | 1 | Natural Gas Fired Combustion Turbine | NG | Natural Gas Peaker | 88.9 | 1981
15500 | Puget Sound Energy Inc | 99 | Frederickson | WA | Pierce | 2 | Natural Gas Fired Combustion Turbine | NG | Natural Gas Peaker | 88.9 | 1981
16572 | Salt River Project | 100 | South Consolidated | AZ | Maricopa | SC1 | Conventional Hydroelectric | WAT | Hydro | 1.4 | 1981
17609 | Southern California Edison Co | 104 | J S Eastwood | CA | Fresno | 1 | Hydroelectric Pumped Storage | WAT | Other | 199.8 | 1987
18315 | Sunflower Electric Power Corp | 108 | Holcomb | KS | Finney | 1 | Conventional Steam Coal | SUB | Hard Coal | 348.7 | 1983
13870 | Nushagak Electric Coop, Inc | 109 | Dillingham | AK | Dillingham | 10 | Petroleum Liquids | DFO | Petroleum | 1.1 | 1988
13870 | Nushagak Electric Coop, Inc | 109 | Dillingham | AK | Dillingham | 11 | Petroleum Liquids | DFO | Petroleum | 1 | 2001
13870 | Nushagak Electric Coop, Inc | 109 | Dillingham | AK | Dillingham | 12 | Petroleum Liquids | DFO | Petroleum | 1 | 2006
13870 | Nushagak Electric Coop, Inc | 109 | Dillingham | AK | Dillingham | 13 | Petroleum Liquids | DFO | Petroleum | 1 | 2006
13870 | Nushagak Electric Coop, Inc | 109 | Dillingham | AK | Dillingham | 14 | Petroleum Liquids | DFO | Petroleum | 1 | 2008
13870 | Nushagak Electric Coop, Inc | 109 | Dillingham | AK | Dillingham | 15 | Petroleum Liquids | DFO | Petroleum | 1 | 2008
13870 | Nushagak Electric Coop, Inc | 109 | Dillingham | AK | Dillingham | 16 | Petroleum Liquids | DFO | Petroleum | 0.5 | 2009
803 | Arizona Public Service Co | 113 | Cholla | AZ | Navajo | 1 | Conventional Steam Coal | SUB | Hard Coal | 113.6 | 1962
803 | Arizona Public Service Co | 113 | Cholla | AZ | Navajo | 3 | Conventional Steam Coal | SUB | Hard Coal | 312.3 | 1980
803 | Arizona Public Service Co | 113 | Cholla | AZ | Navajo | 4 | Conventional Steam Coal | SUB | Hard Coal | 414 | 1981
803 | Arizona Public Service Co | 114 | Douglas | AZ | Cochise | 1 | Petroleum Liquids | DFO | Petroleum | 26.1 | 1972
803 | Arizona Public Service Co | 116 | Ocotillo | AZ | Maricopa | 1 | Natural Gas Steam Turbine | NG | Natural Gas Peaker | 113.6 | 1960
803 | Arizona Public Service Co | 116 | Ocotillo | AZ | Maricopa | 2 | Natural Gas Steam Turbine | NG | Natural Gas Peaker | 113.6 | 1960
803 | Arizona Public Service Co | 116 | Ocotillo | AZ | Maricopa | GT1 | Natural Gas Fired Combustion Turbine | NG | Natural Gas Peaker | 53.1 | 1972
803 | Arizona Public Service Co | 116 | Ocotillo | AZ | Maricopa | GT2 | Natural Gas Fired Combustion Turbine | NG | Natural Gas Peaker | 53.1 | 1973
803 | Arizona Public Service Co | 116 | Ocotillo | AZ | Maricopa | PV1 | Solar Photovoltaic | SUN | Solar PV | 0.1 | 1998
803 | Arizona Public Service Co | 116 | Ocotillo | AZ | Maricopa | PV2 | Solar Photovoltaic | SUN | Solar PV | 0.1 | 1999
803 | Arizona Public Service Co | 116 | Ocotillo | AZ | Maricopa | PVM | Solar Photovoltaic | SUN | Solar PV | 0.4 | 1988
803 | Arizona Public Service Co | 117 | West Phoenix | AZ | Maricopa | 1B | Natural Gas Fired Combined Cycle | NG | Natural Gas Nonpeaker | 132 | 1976
803 | Arizona Public Service Co | 117 | West Phoenix | AZ | Maricopa | 2B | Natural Gas Fired Combined Cycle | NG | Natural Gas Nonpeaker | 132 | 1976
803 | Arizona Public Service Co | 117 | West Phoenix | AZ | Maricopa | 3B | Natural Gas Fired Combined Cycle | NG | Natural Gas Nonpeaker | 132 | 1976
803 | Arizona Public Service Co | 117 | West Phoenix | AZ | Maricopa | C4-1 | Natural Gas Fired Combined Cycle | NG | Natural Gas Nonpeaker | 91 | 2001
803 | Arizona Public Service Co | 117 | West Phoenix | AZ | Maricopa | C4-2 | Natural Gas Fired Combined Cycle | NG | Natural Gas Nonpeaker | 44.6 | 2001
803 | Arizona Public Service Co | 117 | West Phoenix | AZ | Maricopa | C5-1 | Natural Gas Fired Combined Cycle | NG | Natural Gas Nonpeaker | 184.5 | 2003
803 | Arizona Public Service Co | 117 | West Phoenix | AZ | Maricopa | C5-2 | Natural Gas Fired Combined Cycle | NG | Natural Gas Nonpeaker | 184.5 | 2003
803 | Arizona Public Service Co | 117 | West Phoenix | AZ | Maricopa | C5-3 | Natural Gas Fired Combined Cycle | NG | Natural Gas Nonpeaker | 200.6 | 2003
803 | Arizona Public Service Co | 117 | West Phoenix | AZ | Maricopa | GT1 | Natural Gas Fired Combustion Turbine | NG | Natural Gas Peaker | 53.1 | 1972
803 | Arizona Public Service Co | 117 | West Phoenix | AZ | Maricopa | GT2 | Natural Gas Fired Combustion Turbine | NG | Natural Gas Peaker | 53.1 | 1973
803 | Arizona Public Service Co | 118 | Saguaro | AZ | Pinal | GE1 | Natural Gas Fired Combustion Turbine | NG | Natural Gas Peaker | 78.3 | 2002
803 | Arizona Public Service Co | 118 | Saguaro | AZ | Pinal | GT1 | Natural Gas Fired Combustion Turbine | NG | Natural Gas Peaker | 53.1 | 1972
803 | Arizona Public Service Co | 118 | Saguaro | AZ | Pinal | GT2 | Natural Gas Fired Combustion Turbine | NG | Natural Gas Peaker | 53.1 | 1973
803 | Arizona Public Service Co | 120 | Yucca | AZ | Yuma | GT1 | Natural Gas Fired Combustion Turbine | NG | Natural Gas Peaker | 23.6 | 1971
803 | Arizona Public Service Co | 120 | Yucca | AZ | Yuma | GT2 | Natural Gas Fired Combustion Turbine | NG | Natural Gas Peaker | 23.6 | 1971
803 | Arizona Public Service Co | 120 | Yucca | AZ | Yuma | GT21 | Petroleum Liquids | DFO | Petroleum | 25.3 | 1978
803 | Arizona Public Service Co | 120 | Yucca | AZ | Yuma | GT3 | Natural Gas Fired Combustion Turbine | NG | Natural Gas Peaker | 72.4 | 1973
803 | Arizona Public Service Co | 120 | Yucca | AZ | Yuma | GT4 | Petroleum Liquids | DFO | Petroleum | 72.4 | 1974
803 | Arizona Public Service Co | 120 | Yucca | AZ | Yuma | GT5 | Natural Gas Fired Combustion Turbine | NG | Natural Gas Peaker | 60.5 | 2008
803 | Arizona Public Service Co | 120 | Yucca | AZ | Yuma | GT6 | Natural Gas Fired Combustion Turbine | NG | Natural Gas Peaker | 60.5 | 2008
803 | Arizona Public Service Co | 120 | Yucca | AZ | Yuma | ST1 | Natural Gas Steam Turbine | NG | Natural Gas Peaker | 86.7 | 1959
24211 | Tucson Electric Power Co | 124 | Demoss Petrie | AZ | Pima | GT2 | Natural Gas Fired Combustion Turbine | NG | Natural Gas Peaker | 85 | 2001
24211 | Tucson Electric Power Co | 126 | H Wilson Sundt Generating Station | AZ | Pima | 4 | Conventional Steam Coal | BIT | Hard Coal | 173.3 | 1967
24211 | Tucson Electric Power Co | 126 | H Wilson Sundt Generating Station | AZ | Pima | GT1 | Natural Gas Fired Combustion Turbine | NG | Natural Gas Peaker | 27 | 1972
24211 | Tucson Electric Power Co | 126 | H Wilson Sundt Generating Station | AZ | Pima | GT2 | Natural Gas Fired Combustion Turbine | NG | Natural Gas Peaker | 27 | 1972
24211 | Tucson Electric Power Co | 126 | H Wilson Sundt Generating Station | AZ | Pima | ST1 | Natural Gas Steam Turbine | NG | Natural Gas Peaker | 108.8 | 1958
24211 | Tucson Electric Power Co | 126 | H Wilson Sundt Generating Station | AZ | Pima | ST2 | Natural Gas Steam Turbine | NG | Natural Gas Peaker | 108.8 | 1960
24211 | Tucson Electric Power Co | 126 | H Wilson Sundt Generating Station | AZ | Pima | ST3 | Natural Gas Steam Turbine | NG | Natural Gas Peaker | 113.6 | 1962
15474 | Public Service Co of Oklahoma | 127 | Oklaunion | TX | Wilbarger | 1 | Conventional Steam Coal | SUB | Hard Coal | 720 | 1986
17543 | South Carolina Public Service Authority | 130 | Cross | SC | Berkeley | 1 | Conventional Steam Coal | BIT | Hard Coal | 590.9 | 1995
17543 | South Carolina Public Service Authority | 130 | Cross | SC | Berkeley | 2 | Conventional Steam Coal | BIT | Hard Coal | 556.2 | 1984
17543 | South Carolina Public Service Authority | 130 | Cross | SC | Berkeley | 3 | Conventional Steam Coal | BIT | Hard Coal | 591 | 2007
17543 | South Carolina Public Service Authority | 130 | Cross | SC | Berkeley | 4 | Conventional Steam Coal | BIT | Hard Coal | 652 | 2008
21554 | Seminole Electric Cooperative Inc | 136 | Seminole (FL) | FL | Putnam | 1 | Conventional Steam Coal | BIT | Hard Coal | 735.9 | 1984
21554 | Seminole Electric Cooperative Inc | 136 | Seminole (FL) | FL | Putnam | 2 | Conventional Steam Coal | BIT | Hard Coal | 735.9 | 1984
16572 | Salt River Project | 141 | Agua Fria | AZ | Maricopa | AF1 | Natural Gas Steam Turbine | NG | Natural Gas Peaker | 113.6 | 1958
16572 | Salt River Project | 141 | Agua Fria | AZ | Maricopa | AF2 | Natural Gas Steam Turbine | NG | Natural Gas Peaker | 113.6 | 1957
16572 | Salt River Project | 141 | Agua Fria | AZ | Maricopa | AF3 | Natural Gas Steam Turbine | NG | Natural Gas Peaker | 163.2 | 1961
16572 | Salt River Project | 141 | Agua Fria | AZ | Maricopa | AF4 | Natural Gas Fired Combustion Turbine | NG | Natural Gas Peaker | 80.5 | 1975
16572 | Salt River Project | 141 | Agua Fria | AZ | Maricopa | AF5 | Natural Gas Fired Combustion Turbine | NG | Natural Gas Peaker | 71.2 | 1974
16572 | Salt River Project | 141 | Agua Fria | AZ | Maricopa | AF6 | Natural Gas Fired Combustion Turbine | NG | Natural Gas Peaker | 71.2 | 1974
16572 | Salt River Project | 141 | Agua Fria | AZ | Maricopa | PV-3 | Solar Photovoltaic | SUN | Solar PV | 0.2 | 2001
16572 | Salt River Project | 143 | Crosscut | AZ | Maricopa | CC5 | Conventional Hydroelectric | WAT | Hydro | 3 | 1939
16572 | Salt River Project | 145 | Horse Mesa | AZ | Maricopa | HM1 | Conventional Hydroelectric | WAT | Hydro | 9.9 | 1927
16572 | Salt River Project | 145 | Horse Mesa | AZ | Maricopa | HM2 | Conventional Hydroelectric | WAT | Hydro | 9.9 | 1927
16572 | Salt River Project | 145 | Horse Mesa | AZ | Maricopa | HM3 | Conventional Hydroelectric | WAT | Hydro | 9.9 | 1927
16572 | Salt River Project | 145 | Horse Mesa | AZ | Maricopa | HM4 | Hydroelectric Pumped Storage | WAT | Other | 99.8 | 1972
16572 | Salt River Project | 147 | Kyrene | AZ | Maricopa | KY1 | Natural Gas Steam Turbine | NG | Natural Gas Peaker | 34.5 | 1952
16572 | Salt River Project | 147 | Kyrene | AZ | Maricopa | KY2 | Natural Gas Steam Turbine | NG | Natural Gas Peaker | 73.5 | 1954
16572 | Salt River Project | 147 | Kyrene | AZ | Maricopa | KY4 | Natural Gas Fired Combustion Turbine | NG | Natural Gas Peaker | 53.1 | 1971
16572 | Salt River Project | 147 | Kyrene | AZ | Maricopa | KY5 | Natural Gas Fired Combustion Turbine | NG | Natural Gas Peaker | 60.3 | 1973
16572 | Salt River Project | 147 | Kyrene | AZ | Maricopa | KY6 | Natural Gas Fired Combustion Turbine | NG | Natural Gas Peaker | 60.3 | 1973
16572 | Salt River Project | 147 | Kyrene | AZ | Maricopa | KY7 | Natural Gas Fired Combined Cycle | NG | Natural Gas Nonpeaker | 170 | 2002
16572 | Salt River Project | 147 | Kyrene | AZ | Maricopa | KY7A | Natural Gas Fired Combined Cycle | NG | Natural Gas Nonpeaker | 122 | 2002
16572 | Salt River Project | 148 | Mormon Flat | AZ | Maricopa | MF1 | Conventional Hydroelectric | WAT | Hydro | 9.2 | 1926
16572 | Salt River Project | 148 | Mormon Flat | AZ | Maricopa | MF2 | Hydroelectric Pumped Storage | WAT | Other | 54.3 | 1971
16572 | Salt River Project | 149 | Roosevelt | AZ | Maricopa | ROOS | Conventional Hydroelectric | WAT | Hydro | 36 | 1973
16572 | Salt River Project | 150 | Stewart Mountain | AZ | Maricopa | SM | Conventional Hydroelectric | WAT | Hydro | 13 | 1930
12745 | Modesto Irrigation District | 151 | McClure | CA | Stanislaus | 1 | Petroleum Liquids | DFO | Petroleum | 71.2 | 1980
12745 | Modesto Irrigation District | 151 | McClure | CA | Stanislaus | 2 | Natural Gas Fired Combustion Turbine | NG | Natural Gas Peaker | 71.2 | 1981
2518 | U S Bureau of Reclamation | 152 | Davis Dam | AZ | Mohave | 1 | Conventional Hydroelectric | WAT | Hydro | 51.7 | 1951
2518 | U S Bureau of Reclamation | 152 | Davis Dam | AZ | Mohave | 2 | Conventional Hydroelectric | WAT | Hydro | 51.7 | 1951
2518 | U S Bureau of Reclamation | 152 | Davis Dam | AZ | Mohave | 3 | Conventional Hydroelectric | WAT | Hydro | 48 | 1951
2518 | U S Bureau of Reclamation | 152 | Davis Dam | AZ | Mohave | 4 | Conventional Hydroelectric | WAT | Hydro | 51.7 | 1951
2518 | U S Bureau of Reclamation | 152 | Davis Dam | AZ | Mohave | 5 | Conventional Hydroelectric | WAT | Hydro | 51.7 | 1951
2518 | U S Bureau of Reclamation | 153 | Glen Canyon Dam | AZ | Coconino | 1 | Conventional Hydroelectric | WAT | Hydro | 165 | 1964
2518 | U S Bureau of Reclamation | 153 | Glen Canyon Dam | AZ | Coconino | 2 | Conventional Hydroelectric | WAT | Hydro | 165 | 1964
2518 | U S Bureau of Reclamation | 153 | Glen Canyon Dam | AZ | Coconino | 3 | Conventional Hydroelectric | WAT | Hydro | 165 | 1964
2518 | U S Bureau of Reclamation | 153 | Glen Canyon Dam | AZ | Coconino | 4 | Conventional Hydroelectric | WAT | Hydro | 165 | 1965
2518 | U S Bureau of Reclamation | 153 | Glen Canyon Dam | AZ | Coconino | 5 | Conventional Hydroelectric | WAT | Hydro | 165 | 1965
2518 | U S Bureau of Reclamation | 153 | Glen Canyon Dam | AZ | Coconino | 6 | Conventional Hydroelectric | WAT | Hydro | 165 | 1965
2518 | U S Bureau of Reclamation | 153 | Glen Canyon Dam | AZ | Coconino | 7 | Conventional Hydroelectric | WAT | Hydro | 157 | 1966
2518 | U S Bureau of Reclamation | 153 | Glen Canyon Dam | AZ | Coconino | 8 | Conventional Hydroelectric | WAT | Hydro | 165 | 1966
2518 | U S Bureau of Reclamation | 154 | Hoover Dam (NV) | NV | Clark | N0 | Conventional Hydroelectric | WAT | Hydro | 2.4 | 1936
2518 | U S Bureau of Reclamation | 154 | Hoover Dam (NV) | NV | Clark | N1 | Conventional Hydroelectric | WAT | Hydro | 130 | 1936
2518 | U S Bureau of Reclamation | 154 | Hoover Dam (NV) | NV | Clark | N2 | Conventional Hydroelectric | WAT | Hydro | 130 | 1936
2518 | U S Bureau of Reclamation | 154 | Hoover Dam (NV) | NV | Clark | N3 | Conventional Hydroelectric | WAT | Hydro | 130 | 1937
2518 | U S Bureau of Reclamation | 154 | Hoover Dam (NV) | NV | Clark | N4 | Conventional Hydroelectric | WAT | Hydro | 130 | 1936
2518 | U S Bureau of Reclamation | 154 | Hoover Dam (NV) | NV | Clark | N5 | Conventional Hydroelectric | WAT | Hydro | 130 | 1938
2518 | U S Bureau of Reclamation | 154 | Hoover Dam (NV) | NV | Clark | N6 | Conventional Hydroelectric | WAT | Hydro | 130 | 1938
2518 | U S Bureau of Reclamation | 154 | Hoover Dam (NV) | NV | Clark | N7 | Conventional Hydroelectric | WAT | Hydro | 127 | 1944
2518 | U S Bureau of Reclamation | 154 | Hoover Dam (NV) | NV | Clark | N8 | Conventional Hydroelectric | WAT | Hydro | 130 | 1961
8366 | Heber Light & Power Company | 159 | Lake Creek Dam | UT | Wasatch | 1 | Conventional Hydroelectric | WAT | Hydro | 1.5 | 1981
796 | Arizona Electric Pwr Coop Inc | 160 | Apache Station | AZ | Cochise | GT1 | Natural Gas Fired Combustion Turbine | NG | Natural Gas Peaker | 11.5 | 1963
796 | Arizona Electric Pwr Coop Inc | 160 | Apache Station | AZ | Cochise | GT2 | Natural Gas Fired Combustion Turbine | NG | Natural Gas Peaker | 20.4 | 1972
796 | Arizona Electric Pwr Coop Inc | 160 | Apache Station | AZ | Cochise | GT3 | Natural Gas Fired Combustion Turbine | NG | Natural Gas Peaker | 78.7 | 1975
796 | Arizona Electric Pwr Coop Inc | 160 | Apache Station | AZ | Cochise | GT4 | Natural Gas Fired Combustion Turbine | NG | Natural Gas Peaker | 60.5 | 2002
796 | Arizona Electric Pwr Coop Inc | 160 | Apache Station | AZ | Cochise | ST1 | Natural Gas Steam Turbine | NG | Natural Gas Peaker | 81.6 | 1964
796 | Arizona Electric Pwr Coop Inc | 160 | Apache Station | AZ | Cochise | ST2 | Conventional Steam Coal | SUB | Hard Coal | 204 | 1979
796 | Arizona Electric Pwr Coop Inc | 160 | Apache Station | AZ | Cochise | ST3 | Conventional Steam Coal | SUB | Hard Coal | 204 | 1979
19281 | Turlock Irrigation District | 161 | Turlock Lake | CA | Stanislaus | 1 | Conventional Hydroelectric | WAT | Hydro | 1.1 | 1980
19281 | Turlock Irrigation District | 161 | Turlock Lake | CA | Stanislaus | 2 | Conventional Hydroelectric | WAT | Hydro | 1.1 | 1980
19281 | Turlock Irrigation District | 161 | Turlock Lake | CA | Stanislaus | 3 | Conventional Hydroelectric | WAT | Hydro | 1.1 | 1980
19281 | Turlock Irrigation District | 162 | Hickman | CA | Stanislaus | 1 | Conventional Hydroelectric | WAT | Hydro | 0.5 | 1979
19281 | Turlock Irrigation District | 162 | Hickman | CA | Stanislaus | 2 | Conventional Hydroelectric | WAT | Hydro | 0.5 | 1979
7490 | Grand River Dam Authority | 165 | GREC | OK | Mayes | 1 | Conventional Steam Coal | SUB | Hard Coal | 540 | 1981
7490 | Grand River Dam Authority | 165 | GREC | OK | Mayes | 2 | Conventional Steam Coal | SUB | Hard Coal | 594 | 1985
814 | Entergy Arkansas Inc | 166 | Carpenter | AR | Garland | 1 | Conventional Hydroelectric | WAT | Hydro | 28 | 1932
814 | Entergy Arkansas Inc | 166 | Carpenter | AR | Garland | 2 | Conventional Hydroelectric | WAT | Hydro | 28 | 1932
814 | Entergy Arkansas Inc | 170 | Lake Catherine | AR | Hot Spring | 4 | Natural Gas Steam Turbine | NG | Natural Gas Peaker | 552.5 | 1970
814 | Entergy Arkansas Inc | 171 | Mabelvale | AR | Pulaski | 1 | Natural Gas Fired Combustion Turbine | NG | Natural Gas Peaker | 19.5 | 1970
814 | Entergy Arkansas Inc | 171 | Mabelvale | AR | Pulaski | 3 | Natural Gas Fired Combustion Turbine | NG | Natural Gas Peaker | 19.5 | 1970
14216 | City of Osceola - (AR) | 172 | Osceola (AR) | AR | Mississippi | 13 | Petroleum Liquids | DFO | Petroleum | 1.6 | 1999
14216 | City of Osceola - (AR) | 172 | Osceola (AR) | AR | Mississippi | 14 | Petroleum Liquids | DFO | Petroleum | 1.6 | 1999
14216 | City of Osceola - (AR) | 172 | Osceola (AR) | AR | Mississippi | 9 | Petroleum Liquids | DFO | Petroleum | 1.6 | 1992
814 | Entergy Arkansas Inc | 174 | Remmel | AR | Hot Spring | 1 | Conventional Hydroelectric | WAT | Hydro | 3 | 1925
814 | Entergy Arkansas Inc | 174 | Remmel | AR | Hot Spring | 2 | Conventional Hydroelectric | WAT | Hydro | 3 | 1925
814 | Entergy Arkansas Inc | 174 | Remmel | AR | Hot Spring | 3 | Conventional Hydroelectric | WAT | Hydro | 3 | 1925
14328 | Pacific Gas & Electric Co | 180 | Volta 2 | CA | Shasta | 1 | Conventional Hydroelectric | WAT | Hydro | 1 | 1981
19647 | USCE-Little Rock District | 182 | Beaver Dam | AR | Carroll | 1 | Conventional Hydroelectric | WAT | Hydro | 56 | 1965
19647 | USCE-Little Rock District | 182 | Beaver Dam | AR | Carroll | 2 | Conventional Hydroelectric | WAT | Hydro | 56 | 1965
19406 | USCE -Vickburg District | 187 | Degray | AR | Clark | 1 | Conventional Hydroelectric | WAT | Hydro | 40 | 1972
19406 | USCE -Vickburg District | 187 | Degray | AR | Clark | 2 | Hydroelectric Pumped Storage | WAT | Other | 28 | 1972
19647 | USCE-Little Rock District | 188 | Greers Ferry Lake | AR | Cleburne | 1 | Conventional Hydroelectric | WAT | Hydro | 48 | 1964
19647 | USCE-Little Rock District | 188 | Greers Ferry Lake | AR | Cleburne | 2 | Conventional Hydroelectric | WAT | Hydro | 48 | 1964
15043 | City of Piggott - (AR) | 193 | Municipal Light | AR | Clay | 1 | Petroleum Liquids | DFO | Petroleum | 2 | 1963
15043 | City of Piggott - (AR) | 193 | Municipal Light | AR | Clay | 2 | Petroleum Liquids | DFO | Petroleum | 0.6 | 1952
15043 | City of Piggott - (AR) | 193 | Municipal Light | AR | Clay | 4 | Petroleum Liquids | DFO | Petroleum | 2.2 | 1976
15043 | City of Piggott - (AR) | 193 | Municipal Light | AR | Clay | 6 | Petroleum Liquids | DFO | Petroleum | 1.3 | 1959
15043 | City of Piggott - (AR) | 193 | Municipal Light | AR | Clay | 7 | Petroleum Liquids | DFO | Petroleum | 1.1 | 1955
19406 | USCE -Vickburg District | 195 | Narrows (AR) | AR | Pike | 1 | Conventional Hydroelectric | WAT | Hydro | 8.5 | 1950
19406 | USCE -Vickburg District | 195 | Narrows (AR) | AR | Pike | 2 | Conventional Hydroelectric | WAT | Hydro | 8.5 | 1950
19406 | USCE -Vickburg District | 195 | Narrows (AR) | AR | Pike | 3 | Conventional Hydroelectric | WAT | Hydro | 8.5 | 1969
19647 | USCE-Little Rock District | 196 | Norfork | AR | Baxter | 1 | Conventional Hydroelectric | WAT | Hydro | 40.2 | 1950
19647 | USCE-Little Rock District | 196 | Norfork | AR | Baxter | 2 | Conventional Hydroelectric | WAT | Hydro | 40.2 | 1944
19406 | USCE -Vickburg District | 197 | Blakely Mountain | AR | Garland | 1 | Conventional Hydroelectric | WAT | Hydro | 37.5 | 1955
19406 | USCE -Vickburg District | 197 | Blakely Mountain | AR | Garland | 2 | Conventional Hydroelectric | WAT | Hydro | 37.5 | 1955
19647 | USCE-Little Rock District | 198 | Bull Shoals | AR | Marion | 1 | Conventional Hydroelectric | WAT | Hydro | 40 | 1952
19647 | USCE-Little Rock District | 198 | Bull Shoals | AR | Marion | 2 | Conventional Hydroelectric | WAT | Hydro | 40 | 1952
19647 | USCE-Little Rock District | 198 | Bull Shoals | AR | Marion | 3 | Conventional Hydroelectric | WAT | Hydro | 40 | 1952
19647 | USCE-Little Rock District | 198 | Bull Shoals | AR | Marion | 4 | Conventional Hydroelectric | WAT | Hydro | 40 | 1953
19647 | USCE-Little Rock District | 198 | Bull Shoals | AR | Marion | 5 | Conventional Hydroelectric | WAT | Hydro | 45 | 1962
19647 | USCE-Little Rock District | 198 | Bull Shoals | AR | Marion | 6 | Conventional Hydroelectric | WAT | Hydro | 45 | 1962
19647 | USCE-Little Rock District | 198 | Bull Shoals | AR | Marion | 7 | Conventional Hydroelectric | WAT | Hydro | 45 | 1963
19647 | USCE-Little Rock District | 198 | Bull Shoals | AR | Marion | 8 | Conventional Hydroelectric | WAT | Hydro | 45 | 1963
19647 | USCE-Little Rock District | 199 | Dardanelle | AR | Pope | 1 | Conventional Hydroelectric | WAT | Hydro | 40.2 | 1965
19647 | USCE-Little Rock District | 199 | Dardanelle | AR | Pope | 2 | Conventional Hydroelectric | WAT | Hydro | 40.2 | 1965
19647 | USCE-Little Rock District | 199 | Dardanelle | AR | Pope | 3 | Conventional Hydroelectric | WAT | Hydro | 40.2 | 1965
19647 | USCE-Little Rock District | 199 | Dardanelle | AR | Pope | 4 | Conventional Hydroelectric | WAT | Hydro | 40.2 | 1966
807 | Arkansas Electric Coop Corp | 201 | Thomas Fitzhugh | AR | Franklin | 1 | Natural Gas Fired Combined Cycle | NG | Natural Gas Nonpeaker | 59 | 1963
807 | Arkansas Electric Coop Corp | 201 | Thomas Fitzhugh | AR | Franklin | 2 | Natural Gas Fired Combined Cycle | NG | Natural Gas Nonpeaker | 126 | 2002
807 | Arkansas Electric Coop Corp | 202 | Carl Bailey | AR | Woodruff | 1 | Natural Gas Steam Turbine | NG | Natural Gas Peaker | 120 | 1966
807 | Arkansas Electric Coop Corp | 203 | McClellan (AR) | AR | Ouachita | 1 | Natural Gas Steam Turbine | NG | Natural Gas Peaker | 136 | 1972
55951 | Exelon Nuclear | 204 | Clinton Power Station | IL | DeWitt | 1 | Nuclear | NUC | Nuclear | 1138.3 | 1987
9617 | JEA | 207 | St Johns River Power Park | FL | Duval | 1 | Conventional Steam Coal | BIT | Hard Coal | 679 | 1987
9617 | JEA | 207 | St Johns River Power Park | FL | Duval | 2 | Conventional Steam Coal | BIT | Hard Coal | 679 | 1988
20893 | Wolf Creek Nuclear Optg Corp | 210 | Wolf Creek Generating Station | KS | Coffey | 1 | Nuclear | NUC | Nuclear | 1267.7 | 1985
14328 | Pacific Gas & Electric Co | 214 | Alta Powerhouse | CA | Placer | 1 | Conventional Hydroelectric | WAT | Hydro | 1 | 1902
19586 | Utica Water & Power Authority | 215 | Angels | CA | Calaveras | 1 | Conventional Hydroelectric | WAT | Hydro | 1.4 | 1940
14328 | Pacific Gas & Electric Co | 217 | Balch 1 | CA | Fresno | 1 | Conventional Hydroelectric | WAT | Hydro | 31 | 1927
14328 | Pacific Gas & Electric Co | 218 | Balch 2 | CA | Fresno | 2 | Conventional Hydroelectric | WAT | Hydro | 48.6 | 1958
14328 | Pacific Gas & Electric Co | 218 | Balch 2 | CA | Fresno | 3 | Conventional Hydroelectric | WAT | Hydro | 48.6 | 1958
14328 | Pacific Gas & Electric Co | 219 | Belden | CA | Plumas | 1 | Conventional Hydroelectric | WAT | Hydro | 117.9 | 1969
14328 | Pacific Gas & Electric Co | 220 | Bucks Creek | CA | Plumas | H1 | Conventional Hydroelectric | WAT | Hydro | 33 | 1928
14328 | Pacific Gas & Electric Co | 220 | Bucks Creek | CA | Plumas | H2 | Conventional Hydroelectric | WAT | Hydro | 33 | 1928
14328 | Pacific Gas & Electric Co | 221 | Butt Valley | CA | Plumas | 1 | Conventional Hydroelectric | WAT | Hydro | 40 | 1958
14328 | Pacific Gas & Electric Co | 222 | Caribou 1 | CA | Plumas | 1 | Conventional Hydroelectric | WAT | Hydro | 23.8 | 1921
14328 | Pacific Gas & Electric Co | 222 | Caribou 1 | CA | Plumas | 2 | Conventional Hydroelectric | WAT | Hydro | 25 | 1921
14328 | Pacific Gas & Electric Co | 222 | Caribou 1 | CA | Plumas | 3 | Conventional Hydroelectric | WAT | Hydro | 25 | 1924
14328 | Pacific Gas & Electric Co | 223 | Caribou 2 | CA | Plumas | 4 | Conventional Hydroelectric | WAT | Hydro | 60.3 | 1958
14328 | Pacific Gas & Electric Co | 223 | Caribou 2 | CA | Plumas | 5 | Conventional Hydroelectric | WAT | Hydro | 57.6 | 1958
14328 | Pacific Gas & Electric Co | 224 | Centerville PH | CA | Butte | 1 | Conventional Hydroelectric | WAT | Hydro | 5.5 | 1900
14328 | Pacific Gas & Electric Co | 224 | Centerville PH | CA | Butte | 2 | Conventional Hydroelectric | WAT | Hydro | 0.9 | 1900
14328 | Pacific Gas & Electric Co | 225 | Chili Bar | CA | El Dorado | 1 | Conventional Hydroelectric | WAT | Hydro | 7 | 1965
14328 | Pacific Gas & Electric Co | 227 | Coleman PH | CA | Shasta | 1 | Conventional Hydroelectric | WAT | Hydro | 12.1 | 1979
14328 | Pacific Gas & Electric Co | 229 | Cow Creek | CA | Shasta | 1 | Conventional Hydroelectric | WAT | Hydro | 0.7 | 1907
14328 | Pacific Gas & Electric Co | 229 | Cow Creek | CA | Shasta | 2 | Conventional Hydroelectric | WAT | Hydro | 0.7 | 1907
14328 | Pacific Gas & Electric Co | 231 | Cresta | CA | Butte | 1 | Conventional Hydroelectric | WAT | Hydro | 36.9 | 1949
14328 | Pacific Gas & Electric Co | 231 | Cresta | CA | Butte | 2 | Conventional Hydroelectric | WAT | Hydro | 36.9 | 1950
14328 | Pacific Gas & Electric Co | 232 | De Sabla | CA | Butte | 1 | Conventional Hydroelectric | WAT | Hydro | 18.4 | 1963
14328 | Pacific Gas & Electric Co | 233 | Deer Creek PH | CA | Nevada | 1 | Conventional Hydroelectric | WAT | Hydro | 5.5 | 1908
14328 | Pacific Gas & Electric Co | 235 | Drum 1 | CA | Placer | 1 | Conventional Hydroelectric | WAT | Hydro | 12 | 1913
14328 | Pacific Gas & Electric Co | 235 | Drum 1 | CA | Placer | 2 | Conventional Hydroelectric | WAT | Hydro | 12 | 1913
14328 | Pacific Gas & Electric Co | 235 | Drum 1 | CA | Placer | 3 | Conventional Hydroelectric | WAT | Hydro | 12 | 1922
14328 | Pacific Gas & Electric Co | 235 | Drum 1 | CA | Placer | 4 | Conventional Hydroelectric | WAT | Hydro | 13.2 | 1928
14328 | Pacific Gas & Electric Co | 236 | Drum 2 | CA | Placer | 5 | Conventional Hydroelectric | WAT | Hydro | 53.1 | 1965
14328 | Pacific Gas & Electric Co | 237 | Dutch Flat | CA | Placer | 1 | Conventional Hydroelectric | WAT | Hydro | 22 | 1943
25915 | El Dorado Irrigation District | 238 | El Dorado | CA | EL DORADO | 1 | Conventional Hydroelectric | WAT | Hydro | 10 | 1924
25915 | El Dorado Irrigation District | 238 | El Dorado | CA | EL DORADO | 2 | Conventional Hydroelectric | WAT | Hydro | 10 | 1924
14328 | Pacific Gas & Electric Co | 239 | Electra | CA | Amador | 1 | Conventional Hydroelectric | WAT | Hydro | 32.3 | 1948
14328 | Pacific Gas & Electric Co | 239 | Electra | CA | Amador | 2 | Conventional Hydroelectric | WAT | Hydro | 35.1 | 1948
14328 | Pacific Gas & Electric Co | 239 | Electra | CA | Amador | 3 | Conventional Hydroelectric | WAT | Hydro | 35.1 | 1948
14328 | Pacific Gas & Electric Co | 240 | Haas | CA | Fresno | H1 | Conventional Hydroelectric | WAT | Hydro | 67.5 | 1958
14328 | Pacific Gas & Electric Co | 240 | Haas | CA | Fresno | H2 | Conventional Hydroelectric | WAT | Hydro | 67.5 | 1958
14328 | Pacific Gas & Electric Co | 241 | Halsey | CA | Placer | 1 | Conventional Hydroelectric | WAT | Hydro | 13.6 | 1916
14328 | Pacific Gas & Electric Co | 242 | Hamilton Branch | CA | Plumas | 1 | Conventional Hydroelectric | WAT | Hydro | 2.6 | 1921
14328 | Pacific Gas & Electric Co | 242 | Hamilton Branch | CA | Plumas | 2 | Conventional Hydroelectric | WAT | Hydro | 2.7 | 1921
14328 | Pacific Gas & Electric Co | 243 | Hat Creek 1 | CA | Shasta | 1 | Conventional Hydroelectric | WAT | Hydro | 10 | 1921
14328 | Pacific Gas & Electric Co | 244 | Hat Creek 2 | CA | Shasta | 1 | Conventional Hydroelectric | WAT | Hydro | 10 | 1921
14328 | Pacific Gas & Electric Co | 246 | Humboldt Bay | CA | Humboldt | IC1 | Natural Gas Internal Combustion Engine | NG | Natural Gas Peaker | 16.7 | 2010
14328 | Pacific Gas & Electric Co | 246 | Humboldt Bay | CA | Humboldt | IC10 | Natural Gas Internal Combustion Engine | NG | Natural Gas Peaker | 16.7 | 2010
14328 | Pacific Gas & Electric Co | 246 | Humboldt Bay | CA | Humboldt | IC2 | Natural Gas Internal Combustion Engine | NG | Natural Gas Peaker | 16.7 | 2010
14328 | Pacific Gas & Electric Co | 246 | Humboldt Bay | CA | Humboldt | IC3 | Natural Gas Internal Combustion Engine | NG | Natural Gas Peaker | 16.7 | 2011
14328 | Pacific Gas & Electric Co | 246 | Humboldt Bay | CA | Humboldt | IC4 | Natural Gas Internal Combustion Engine | NG | Natural Gas Peaker | 16.7 | 2010
14328 | Pacific Gas & Electric Co | 246 | Humboldt Bay | CA | Humboldt | IC5 | Natural Gas Internal Combustion Engine | NG | Natural Gas Peaker | 16.7 | 2010
14328 | Pacific Gas & Electric Co | 246 | Humboldt Bay | CA | Humboldt | IC6 | Natural Gas Internal Combustion Engine | NG | Natural Gas Peaker | 16.7 | 2010
14328 | Pacific Gas & Electric Co | 246 | Humboldt Bay | CA | Humboldt | IC7 | Natural Gas Internal Combustion Engine | NG | Natural Gas Peaker | 16.7 | 2010
14328 | Pacific Gas & Electric Co | 246 | Humboldt Bay | CA | Humboldt | IC8 | Natural Gas Internal Combustion Engine | NG | Natural Gas Peaker | 16.7 | 2010
14328 | Pacific Gas & Electric Co | 246 | Humboldt Bay | CA | Humboldt | IC9 | Natural Gas Internal Combustion Engine | NG | Natural Gas Peaker | 16.7 | 2010
14328 | Pacific Gas & Electric Co | 248 | Inskip | CA | Tehama | 1 | Conventional Hydroelectric | WAT | Hydro | 7.6 | 1979
14328 | Pacific Gas & Electric Co | 249 | James B Black | CA | Shasta | 1 | Conventional Hydroelectric | WAT | Hydro | 85.1 | 1966
14328 | Pacific Gas & Electric Co | 249 | James B Black | CA | Shasta | 2 | Conventional Hydroelectric | WAT | Hydro | 83.5 | 1965
14328 | Pacific Gas & Electric Co | 250 | Kerckhoff | CA | Fresno | H1 | Conventional Hydroelectric | WAT | Hydro | 11.3 | 1920
14328 | Pacific Gas & Electric Co | 250 | Kerckhoff | CA | Fresno | H3 | Conventional Hydroelectric | WAT | Hydro | 11.3 | 1920
14328 | Pacific Gas & Electric Co | 253 | Kilarc | CA | Shasta | 1 | Conventional Hydroelectric | WAT | Hydro | 1.5 | 1904
14328 | Pacific Gas & Electric Co | 253 | Kilarc | CA | Shasta | 2 | Conventional Hydroelectric | WAT | Hydro | 1.5 | 1904
14328 | Pacific Gas & Electric Co | 254 | Kings River PH | CA | Fresno | H1 | Conventional Hydroelectric | WAT | Hydro | 48.6 | 1962
14328 | Pacific Gas & Electric Co | 255 | Lime Saddle | CA | Butte | 1 | Conventional Hydroelectric | WAT | Hydro | 1 | 1906
14328 | Pacific Gas & Electric Co | 255 | Lime Saddle | CA | Butte | 2 | Conventional Hydroelectric | WAT | Hydro | 1 | 1906
14328 | Pacific Gas & Electric Co | 258 | Merced Falls | CA | Merced | 1 | Conventional Hydroelectric | WAT | Hydro | 3.4 | 1930
54802 | Dynegy -Moss Landing LLC | 260 | Dynegy Moss Landing Power Plant | CA | Monterey | 6 | Natural Gas Steam Turbine | NG | Natural Gas Peaker | 702 | 1967
54802 | Dynegy -Moss Landing LLC | 260 | Dynegy Moss Landing Power Plant | CA | Monterey | 7 | Natural Gas Steam Turbine | NG | Natural Gas Peaker | 702 | 1968
54802 | Dynegy -Moss Landing LLC | 260 | Dynegy Moss Landing Power Plant | CA | Monterey | CT1A | Natural Gas Fired Combined Cycle | NG | Natural Gas Nonpeaker | 233 | 2002
54802 | Dynegy -Moss Landing LLC | 260 | Dynegy Moss Landing Power Plant | CA | Monterey | CT1B | Natural Gas Fired Combined Cycle | NG | Natural Gas Nonpeaker | 233 | 2002
54802 | Dynegy -Moss Landing LLC | 260 | Dynegy Moss Landing Power Plant | CA | Monterey | CT2A | Natural Gas Fired Combined Cycle | NG | Natural Gas Nonpeaker | 233 | 2002
54802 | Dynegy -Moss Landing LLC | 260 | Dynegy Moss Landing Power Plant | CA | Monterey | CT2B | Natural Gas Fired Combined Cycle | NG | Natural Gas Nonpeaker | 233 | 2002
54802 | Dynegy -Moss Landing LLC | 260 | Dynegy Moss Landing Power Plant | CA | Monterey | ST1 | Natural Gas Fired Combined Cycle | NG | Natural Gas Nonpeaker | 233 | 2002
54802 | Dynegy -Moss Landing LLC | 260 | Dynegy Moss Landing Power Plant | CA | Monterey | ST2 | Natural Gas Fired Combined Cycle | NG | Natural Gas Nonpeaker | 233 | 2002
19586 | Utica Water & Power Authority | 261 | Murphys | CA | Calaveras | 1 | Conventional Hydroelectric | WAT | Hydro | 3.6 | 1954
14328 | Pacific Gas & Electric Co | 262 | Narrows PH | CA | Nevada | 1 | Conventional Hydroelectric | WAT | Hydro | 10.2 | 1942
14328 | Pacific Gas & Electric Co | 264 | Phoenix | CA | Tuolumne | 1 | Conventional Hydroelectric | WAT | Hydro | 1.6 | 1940
14328 | Pacific Gas & Electric Co | 265 | Pit 1 | CA | Shasta | H1 | Conventional Hydroelectric | WAT | Hydro | 34.6 | 1922
14328 | Pacific Gas & Electric Co | 265 | Pit 1 | CA | Shasta | H2 | Conventional Hydroelectric | WAT | Hydro | 34.6 | 1922
14328 | Pacific Gas & Electric Co | 266 | Pit 3 | CA | Shasta | H1 | Conventional Hydroelectric | WAT | Hydro | 26.7 | 1925
14328 | Pacific Gas & Electric Co | 266 | Pit 3 | CA | Shasta | H2 | Conventional Hydroelectric | WAT | Hydro | 26.7 | 1925
14328 | Pacific Gas & Electric Co | 266 | Pit 3 | CA | Shasta | H3 | Conventional Hydroelectric | WAT | Hydro | 26.7 | 1925
14328 | Pacific Gas & Electric Co | 267 | Pit 4 | CA | Shasta | 1 | Conventional Hydroelectric | WAT | Hydro | 51.7 | 1955
14328 | Pacific Gas & Electric Co | 267 | Pit 4 | CA | Shasta | 2 | Conventional Hydroelectric | WAT | Hydro | 51.7 | 1955
14328 | Pacific Gas & Electric Co | 268 | Pit 5 | CA | Shasta | H1 | Conventional Hydroelectric | WAT | Hydro | 38.2 | 1944
14328 | Pacific Gas & Electric Co | 268 | Pit 5 | CA | Shasta | H2 | Conventional Hydroelectric | WAT | Hydro | 38.2 | 1944
14328 | Pacific Gas & Electric Co | 268 | Pit 5 | CA | Shasta | H3 | Conventional Hydroelectric | WAT | Hydro | 33.2 | 1944
14328 | Pacific Gas & Electric Co | 268 | Pit 5 | CA | Shasta | H4 | Conventional Hydroelectric | WAT | Hydro | 32 | 1944
14328 | Pacific Gas & Electric Co | 269 | Pit 6 | CA | Shasta | H1 | Conventional Hydroelectric | WAT | Hydro | 39.6 | 1965
14328 | Pacific Gas & Electric Co | 269 | Pit 6 | CA | Shasta | H2 | Conventional Hydroelectric | WAT | Hydro | 39.6 | 1965
14328 | Pacific Gas & Electric Co | 270 | Pit 7 | CA | Shasta | H1 | Conventional Hydroelectric | WAT | Hydro | 57.6 | 1965
14328 | Pacific Gas & Electric Co | 270 | Pit 7 | CA | Shasta | H2 | Conventional Hydroelectric | WAT | Hydro | 52.2 | 1965
12631 | NRG Delta LLC | 271 | Pittsburg Power | CA | Contra Costa | 5 | Natural Gas Steam Turbine | NG | Natural Gas Peaker | 326.4 | 1960
12631 | NRG Delta LLC | 271 | Pittsburg Power | CA | Contra Costa | 6 | Natural Gas Steam Turbine | NG | Natural Gas Peaker | 326.4 | 1961
12631 | NRG Delta LLC | 271 | Pittsburg Power | CA | Contra Costa | 7 | Natural Gas Steam Turbine | NG | Natural Gas Peaker | 751.1 | 1972
14328 | Pacific Gas & Electric Co | 272 | Poe | CA | Butte | 1 | Conventional Hydroelectric | WAT | Hydro | 71.4 | 1958
14328 | Pacific Gas & Electric Co | 272 | Poe | CA | Butte | 2 | Conventional Hydroelectric | WAT | Hydro | 71.4 | 1958
14328 | Pacific Gas & Electric Co | 274 | Potter Valley | CA | Mendocino | 1 | Conventional Hydroelectric | WAT | Hydro | 4.4 | 1939
14328 | Pacific Gas & Electric Co | 274 | Potter Valley | CA | Mendocino | 2 | Conventional Hydroelectric | WAT | Hydro | 2 | 1910
14328 | Pacific Gas & Electric Co | 274 | Potter Valley | CA | Mendocino | 3 | Conventional Hydroelectric | WAT | Hydro | 3 | 1917
14328 | Pacific Gas & Electric Co | 275 | Rock Creek | CA | Plumas | H1 | Conventional Hydroelectric | WAT | Hydro | 63 | 1950
14328 | Pacific Gas & Electric Co | 275 | Rock Creek | CA | Plumas | H2 | Conventional Hydroelectric | WAT | Hydro | 63 | 1950
14328 | Pacific Gas & Electric Co | 276 | San Joaquin 2 | CA | Madera | 1 | Conventional Hydroelectric | WAT | Hydro | 2.8 | 1917
14328 | Pacific Gas & Electric Co | 277 | San Joaquin 3 | CA | Madera | 3 | Conventional Hydroelectric | WAT | Hydro | 4 | 1923
14328 | Pacific Gas & Electric Co | 279 | Salt Springs | CA | Amador | 1 | Conventional Hydroelectric | WAT | Hydro | 12.3 | 1931
14328 | Pacific Gas & Electric Co | 279 | Salt Springs | CA | Amador | 2 | Conventional Hydroelectric | WAT | Hydro | 29.7 | 1953
14328 | Pacific Gas & Electric Co | 280 | South | CA | Tehama | 1 | Conventional Hydroelectric | WAT | Hydro | 6.7 | 1979
14328 | Pacific Gas & Electric Co | 281 | Spaulding 1 | CA | Nevada | 1 | Conventional Hydroelectric | WAT | Hydro | 7 | 1928
14328 | Pacific Gas & Electric Co | 282 | Spaulding 2 | CA | Nevada | 1 | Conventional Hydroelectric | WAT | Hydro | 3.7 | 1928
14328 | Pacific Gas & Electric Co | 283 | Spaulding 3 | CA | Nevada | 1 | Conventional Hydroelectric | WAT | Hydro | 6.6 | 1929
14328 | Pacific Gas & Electric Co | 284 | Spring Gap | CA | Tuolumne | 1 | Conventional Hydroelectric | WAT | Hydro | 6 | 1921
14328 | Pacific Gas & Electric Co | 285 | Stanislaus | CA | Tuolumne | HC1 | Conventional Hydroelectric | WAT | Hydro | 81.9 | 1963
7160 | Geysers Power Co LLC | 286 | Geysers Unit 5-20 | CA | Sonoma | U10 | Geothermal | GEO | Geothermal | 55 | 1973
7160 | Geysers Power Co LLC | 286 | Geysers Unit 5-20 | CA | Sonoma | U11 | Geothermal | GEO | Geothermal | 110 | 1975
7160 | Geysers Power Co LLC | 286 | Geysers Unit 5-20 | CA | Sonoma | U12 | Geothermal | GEO | Geothermal | 110 | 1979
7160 | Geysers Power Co LLC | 286 | Geysers Unit 5-20 | CA | Sonoma | U13 | Geothermal | GEO | Geothermal | 138 | 1980
7160 | Geysers Power Co LLC | 286 | Geysers Unit 5-20 | CA | Sonoma | U14 | Geothermal | GEO | Geothermal | 113 | 1980
7160 | Geysers Power Co LLC | 286 | Geysers Unit 5-20 | CA | Sonoma | U16 | Geothermal | GEO | Geothermal | 118 | 1985
7160 | Geysers Power Co LLC | 286 | Geysers Unit 5-20 | CA | Sonoma | U17 | Geothermal | GEO | Geothermal | 118 | 1982
7160 | Geysers Power Co LLC | 286 | Geysers Unit 5-20 | CA | Sonoma | U18 | Geothermal | GEO | Geothermal | 118 | 1983
7160 | Geysers Power Co LLC | 286 | Geysers Unit 5-20 | CA | Sonoma | U20 | Geothermal | GEO | Geothermal | 118 | 1985
7160 | Geysers Power Co LLC | 286 | Geysers Unit 5-20 | CA | Sonoma | U5 | Geothermal | GEO | Geothermal | 55 | 1971
7160 | Geysers Power Co LLC | 286 | Geysers Unit 5-20 | CA | Sonoma | U6 | Geothermal | GEO | Geothermal | 55 | 1971
7160 | Geysers Power Co LLC | 286 | Geysers Unit 5-20 | CA | Sonoma | U7 | Geothermal | GEO | Geothermal | 55 | 1972
7160 | Geysers Power Co LLC | 286 | Geysers Unit 5-20 | CA | Sonoma | U8 | Geothermal | GEO | Geothermal | 55 | 1972
7160 | Geysers Power Co LLC | 286 | Geysers Unit 5-20 | CA | Sonoma | U9 | Geothermal | GEO | Geothermal | 55 | 1973
14328 | Pacific Gas & Electric Co | 287 | Tiger Creek | CA | Amador | H1 | Conventional Hydroelectric | WAT | Hydro | 25.5 | 1931
14328 | Pacific Gas & Electric Co | 287 | Tiger Creek | CA | Amador | H2 | Conventional Hydroelectric | WAT | Hydro | 26.7 | 1931
14328 | Pacific Gas & Electric Co | 289 | Tule River | CA | Tulare | 1 | Conventional Hydroelectric | WAT | Hydro | 4.2 | 1914
14328 | Pacific Gas & Electric Co | 289 | Tule River | CA | Tulare | 2 | Conventional Hydroelectric | WAT | Hydro | 4.2 | 1914
14328 | Pacific Gas & Electric Co | 290 | Volta 1 | CA | Shasta | 1 | Conventional Hydroelectric | WAT | Hydro | 8.5 | 1980
14328 | Pacific Gas & Electric Co | 291 | West Point PH | CA | Amador | 1 | Conventional Hydroelectric | WAT | Hydro | 13.6 | 1948
14328 | Pacific Gas & Electric Co | 292 | Wise | CA | Placer | 1 | Conventional Hydroelectric | WAT | Hydro | 13.6 | 1917
14328 | Pacific Gas & Electric Co | 292 | Wise | CA | Placer | 2 | Conventional Hydroelectric | WAT | Hydro | 2.8 | 1986
14328 | Pacific Gas & Electric Co | 293 | A G Wishon | CA | Madera | 1 | Conventional Hydroelectric | WAT | Hydro | 3.2 | 1910
14328 | Pacific Gas & Electric Co | 293 | A G Wishon | CA | Madera | 2 | Conventional Hydroelectric | WAT | Hydro | 3.2 | 1910
14328 | Pacific Gas & Electric Co | 293 | A G Wishon | CA | Madera | 3 | Conventional Hydroelectric | WAT | Hydro | 3.2 | 1910
14328 | Pacific Gas & Electric Co | 293 | A G Wishon | CA | Madera | 4 | Conventional Hydroelectric | WAT | Hydro | 3.2 | 1910
14354 | PacifiCorp | 294 | Copco 1 | CA | Siskiyou | 1 | Conventional Hydroelectric | WAT | Hydro | 10 | 1918
14354 | PacifiCorp | 294 | Copco 1 | CA | Siskiyou | 2 | Conventional Hydroelectric | WAT | Hydro | 10 | 1918
14354 | PacifiCorp | 295 | Copco 2 | CA | Siskiyou | 1 | Conventional Hydroelectric | WAT | Hydro | 13.5 | 1925
14354 | PacifiCorp | 295 | Copco 2 | CA | Siskiyou | 2 | Conventional Hydroelectric | WAT | Hydro | 13.5 | 1925
14354 | PacifiCorp | 296 | Fall Creek | CA | Siskiyou | 1 | Conventional Hydroelectric | WAT | Hydro | 0.5 | 1903
14354 | PacifiCorp | 296 | Fall Creek | CA | Siskiyou | 2 | Conventional Hydroelectric | WAT | Hydro | 0.4 | 1907
14354 | PacifiCorp | 296 | Fall Creek | CA | Siskiyou | 3 | Conventional Hydroelectric | WAT | Hydro | 1.2 | 1910
14354 | PacifiCorp | 297 | Iron Gate | CA | Siskiyou | 1 | Conventional Hydroelectric | WAT | Hydro | 18 | 1962
54888 | NRG Texas Power LLC | 298 | Limestone | TX | Limestone | 1 | Conventional Steam Coal | SUB | Hard Coal | 893 | 1985
54888 | NRG Texas Power LLC | 298 | Limestone | TX | Limestone | 2 | Conventional Steam Coal | SUB | Hard Coal | 956.8 | 1986
14354 | PacifiCorp | 299 | Blundell | UT | Beaver | 1 | Geothermal | GEO | Geothermal | 30.7 | 1984
14354 | PacifiCorp | 299 | Blundell | UT | Beaver | 2 | Geothermal | GEO | Geothermal | 14.1 | 2007
13960 | NRG Cabrillo Power Ops Inc | 301 | El Cajon | CA | San Diego | ENCI | Natural Gas Fired Combustion Turbine | NG | Natural Gas Peaker | 18 | 1968
13960 | NRG Cabrillo Power Ops Inc | 302 | Encina | CA | San Diego | 2 | Natural Gas Steam Turbine | NG | Natural Gas Peaker | 110 | 1956
13960 | NRG Cabrillo Power Ops Inc | 302 | Encina | CA | San Diego | 3 | Natural Gas Steam Turbine | NG | Natural Gas Peaker | 110 | 1958
13960 | NRG Cabrillo Power Ops Inc | 302 | Encina | CA | San Diego | 4 | Natural Gas Steam Turbine | NG | Natural Gas Peaker | 306 | 1973
13960 | NRG Cabrillo Power Ops Inc | 302 | Encina | CA | San Diego | 5 | Natural Gas Steam Turbine | NG | Natural Gas Peaker | 345.6 | 1978
13960 | NRG Cabrillo Power Ops Inc | 302 | Encina | CA | San Diego | GT1 | Natural Gas Fired Combustion Turbine | NG | Natural Gas Peaker | 18 | 1968
13960 | NRG Cabrillo Power Ops Inc | 302 | Encina | CA | San Diego | ST1 | Natural Gas Steam Turbine | NG | Natural Gas Peaker | 110 | 1954
13960 | NRG Cabrillo Power Ops Inc | 303 | Kearny | CA | San Diego | KEA3 | Natural Gas Fired Combustion Turbine | NG | Natural Gas Peaker | 72 | 1969
13960 | NRG Cabrillo Power Ops Inc | 305 | Miramar | CA | San Diego | MRGT | Natural Gas Fired Combustion Turbine | NG | Natural Gas Peaker | 49 | 1972
17271 | City & Borough of Sitka - (AK) | 313 | Green Lake | AK | Sitka | 1 | Conventional Hydroelectric | WAT | Hydro | 9.3 | 1982
17271 | City & Borough of Sitka - (AK) | 313 | Green Lake | AK | Sitka | 2 | Conventional Hydroelectric | WAT | Hydro | 9.3 | 1982
9216 | Imperial Irrigation District | 314 | Drop 5 | CA | Imperial | 1 | Conventional Hydroelectric | WAT | Hydro | 2 | 1982
9216 | Imperial Irrigation District | 314 | Drop 5 | CA | Imperial | 2 | Conventional Hydroelectric | WAT | Hydro | 2 | 1982
22148 | AES Alamitos LLC | 315 | AES Alamitos LLC | CA | Los Angeles | 1 | Natural Gas Steam Turbine | NG | Natural Gas Peaker | 156 | 1956
22148 | AES Alamitos LLC | 315 | AES Alamitos LLC | CA | Los Angeles | 2 | Natural Gas Steam Turbine | NG | Natural Gas Peaker | 156 | 1957
22148 | AES Alamitos LLC | 315 | AES Alamitos LLC | CA | Los Angeles | 3 | Natural Gas Steam Turbine | NG | Natural Gas Peaker | 310 | 1961
22148 | AES Alamitos LLC | 315 | AES Alamitos LLC | CA | Los Angeles | 4 | Natural Gas Steam Turbine | NG | Natural Gas Peaker | 310 | 1962
22148 | AES Alamitos LLC | 315 | AES Alamitos LLC | CA | Los Angeles | 5 | Natural Gas Steam Turbine | NG | Natural Gas Peaker | 495 | 1964
22148 | AES Alamitos LLC | 315 | AES Alamitos LLC | CA | Los Angeles | 6 | Natural Gas Steam Turbine | NG | Natural Gas Peaker | 495 | 1966
12397 | Metropolitan Water District of S CA | 316 | Sepulveda Canyon | CA | Los Angeles | 1 | Conventional Hydroelectric | WAT | Hydro | 8.5 | 1982
17609 | Southern California Edison Co | 317 | Big Creek 1 | CA | Fresno | 1 | Conventional Hydroelectric | WAT | Hydro | 19.8 | 1913
17609 | Southern California Edison Co | 317 | Big Creek 1 | CA | Fresno | 2 | Conventional Hydroelectric | WAT | Hydro | 15.8 | 1913
17609 | Southern California Edison Co | 317 | Big Creek 1 | CA | Fresno | 3 | Conventional Hydroelectric | WAT | Hydro | 21.6 | 1923
17609 | Southern California Edison Co | 317 | Big Creek 1 | CA | Fresno | 4 | Conventional Hydroelectric | WAT | Hydro | 31.2 | 1925
17609 | Southern California Edison Co | 318 | Big Creek 2 | CA | Fresno | 3 | Conventional Hydroelectric | WAT | Hydro | 15.8 | 1913
17609 | Southern California Edison Co | 318 | Big Creek 2 | CA | Fresno | 4 | Conventional Hydroelectric | WAT | Hydro | 15.8 | 1914
17609 | Southern California Edison Co | 318 | Big Creek 2 | CA | Fresno | 5 | Conventional Hydroelectric | WAT | Hydro | 17.5 | 1921
17609 | Southern California Edison Co | 318 | Big Creek 2 | CA | Fresno | 6 | Conventional Hydroelectric | WAT | Hydro | 17.5 | 1925
17609 | Southern California Edison Co | 319 | Big Creek 3 | CA | Fresno | 1 | Conventional Hydroelectric | WAT | Hydro | 34 | 1923
17609 | Southern California Edison Co | 319 | Big Creek 3 | CA | Fresno | 2 | Conventional Hydroelectric | WAT | Hydro | 34 | 1923
17609 | Southern California Edison Co | 319 | Big Creek 3 | CA | Fresno | 3 | Conventional Hydroelectric | WAT | Hydro | 34 | 1923
17609 | Southern California Edison Co | 319 | Big Creek 3 | CA | Fresno | 4 | Conventional Hydroelectric | WAT | Hydro | 36 | 1948
17609 | Southern California Edison Co | 319 | Big Creek 3 | CA | Fresno | 5 | Conventional Hydroelectric | WAT | Hydro | 36.5 | 1980
17609 | Southern California Edison Co | 320 | Big Creek 4 | CA | Madera | 1 | Conventional Hydroelectric | WAT | Hydro | 50 | 1951
17609 | Southern California Edison Co | 320 | Big Creek 4 | CA | Madera | 2 | Conventional Hydroelectric | WAT | Hydro | 50 | 1951
17609 | Southern California Edison Co | 321 | Big Creek 8 | CA | Fresno | 1 | Conventional Hydroelectric | WAT | Hydro | 30 | 1921
17609 | Southern California Edison Co | 321 | Big Creek 8 | CA | Fresno | 2 | Conventional Hydroelectric | WAT | Hydro | 45 | 1929
17609 | Southern California Edison Co | 322 | Big Creek 2A | CA | Fresno | 1 | Conventional Hydroelectric | WAT | Hydro | 55 | 1928
17609 | Southern California Edison Co | 322 | Big Creek 2A | CA | Fresno | 2 | Conventional Hydroelectric | WAT | Hydro | 55 | 1928
17609 | Southern California Edison Co | 323 | Bishop Creek 2 | CA | Inyo | 1 | Conventional Hydroelectric | WAT | Hydro | 2.5 | 1908
17609 | Southern California Edison Co | 323 | Bishop Creek 2 | CA | Inyo | 2 | Conventional Hydroelectric | WAT | Hydro | 2.5 | 1908
17609 | Southern California Edison Co | 323 | Bishop Creek 2 | CA | Inyo | 3 | Conventional Hydroelectric | WAT | Hydro | 2.3 | 1911
17609 | Southern California Edison Co | 324 | Bishop Creek 3 | CA | Inyo | 1 | Conventional Hydroelectric | WAT | Hydro | 2.8 | 1913
17609 | Southern California Edison Co | 324 | Bishop Creek 3 | CA | Inyo | 2 | Conventional Hydroelectric | WAT | Hydro | 2.8 | 1913
17609 | Southern California Edison Co | 324 | Bishop Creek 3 | CA | Inyo | 3 | Conventional Hydroelectric | WAT | Hydro | 2.8 | 1913
17609 | Southern California Edison Co | 325 | Bishop Creek 4 | CA | Inyo | 1 | Conventional Hydroelectric | WAT | Hydro | 1 | 1905
17609 | Southern California Edison Co | 325 | Bishop Creek 4 | CA | Inyo | 2 | Conventional Hydroelectric | WAT | Hydro | 1 | 1905
17609 | Southern California Edison Co | 325 | Bishop Creek 4 | CA | Inyo | 3 | Conventional Hydroelectric | WAT | Hydro | 2 | 1906
17609 | Southern California Edison Co | 325 | Bishop Creek 4 | CA | Inyo | 4 | Conventional Hydroelectric | WAT | Hydro | 2.2 | 1907
17609 | Southern California Edison Co | 325 | Bishop Creek 4 | CA | Inyo | 5 | Conventional Hydroelectric | WAT | Hydro | 2 | 1909
17609 | Southern California Edison Co | 326 | Bishop Creek 5 | CA | Inyo | 1 | Conventional Hydroelectric | WAT | Hydro | 2 | 1943
17609 | Southern California Edison Co | 326 | Bishop Creek 5 | CA | Inyo | 2 | Conventional Hydroelectric | WAT | Hydro | 2.5 | 1919
17609 | Southern California Edison Co | 327 | Bishop Creek 6 | CA | Inyo | 1 | Conventional Hydroelectric | WAT | Hydro | 1.6 | 1913
17609 | Southern California Edison Co | 328 | Borel | CA | Kern | 1 | Conventional Hydroelectric | WAT | Hydro | 3 | 1904
17609 | Southern California Edison Co | 328 | Borel | CA | Kern | 2 | Conventional Hydroelectric | WAT | Hydro | 3 | 1904
17609 | Southern California Edison Co | 328 | Borel | CA | Kern | 3 | Conventional Hydroelectric | WAT | Hydro | 6 | 1932
15908 | NRG California South LP | 331 | Etiwanda Generating Station | CA | San Bernardino | 3 | Natural Gas Steam Turbine | NG | Natural Gas Peaker | 333 | 1963
15908 | NRG California South LP | 331 | Etiwanda Generating Station | CA | San Bernardino | 4 | Natural Gas Steam Turbine | NG | Natural Gas Peaker | 333 | 1963
17609 | Southern California Edison Co | 332 | Fontana | CA | San Bernardino | 1 | Conventional Hydroelectric | WAT | Hydro | 1.5 | 1917
17609 | Southern California Edison Co | 332 | Fontana | CA | San Bernardino | 2 | Conventional Hydroelectric | WAT | Hydro | 1.5 | 1917
23693 | AES Huntington Beach LLC | 335 | AES Huntington Beach LLC | CA | Orange | 1 | Natural Gas Steam Turbine | NG | Natural Gas Peaker | 218 | 1958
23693 | AES Huntington Beach LLC | 335 | AES Huntington Beach LLC | CA | Orange | 2 | Natural Gas Steam Turbine | NG | Natural Gas Peaker | 218 | 1958
17609 | Southern California Edison Co | 336 | Kaweah 2 | CA | Tulare | 2 | Conventional Hydroelectric | WAT | Hydro | 2.3 | 1929
17609 | Southern California Edison Co | 337 | Kaweah 1 | CA | Tulare | 1 | Conventional Hydroelectric | WAT | Hydro | 2.3 | 1929
17609 | Southern California Edison Co | 338 | Kaweah 3 | CA | Tulare | 1 | Conventional Hydroelectric | WAT | Hydro | 2.4 | 1913
17609 | Southern California Edison Co | 338 | Kaweah 3 | CA | Tulare | 2 | Conventional Hydroelectric | WAT | Hydro | 2.4 | 1913
17609 | Southern California Edison Co | 339 | Kern River 3 | CA | Kern | 1 | Conventional Hydroelectric | WAT | Hydro | 20.5 | 1921
17609 | Southern California Edison Co | 339 | Kern River 3 | CA | Kern | 2 | Conventional Hydroelectric | WAT | Hydro | 19.6 | 1921
17609 | Southern California Edison Co | 340 | Kern River 1 | CA | KERN | 1 | Conventional Hydroelectric | WAT | Hydro | 6.6 | 1907
17609 | Southern California Edison Co | 340 | Kern River 1 | CA | KERN | 2 | Conventional Hydroelectric | WAT | Hydro | 6.6 | 1907
17609 | Southern California Edison Co | 340 | Kern River 1 | CA | KERN | 3 | Conventional Hydroelectric | WAT | Hydro | 6.6 | 1907
17609 | Southern California Edison Co | 340 | Kern River 1 | CA | KERN | 4 | Conventional Hydroelectric | WAT | Hydro | 6.6 | 1907
13584 | NRG El Segundo Operations Inc | 341 | Long Beach Generation LLC | CA | Los Angeles | CT1 | Natural Gas Fired Combustion Turbine | NG | Natural Gas Peaker | 63 | 1976
13584 | NRG El Segundo Operations Inc | 341 | Long Beach Generation LLC | CA | Los Angeles | CT2 | Natural Gas Fired Combustion Turbine | NG | Natural Gas Peaker | 63 | 1976
13584 | NRG El Segundo Operations Inc | 341 | Long Beach Generation LLC | CA | Los Angeles | CT3 | Natural Gas Fired Combustion Turbine | NG | Natural Gas Peaker | 63 | 1976
13584 | NRG El Segundo Operations Inc | 341 | Long Beach Generation LLC | CA | Los Angeles | CT4 | Natural Gas Fired Combustion Turbine | NG | Natural Gas Peaker | 63 | 1976
17609 | Southern California Edison Co | 342 | Lundy | CA | Mono | 1 | Conventional Hydroelectric | WAT | Hydro | 1.5 | 1911
17609 | Southern California Edison Co | 342 | Lundy | CA | Mono | 2 | Conventional Hydroelectric | WAT | Hydro | 1.5 | 1912
17609 | Southern California Edison Co | 344 | Mammoth Pool | CA | Madera | 1 | Conventional Hydroelectric | WAT | Hydro | 95 | 1960
17609 | Southern California Edison Co | 344 | Mammoth Pool | CA | Madera | 2 | Conventional Hydroelectric | WAT | Hydro | 95 | 1960
15908 | NRG California South LP | 345 | Mandalay | CA | Ventura | 03 | Natural Gas Fired Combustion Turbine | NG | Natural Gas Peaker | 138 | 1970
15908 | NRG California South LP | 345 | Mandalay | CA | Ventura | 1 | Natural Gas Steam Turbine | NG | Natural Gas Peaker | 218 | 1959
15908 | NRG California South LP | 345 | Mandalay | CA | Ventura | 2 | Natural Gas Steam Turbine | NG | Natural Gas Peaker | 218 | 1959
15908 | NRG California South LP | 350 | Ormond Beach | CA | Ventura | 1 | Natural Gas Steam Turbine | NG | Natural Gas Peaker | 806 | 1971
15908 | NRG California South LP | 350 | Ormond Beach | CA | Ventura | 2 | Natural Gas Steam Turbine | NG | Natural Gas Peaker | 806 | 1973
17609 | Southern California Edison Co | 353 | Poole | CA | Mono | 1 | Conventional Hydroelectric | WAT | Hydro | 11.3 | 1924
17609 | Southern California Edison Co | 354 | Portal | CA | Fresno | 1 | Conventional Hydroelectric | WAT | Hydro | 10.8 | 1956
22484 | AES Redondo Beach LLC | 356 | AES Redondo Beach LLC | CA | Los Angeles | 5 | Natural Gas Steam Turbine | NG | Natural Gas Peaker | 163.2 | 1954
22484 | AES Redondo Beach LLC | 356 | AES Redondo Beach LLC | CA | Los Angeles | 6 | Natural Gas Steam Turbine | NG | Natural Gas Peaker | 163.2 | 1957
22484 | AES Redondo Beach LLC | 356 | AES Redondo Beach LLC | CA | Los Angeles | 7 | Natural Gas Steam Turbine | NG | Natural Gas Peaker | 495 | 1967
22484 | AES Redondo Beach LLC | 356 | AES Redondo Beach LLC | CA | Los Angeles | 8 | Natural Gas Steam Turbine | NG | Natural Gas Peaker | 495 | 1967
17609 | Southern California Edison Co | 357 | Rush Creek | CA | Mono | 1 | Conventional Hydroelectric | WAT | Hydro | 5.9 | 1916
17609 | Southern California Edison Co | 357 | Rush Creek | CA | Mono | 2 | Conventional Hydroelectric | WAT | Hydro | 7.2 | 1917
17609 | Southern California Edison Co | 358 | Mountainview Generating Station | CA | San Bernardino | MV3A | Natural Gas Fired Combined Cycle | NG | Natural Gas Nonpeaker | 164.6 | 2005
17609 | Southern California Edison Co | 358 | Mountainview Generating Station | CA | San Bernardino | MV3B | Natural Gas Fired Combined Cycle | NG | Natural Gas Nonpeaker | 164.6 | 2005
17609 | Southern California Edison Co | 358 | Mountainview Generating Station | CA | San Bernardino | MV3C | Natural Gas Fired Combined Cycle | NG | Natural Gas Nonpeaker | 189.2 | 2005
17609 | Southern California Edison Co | 358 | Mountainview Generating Station | CA | San Bernardino | MV4A | Natural Gas Fired Combined Cycle | NG | Natural Gas Nonpeaker | 164.6 | 2006
17609 | Southern California Edison Co | 358 | Mountainview Generating Station | CA | San Bernardino | MV4B | Natural Gas Fired Combined Cycle | NG | Natural Gas Nonpeaker | 164.6 | 2006
17609 | Southern California Edison Co | 358 | Mountainview Generating Station | CA | San Bernardino | MV4C | Natural Gas Fired Combined Cycle | NG | Natural Gas Nonpeaker | 189.2 | 2006
17609 | Southern California Edison Co | 361 | Santa Ana 1 | CA | San Bernardino | 1 | Conventional Hydroelectric | WAT | Hydro | 0.8 | 1899
17609 | Southern California Edison Co | 361 | Santa Ana 1 | CA | San Bernardino | 2 | Conventional Hydroelectric | WAT | Hydro | 0.8 | 1899
17609 | Southern California Edison Co | 361 | Santa Ana 1 | CA | San Bernardino | 3 | Conventional Hydroelectric | WAT | Hydro | 0.8 | 1899
17609 | Southern California Edison Co | 361 | Santa Ana 1 | CA | San Bernardino | 4 | Conventional Hydroelectric | WAT | Hydro | 0.8 | 1899
17609 | Southern California Edison Co | 363 | Santa Ana 3 | CA | San Bernardino | 1 | Conventional Hydroelectric | WAT | Hydro | 3.1 | 1999
17609 | Southern California Edison Co | 365 | Lower Tule River | CA | Tulare | 1 | Conventional Hydroelectric | WAT | Hydro | 1.3 | 1909
17609 | Southern California Edison Co | 365 | Lower Tule River | CA | Tulare | 2 | Conventional Hydroelectric | WAT | Hydro | 1.3 | 1909
20160 | Energy Northwest | 371 | Columbia Generating Station | WA | Benton | 2 | Nuclear | NUC | Nuclear | 1200 | 1984
5571 | East Bay Municipal Util Dist | 376 | Pardee | CA | Calaveras | 1 | Conventional Hydroelectric | WAT | Hydro | 7.5 | 1930
5571 | East Bay Municipal Util Dist | 376 | Pardee | CA | Calaveras | 2 | Conventional Hydroelectric | WAT | Hydro | 7.5 | 1930
5571 | East Bay Municipal Util Dist | 376 | Pardee | CA | Calaveras | 3 | Conventional Hydroelectric | WAT | Hydro | 8.6 | 1983
7294 | City of Glendale - (CA) | 377 | Grayson | CA | Los Angeles | 1 | Natural Gas Fired Combined Cycle | NG | Natural Gas Nonpeaker | 20 | 1977
7294 | City of Glendale - (CA) | 377 | Grayson | CA | Los Angeles | 2 | Natural Gas Fired Combined Cycle | NG | Natural Gas Nonpeaker | 20 | 1977
7294 | City of Glendale - (CA) | 377 | Grayson | CA | Los Angeles | 3 | Landfill Gas | LFG | Biomass | 23 | 1953
7294 | City of Glendale - (CA) | 377 | Grayson | CA | Los Angeles | 4 | Landfill Gas | LFG | Biomass | 50 | 1959
7294 | City of Glendale - (CA) | 377 | Grayson | CA | Los Angeles | 5 | Natural Gas Steam Turbine | NG | Natural Gas Peaker | 50 | 1964
7294 | City of Glendale - (CA) | 377 | Grayson | CA | Los Angeles | 8A | Natural Gas Fired Combined Cycle | NG | Natural Gas Nonpeaker | 25.4 | 1977
7294 | City of Glendale - (CA) | 377 | Grayson | CA | Los Angeles | 8BC | Natural Gas Fired Combined Cycle | NG | Natural Gas Nonpeaker | 55.1 | 1977
7294 | City of Glendale - (CA) | 377 | Grayson | CA | Los Angeles | 9 | Natural Gas Fired Combustion Turbine | NG | Natural Gas Peaker | 57.4 | 2004
12647 | ALLETE, Inc. | 378 | Prairie River | MN | Itasca | 1 | Conventional Hydroelectric | WAT | Hydro | 0.7 | 1920
12647 | ALLETE, Inc. | 378 | Prairie River | MN | Itasca | 2 | Conventional Hydroelectric | WAT | Hydro | 0.3 | 1920
16612 | City & County of San Francisco | 380 | Dion R Holm | CA | Tuolumne | 1 | Conventional Hydroelectric | WAT | Hydro | 78.4 | 1960
16612 | City & County of San Francisco | 380 | Dion R Holm | CA | Tuolumne | 2 | Conventional Hydroelectric | WAT | Hydro | 78.4 | 1960
16612 | City & County of San Francisco | 381 | Moccasin | CA | Tuolumne | 1 | Conventional Hydroelectric | WAT | Hydro | 50 | 1969
16612 | City & County of San Francisco | 381 | Moccasin | CA | Tuolumne | 2 | Conventional Hydroelectric | WAT | Hydro | 50 | 1969
16612 | City & County of San Francisco | 382 | R C Kirkwood | CA | Tuolumne | 1 | Conventional Hydroelectric | WAT | Hydro | 39.5 | 1967
16612 | City & County of San Francisco | 382 | R C Kirkwood | CA | Tuolumne | 2 | Conventional Hydroelectric | WAT | Hydro | 39.5 | 1967
16612 | City & County of San Francisco | 382 | R C Kirkwood | CA | Tuolumne | 3 | Conventional Hydroelectric | WAT | Hydro | 36.5 | 1987
12384 | Midwest Generations EME LLC | 384 | Joliet 29 | IL | Will | 7 | Conventional Steam Coal | SUB | Hard Coal | 660 | 1965
12384 | Midwest Generations EME LLC | 384 | Joliet 29 | IL | Will | 8 | Conventional Steam Coal | SUB | Hard Coal | 660 | 1966
9216 | Imperial Irrigation District | 385 | Drop 2 (CA) | CA | Imperial | 1 | Conventional Hydroelectric | WAT | Hydro | 5 | 1953
9216 | Imperial Irrigation District | 385 | Drop 2 (CA) | CA | Imperial | 2 | Conventional Hydroelectric | WAT | Hydro | 5 | 1953
9216 | Imperial Irrigation District | 386 | Drop 3 (CA) | CA | Imperial | 1 | Conventional Hydroelectric | WAT | Hydro | 4.8 | 1941
9216 | Imperial Irrigation District | 386 | Drop 3 (CA) | CA | Imperial | 2 | Conventional Hydroelectric | WAT | Hydro | 4.4 | 1966
9216 | Imperial Irrigation District | 387 | Drop 4 | CA | Imperial | 1 | Conventional Hydroelectric | WAT | Hydro | 10 | 1950
9216 | Imperial Irrigation District | 387 | Drop 4 | CA | Imperial | 2 | Conventional Hydroelectric | WAT | Hydro | 9.6 | 1941
9216 | Imperial Irrigation District | 388 | Pilot Knob | CA | Imperial | 1 | Conventional Hydroelectric | WAT | Hydro | 16.5 | 1957
9216 | Imperial Irrigation District | 388 | Pilot Knob | CA | Imperial | 2 | Conventional Hydroelectric | WAT | Hydro | 16.5 | 1957
9216 | Imperial Irrigation District | 389 | El Centro | CA | Imperial | 2 | Natural Gas Fired Combined Cycle | NG | Natural Gas Nonpeaker | 34.5 | 1952
9216 | Imperial Irrigation District | 389 | El Centro | CA | Imperial | 2A | Natural Gas Fired Combined Cycle | NG | Natural Gas Nonpeaker | 89.9 | 1993
9216 | Imperial Irrigation District | 389 | El Centro | CA | Imperial | 30 | Natural Gas Fired Combined Cycle | NG | Natural Gas Nonpeaker | 65.9 | 2012
9216 | Imperial Irrigation District | 389 | El Centro | CA | Imperial | 31 | Natural Gas Fired Combined Cycle | NG | Natural Gas Nonpeaker | 43.2 | 2012
9216 | Imperial Irrigation District | 389 | El Centro | CA | Imperial | 32 | Natural Gas Fired Combined Cycle | NG | Natural Gas Nonpeaker | 43.2 | 2012
9216 | Imperial Irrigation District | 389 | El Centro | CA | Imperial | 4 | Natural Gas Steam Turbine | NG | Natural Gas Peaker | 81.6 | 1968
4329 | Copper Valley Elec Assn, Inc | 390 | Solomon Gulch | AK | Valdez Cordova | 1 | Conventional Hydroelectric | WAT | Hydro | 6 | 1982
4329 | Copper Valley Elec Assn, Inc | 390 | Solomon Gulch | AK | Valdez Cordova | 2 | Conventional Hydroelectric | WAT | Hydro | 6 | 1982
11208 | Los Angeles Department of Water & Power | 391 | Big Pine Creek | CA | Inyo | 1 | Conventional Hydroelectric | WAT | Hydro | 3.2 | 1925
11208 | Los Angeles Department of Water & Power | 392 | Castaic | CA | Los Angeles | 1 | Hydroelectric Pumped Storage | WAT | Other | 271 | 1973
11208 | Los Angeles Department of Water & Power | 392 | Castaic | CA | Los Angeles | 2 | Hydroelectric Pumped Storage | WAT | Other | 271 | 1974
11208 | Los Angeles Department of Water & Power | 392 | Castaic | CA | Los Angeles | 3 | Hydroelectric Pumped Storage | WAT | Other | 271 | 1977
11208 | Los Angeles Department of Water & Power | 392 | Castaic | CA | Los Angeles | 4 | Hydroelectric Pumped Storage | WAT | Other | 271 | 1977
11208 | Los Angeles Department of Water & Power | 392 | Castaic | CA | Los Angeles | 5 | Hydroelectric Pumped Storage | WAT | Other | 271 | 1978
11208 | Los Angeles Department of Water & Power | 392 | Castaic | CA | Los Angeles | 6 | Hydroelectric Pumped Storage | WAT | Other | 271 | 1978
11208 | Los Angeles Department of Water & Power | 392 | Castaic | CA | Los Angeles | 7 | Conventional Hydroelectric | WAT | Hydro | 56 | 1972
11208 | Los Angeles Department of Water & Power | 393 | Control Gorge | CA | Inyo | 1 | Conventional Hydroelectric | WAT | Hydro | 37.5 | 1952
11208 | Los Angeles Department of Water & Power | 394 | Cottonwood | CA | Inyo | 1 | Conventional Hydroelectric | WAT | Hydro | 0.8 | 1908
11208 | Los Angeles Department of Water & Power | 394 | Cottonwood | CA | Inyo | 2 | Conventional Hydroelectric | WAT | Hydro | 0.8 | 1909
11208 | Los Angeles Department of Water & Power | 396 | Foothill | CA | Los Angeles | 1 | Conventional Hydroelectric | WAT | Hydro | 11 | 1971
11208 | Los Angeles Department of Water & Power | 397 | Franklin (CA) | CA | Los Angeles | 1 | Conventional Hydroelectric | WAT | Hydro | 2 | 1921
11208 | Los Angeles Department of Water & Power | 398 | Haiwee | CA | Inyo | 1 | Conventional Hydroelectric | WAT | Hydro | 2.8 | 1927
11208 | Los Angeles Department of Water & Power | 398 | Haiwee | CA | Inyo | 2 | Conventional Hydroelectric | WAT | Hydro | 2.8 | 1927
11208 | Los Angeles Department of Water & Power | 399 | Harbor | CA | Los Angeles | 10A | Natural Gas Fired Combined Cycle | NG | Natural Gas Nonpeaker | 85.3 | 1994
11208 | Los Angeles Department of Water & Power | 399 | Harbor | CA | Los Angeles | 10B | Natural Gas Fired Combined Cycle | NG | Natural Gas Nonpeaker | 85.3 | 1994
11208 | Los Angeles Department of Water & Power | 399 | Harbor | CA | Los Angeles | 5 | Natural Gas Fired Combined Cycle | NG | Natural Gas Nonpeaker | 75 | 1949
11208 | Los Angeles Department of Water & Power | 399 | Harbor | CA | Los Angeles | GT10 | Natural Gas Fired Combustion Turbine | NG | Natural Gas Peaker | 60.5 | 2002
11208 | Los Angeles Department of Water & Power | 399 | Harbor | CA | Los Angeles | GT11 | Natural Gas Fired Combustion Turbine | NG | Natural Gas Peaker | 60.5 | 2002
11208 | Los Angeles Department of Water & Power | 399 | Harbor | CA | Los Angeles | GT12 | Natural Gas Fired Combustion Turbine | NG | Natural Gas Peaker | 60.5 | 2002
11208 | Los Angeles Department of Water & Power | 399 | Harbor | CA | Los Angeles | GT13 | Natural Gas Fired Combustion Turbine | NG | Natural Gas Peaker | 60.5 | 2002
11208 | Los Angeles Department of Water & Power | 399 | Harbor | CA | Los Angeles | GT14 | Natural Gas Fired Combustion Turbine | NG | Natural Gas Peaker | 60.5 | 2002
11208 | Los Angeles Department of Water & Power | 400 | Haynes | CA | Los Angeles | 1 | Natural Gas Steam Turbine | NG | Natural Gas Peaker | 230 | 1962
11208 | Los Angeles Department of Water & Power | 400 | Haynes | CA | Los Angeles | 10 | Natural Gas Fired Combined Cycle | NG | Natural Gas Nonpeaker | 182.8 | 2005
11208 | Los Angeles Department of Water & Power | 400 | Haynes | CA | Los Angeles | 11 | Natural Gas Fired Combustion Turbine | NG | Natural Gas Peaker | 108.2 | 2013
11208 | Los Angeles Department of Water & Power | 400 | Haynes | CA | Los Angeles | 12 | Natural Gas Fired Combustion Turbine | NG | Natural Gas Peaker | 108.2 | 2013
11208 | Los Angeles Department of Water & Power | 400 | Haynes | CA | Los Angeles | 13 | Natural Gas Fired Combustion Turbine | NG | Natural Gas Peaker | 108.2 | 2013
11208 | Los Angeles Department of Water & Power | 400 | Haynes | CA | Los Angeles | 14 | Natural Gas Fired Combustion Turbine | NG | Natural Gas Peaker | 108.2 | 2013
11208 | Los Angeles Department of Water & Power | 400 | Haynes | CA | Los Angeles | 15 | Natural Gas Fired Combustion Turbine | NG | Natural Gas Peaker | 108.2 | 2013
11208 | Los Angeles Department of Water & Power | 400 | Haynes | CA | Los Angeles | 16 | Natural Gas Fired Combustion Turbine | NG | Natural Gas Peaker | 108.2 | 2013
11208 | Los Angeles Department of Water & Power | 400 | Haynes | CA | Los Angeles | 2 | Natural Gas Steam Turbine | NG | Natural Gas Peaker | 230 | 1963
11208 | Los Angeles Department of Water & Power | 400 | Haynes | CA | Los Angeles | 8 | Natural Gas Fired Combined Cycle | NG | Natural Gas Nonpeaker | 264.3 | 2005
11208 | Los Angeles Department of Water & Power | 400 | Haynes | CA | Los Angeles | 9 | Natural Gas Fired Combined Cycle | NG | Natural Gas Nonpeaker | 182.8 | 2005
11208 | Los Angeles Department of Water & Power | 401 | Middle Gorge | CA | Mono | 1 | Conventional Hydroelectric | WAT | Hydro | 37.5 | 1952
11208 | Los Angeles Department of Water & Power | 402 | Pleasant Valley Hydro | CA | Inyo | 1 | Conventional Hydroelectric | WAT | Hydro | 3.2 | 1958
11208 | Los Angeles Department of Water & Power | 403 | San Fernando | CA | Los Angeles | 1 | Conventional Hydroelectric | WAT | Hydro | 2.8 | 1922
11208 | Los Angeles Department of Water & Power | 403 | San Fernando | CA | Los Angeles | 2 | Conventional Hydroelectric | WAT | Hydro | 2.8 | 1922
11208 | Los Angeles Department of Water & Power | 404 | Scattergood | CA | Los Angeles | 1 | Natural Gas Steam Turbine | NG | Natural Gas Peaker | 163.2 | 1958
11208 | Los Angeles Department of Water & Power | 404 | Scattergood | CA | Los Angeles | 2 | Natural Gas Steam Turbine | NG | Natural Gas Peaker | 163.2 | 1959
219 | Alaska Power and Telephone Co | 406 | Tok | AK | Southeast Fairbanks | 3A | Petroleum Liquids | DFO | Petroleum | 1.3 | 1999
219 | Alaska Power and Telephone Co | 406 | Tok | AK | Southeast Fairbanks | 4A | Petroleum Liquids | DFO | Petroleum | 1.1 | 1989
219 | Alaska Power and Telephone Co | 406 | Tok | AK | Southeast Fairbanks | 5A | Petroleum Liquids | DFO | Petroleum | 1.1 | 1996
219 | Alaska Power and Telephone Co | 406 | Tok | AK | Southeast Fairbanks | 6 | Petroleum Liquids | DFO | Petroleum | 0.5 | 2010
219 | Alaska Power and Telephone Co | 406 | Tok | AK | Southeast Fairbanks | 7a | Petroleum Liquids | DFO | Petroleum | 2.3 | 2006
219 | Alaska Power and Telephone Co | 406 | Tok | AK | Southeast Fairbanks | 8 | Petroleum Liquids | DFO | Petroleum | 0.4 | 1985
219 | Alaska Power and Telephone Co | 406 | Tok | AK | Southeast Fairbanks | 9 | Petroleum Liquids | DFO | Petroleum | 0.9 | 1985
11208 | Los Angeles Department of Water & Power | 407 | Upper Gorge | CA | Mono | 1 | Conventional Hydroelectric | WAT | Hydro | 37.5 | 1953
11208 | Los Angeles Department of Water & Power | 408 | Valley (CA) | CA | Los Angeles | 5 | Natural Gas Fired Combustion Turbine | NG | Natural Gas Peaker | 60.5 | 2002
11208 | Los Angeles Department of Water & Power | 408 | Valley (CA) | CA | Los Angeles | 6 | Natural Gas Fired Combined Cycle | NG | Natural Gas Nonpeaker | 182.8 | 2004
11208 | Los Angeles Department of Water & Power | 408 | Valley (CA) | CA | Los Angeles | 7 | Natural Gas Fired Combined Cycle | NG | Natural Gas Nonpeaker | 182.8 | 2004
11208 | Los Angeles Department of Water & Power | 408 | Valley (CA) | CA | Los Angeles | 8 | Natural Gas Fired Combined Cycle | NG | Natural Gas Nonpeaker | 264.4 | 2004
12312 | Merced Irrigation District | 409 | Exchequer | CA | Mariposa | 1 | Conventional Hydroelectric | WAT | Hydro | 94.5 | 1967
12312 | Merced Irrigation District | 410 | McSwain | CA | Mariposa | 1 | Conventional Hydroelectric | WAT | Hydro | 9 | 1967
13402 | Nevada Irrigation District | 412 | Chicago Park | CA | Nevada | 2P | Conventional Hydroelectric | WAT | Hydro | 44 | 1965
13402 | Nevada Irrigation District | 413 | Dutch Flat 2 | CA | Nevada | 3P | Conventional Hydroelectric | WAT | Hydro | 27.3 | 1965
13935 | Oakdale&South San Joaquin Irrigation D. | 414 | Beardsley | CA | Tuolumne | 1 | Conventional Hydroelectric | WAT | Hydro | 10 | 1957
13935 | Oakdale&South San Joaquin Irrigation D. | 415 | Donnells | CA | Tuolumne | H1 | Conventional Hydroelectric | WAT | Hydro | 72 | 1957
13935 | Oakdale&South San Joaquin Irrigation D. | 416 | Tulloch | CA | Tuolumne | 1 | Conventional Hydroelectric | WAT | Hydro | 8.5 | 1958
13935 | Oakdale&South San Joaquin Irrigation D. | 416 | Tulloch | CA | Tuolumne | 2 | Conventional Hydroelectric | WAT | Hydro | 8.5 | 1958
13935 | Oakdale&South San Joaquin Irrigation D. | 416 | Tulloch | CA | Tuolumne | 3 | Conventional Hydroelectric | WAT | Hydro | 7.2 | 2012
14191 | South Feather Water and Power Agency | 417 | Forbestown | CA | Butte | 1 | Conventional Hydroelectric | WAT | Hydro | 41.9 | 1963
14191 | South Feather Water and Power Agency | 418 | Kelly Ridge | CA | Butte | 1 | Conventional Hydroelectric | WAT | Hydro | 10 | 1963
14191 | South Feather Water and Power Agency | 419 | Woodleaf | CA | Butte | 1 | Conventional Hydroelectric | WAT | Hydro | 59 | 1963
14534 | City of Pasadena - (CA) | 420 | Broadway (CA) | CA | Los Angeles | B3 | Natural Gas Steam Turbine | NG | Natural Gas Peaker | 75 | 1965
219 | Alaska Power and Telephone Co | 421 | Craig (AK) | AK | Prince of Wales Ketchikan | 1 | Petroleum Liquids | DFO | Petroleum | 0.6 | 1984
219 | Alaska Power and Telephone Co | 421 | Craig (AK) | AK | Prince of Wales Ketchikan | 3B | Petroleum Liquids | DFO | Petroleum | 1.8 | 2015
219 | Alaska Power and Telephone Co | 421 | Craig (AK) | AK | Prince of Wales Ketchikan | 5 | Petroleum Liquids | DFO | Petroleum | 1.1 | 1983
219 | Alaska Power and Telephone Co | 421 | Craig (AK) | AK | Prince of Wales Ketchikan | 6 | Petroleum Liquids | DFO | Petroleum | 1.1 | 1989
14534 | City of Pasadena - (CA) | 422 | Glenarm | CA | Los Angeles | GT1 | Natural Gas Fired Combustion Turbine | NG | Natural Gas Peaker | 28.8 | 1976
14534 | City of Pasadena - (CA) | 422 | Glenarm | CA | Los Angeles | GT2 | Natural Gas Fired Combustion Turbine | NG | Natural Gas Peaker | 28.8 | 1976
14534 | City of Pasadena - (CA) | 422 | Glenarm | CA | Los Angeles | GT3 | Natural Gas Fired Combustion Turbine | NG | Natural Gas Peaker | 60.5 | 2004
14534 | City of Pasadena - (CA) | 422 | Glenarm | CA | Los Angeles | GT4 | Natural Gas Fired Combustion Turbine | NG | Natural Gas Peaker | 60.5 | 2004
219 | Alaska Power and Telephone Co | 423 | Hydaburg | AK | Prince of Wales Ketchikan | 1A | Petroleum Liquids | DFO | Petroleum | 0.4 | 1990
219 | Alaska Power and Telephone Co | 423 | Hydaburg | AK | Prince of Wales Ketchikan | 3A | Petroleum Liquids | DFO | Petroleum | 0.3 | 2001
219 | Alaska Power and Telephone Co | 423 | Hydaburg | AK | Prince of Wales Ketchikan | 5 | Petroleum Liquids | DFO | Petroleum | 0.3 | 1985
15127 | Placer County Water Agency | 424 | French Meadows | CA | Placer | 1 | Conventional Hydroelectric | WAT | Hydro | 15.3 | 1966
15127 | Placer County Water Agency | 425 | Middle Fork | CA | Placer | 1 | Conventional Hydroelectric | WAT | Hydro | 61.2 | 1966
15127 | Placer County Water Agency | 425 | Middle Fork | CA | Placer | 2 | Conventional Hydroelectric | WAT | Hydro | 54.9 | 1966
15127 | Placer County Water Agency | 426 | Oxbow (CA) | CA | Placer | 1 | Conventional Hydroelectric | WAT | Hydro | 6.1 | 1966
15127 | Placer County Water Agency | 427 | Ralston | CA | Placer | 1 | Conventional Hydroelectric | WAT | Hydro | 79.2 | 1966
12312 | Merced Irrigation District | 428 | Parker | CA | Merced | 1 | Conventional Hydroelectric | WAT | Hydro | 2.7 | 1982
16534 | Sacramento Municipal Util Dist | 430 | Camino | CA | El Dorado | H1 | Conventional Hydroelectric | WAT | Hydro | 78.9 | 1963
16534 | Sacramento Municipal Util Dist | 430 | Camino | CA | El Dorado | H2 | Conventional Hydroelectric | WAT | Hydro | 78.9 | 1968
16534 | Sacramento Municipal Util Dist | 431 | Jaybird | CA | El Dorado | H1 | Conventional Hydroelectric | WAT | Hydro | 80.8 | 1961
16534 | Sacramento Municipal Util Dist | 431 | Jaybird | CA | El Dorado | H2 | Conventional Hydroelectric | WAT | Hydro | 80.8 | 1962
16534 | Sacramento Municipal Util Dist | 432 | Loon Lake | CA | El Dorado | H1 | Conventional Hydroelectric | WAT | Hydro | 74.1 | 1971
16534 | Sacramento Municipal Util Dist | 433 | Robbs Peak | CA | El Dorado | 1 | Conventional Hydroelectric | WAT | Hydro | 25.5 | 1965
16534 | Sacramento Municipal Util Dist | 435 | White Rock/Slab Creek | CA | El Dorado | H1 | Conventional Hydroelectric | WAT | Hydro | 133 | 1968
16534 | Sacramento Municipal Util Dist | 435 | White Rock/Slab Creek | CA | El Dorado | H2 | Conventional Hydroelectric | WAT | Hydro | 133 | 1968
3255 | California Dept. of Water Resources | 436 | Devil Canyon | CA | San Bernardino | 1 | Conventional Hydroelectric | WAT | Hydro | 59.8 | 1972
3255 | California Dept. of Water Resources | 436 | Devil Canyon | CA | San Bernardino | 2 | Conventional Hydroelectric | WAT | Hydro | 59.8 | 1976
3255 | California Dept. of Water Resources | 436 | Devil Canyon | CA | San Bernardino | 3 | Conventional Hydroelectric | WAT | Hydro | 78.3 | 1994
3255 | California Dept. of Water Resources | 436 | Devil Canyon | CA | San Bernardino | 4 | Conventional Hydroelectric | WAT | Hydro | 78.3 | 1992
3255 | California Dept. of Water Resources | 437 | Edward C Hyatt | CA | Butte | 1 | Conventional Hydroelectric | WAT | Hydro | 117 | 1968
3255 | California Dept. of Water Resources | 437 | Edward C Hyatt | CA | Butte | 2 | Hydroelectric Pumped Storage | WAT | Other | 97.7 | 1968
3255 | California Dept. of Water Resources | 437 | Edward C Hyatt | CA | Butte | 3 | Conventional Hydroelectric | WAT | Hydro | 117 | 1968
3255 | California Dept. of Water Resources | 437 | Edward C Hyatt | CA | Butte | 4 | Hydroelectric Pumped Storage | WAT | Other | 97.7 | 1968
3255 | California Dept. of Water Resources | 437 | Edward C Hyatt | CA | Butte | 5 | Conventional Hydroelectric | WAT | Hydro | 117 | 1968
3255 | California Dept. of Water Resources | 437 | Edward C Hyatt | CA | Butte | 6 | Hydroelectric Pumped Storage | WAT | Other | 97.7 | 1969
3255 | California Dept. of Water Resources | 438 | Thermalito | CA | Butte | 1 | Conventional Hydroelectric | WAT | Hydro | 32.6 | 1968
3255 | California Dept. of Water Resources | 438 | Thermalito | CA | Butte | 2 | Hydroelectric Pumped Storage | WAT | Other | 27.5 | 1968
3255 | California Dept. of Water Resources | 438 | Thermalito | CA | Butte | 3 | Hydroelectric Pumped Storage | WAT | Other | 27.5 | 1968
3255 | California Dept. of Water Resources | 438 | Thermalito | CA | Butte | 4 | Hydroelectric Pumped Storage | WAT | Other | 27.5 | 1968
19281 | Turlock Irrigation District | 439 | Don Pedro | CA | Tuolumne | 1 | Conventional Hydroelectric | WAT | Hydro | 45.5 | 1971
19281 | Turlock Irrigation District | 439 | Don Pedro | CA | Tuolumne | 2 | Conventional Hydroelectric | WAT | Hydro | 45.5 | 1971
19281 | Turlock Irrigation District | 439 | Don Pedro | CA | Tuolumne | 3 | Conventional Hydroelectric | WAT | Hydro | 45.5 | 1971
19281 | Turlock Irrigation District | 439 | Don Pedro | CA | Tuolumne | 4 | Conventional Hydroelectric | WAT | Hydro | 34.3 | 1989
19281 | Turlock Irrigation District | 440 | La Grange | CA | Stanislaus | 1 | Conventional Hydroelectric | WAT | Hydro | 1.2 | 1924
19281 | Turlock Irrigation District | 440 | La Grange | CA | Stanislaus | 2 | Conventional Hydroelectric | WAT | Hydro | 3.3 | 1924
2518 | U S Bureau of Reclamation | 441 | Folsom | CA | Sacramento | 1 | Conventional Hydroelectric | WAT | Hydro | 66.2 | 1955
2518 | U S Bureau of Reclamation | 441 | Folsom | CA | Sacramento | 2 | Conventional Hydroelectric | WAT | Hydro | 66.2 | 1955
2518 | U S Bureau of Reclamation | 441 | Folsom | CA | Sacramento | 3 | Conventional Hydroelectric | WAT | Hydro | 66.2 | 1955
2518 | U S Bureau of Reclamation | 442 | Judge F Carr | CA | Shasta | 1 | Conventional Hydroelectric | WAT | Hydro | 77.2 | 1963
2518 | U S Bureau of Reclamation | 442 | Judge F Carr | CA | Shasta | 2 | Conventional Hydroelectric | WAT | Hydro | 77.2 | 1963
2518 | U S Bureau of Reclamation | 443 | Keswick | CA | Shasta | 1 | Conventional Hydroelectric | WAT | Hydro | 39 | 1950
2518 | U S Bureau of Reclamation | 443 | Keswick | CA | Shasta | 2 | Conventional Hydroelectric | WAT | Hydro | 39 | 1949
2518 | U S Bureau of Reclamation | 443 | Keswick | CA | Shasta | 3 | Conventional Hydroelectric | WAT | Hydro | 39 | 1949
2518 | U S Bureau of Reclamation | 444 | Nimbus | CA | Sacramento | 1 | Conventional Hydroelectric | WAT | Hydro | 6.7 | 1955
2518 | U S Bureau of Reclamation | 444 | Nimbus | CA | Sacramento | 2 | Conventional Hydroelectric | WAT | Hydro | 6.7 | 1955
2518 | U S Bureau of Reclamation | 445 | Shasta | CA | Shasta | 1 | Conventional Hydroelectric | WAT | Hydro | 142 | 1949
2518 | U S Bureau of Reclamation | 445 | Shasta | CA | Shasta | 2 | Conventional Hydroelectric | WAT | Hydro | 142 | 1948
2518 | U S Bureau of Reclamation | 445 | Shasta | CA | Shasta | 3 | Conventional Hydroelectric | WAT | Hydro | 142 | 1944
2518 | U S Bureau of Reclamation | 445 | Shasta | CA | Shasta | 4 | Conventional Hydroelectric | WAT | Hydro | 142 | 1944
2518 | U S Bureau of Reclamation | 445 | Shasta | CA | Shasta | 5 | Conventional Hydroelectric | WAT | Hydro | 142 | 1948
2518 | U S Bureau of Reclamation | 445 | Shasta | CA | Shasta | S1 | Conventional Hydroelectric | WAT | Hydro | 2 | 1944
2518 | U S Bureau of Reclamation | 445 | Shasta | CA | Shasta | S2 | Conventional Hydroelectric | WAT | Hydro | 2 | 1944
2518 | U S Bureau of Reclamation | 446 | ONeill | CA | Merced | 1 | Hydroelectric Pumped Storage | WAT | Other | 4.2 | 1968
2518 | U S Bureau of Reclamation | 446 | ONeill | CA | Merced | 2 | Hydroelectric Pumped Storage | WAT | Other | 4.2 | 1968
2518 | U S Bureau of Reclamation | 446 | ONeill | CA | Merced | 3 | Hydroelectric Pumped Storage | WAT | Other | 4.2 | 1967
2518 | U S Bureau of Reclamation | 446 | ONeill | CA | Merced | 4 | Hydroelectric Pumped Storage | WAT | Other | 4.2 | 1967
2518 | U S Bureau of Reclamation | 446 | ONeill | CA | Merced | 5 | Hydroelectric Pumped Storage | WAT | Other | 4.2 | 1968
2518 | U S Bureau of Reclamation | 446 | ONeill | CA | Merced | 6 | Hydroelectric Pumped Storage | WAT | Other | 4.2 | 1967
2518 | U S Bureau of Reclamation | 447 | Parker Dam | CA | San Bernardino | 1 | Conventional Hydroelectric | WAT | Hydro | 30 | 1942
2518 | U S Bureau of Reclamation | 447 | Parker Dam | CA | San Bernardino | 2 | Conventional Hydroelectric | WAT | Hydro | 30 | 1943
2518 | U S Bureau of Reclamation | 447 | Parker Dam | CA | San Bernardino | 3 | Conventional Hydroelectric | WAT | Hydro | 30 | 1942
2518 | U S Bureau of Reclamation | 447 | Parker Dam | CA | San Bernardino | 4 | Conventional Hydroelectric | WAT | Hydro | 30 | 1943
3255 | California Dept. of Water Resources | 448 | W R Gianelli | CA | Merced | 1 | Hydroelectric Pumped Storage | WAT | Other | 53 | 1968
3255 | California Dept. of Water Resources | 448 | W R Gianelli | CA | Merced | 2 | Hydroelectric Pumped Storage | WAT | Other | 53 | 1968
3255 | California Dept. of Water Resources | 448 | W R Gianelli | CA | Merced | 3 | Hydroelectric Pumped Storage | WAT | Other | 53 | 1967
3255 | California Dept. of Water Resources | 448 | W R Gianelli | CA | Merced | 4 | Hydroelectric Pumped Storage | WAT | Other | 53 | 1967
3255 | California Dept. of Water Resources | 448 | W R Gianelli | CA | Merced | 5 | Hydroelectric Pumped Storage | WAT | Other | 53 | 1967
3255 | California Dept. of Water Resources | 448 | W R Gianelli | CA | Merced | 6 | Hydroelectric Pumped Storage | WAT | Other | 53 | 1967
3255 | California Dept. of Water Resources | 448 | W R Gianelli | CA | Merced | 7 | Hydroelectric Pumped Storage | WAT | Other | 53 | 1967
3255 | California Dept. of Water Resources | 448 | W R Gianelli | CA | Merced | 8 | Hydroelectric Pumped Storage | WAT | Other | 53 | 1967
2518 | U S Bureau of Reclamation | 450 | Spring Creek | CA | Shasta | 1 | Conventional Hydroelectric | WAT | Hydro | 90 | 1964
2518 | U S Bureau of Reclamation | 450 | Spring Creek | CA | Shasta | 2 | Conventional Hydroelectric | WAT | Hydro | 90 | 1964
2518 | U S Bureau of Reclamation | 451 | Trinity | CA | Trinity | 1 | Conventional Hydroelectric | WAT | Hydro | 70 | 1964
2518 | U S Bureau of Reclamation | 451 | Trinity | CA | Trinity | 2 | Conventional Hydroelectric | WAT | Hydro | 70 | 1964
21140 | Yuba County Water Agency | 454 | Colgate | CA | Yuba | 1 | Conventional Hydroelectric | WAT | Hydro | 157.5 | 1969
21140 | Yuba County Water Agency | 454 | Colgate | CA | Yuba | 2 | Conventional Hydroelectric | WAT | Hydro | 157.5 | 1969
21140 | Yuba County Water Agency | 455 | Narrows 2 | CA | Yuba | 1 | Conventional Hydroelectric | WAT | Hydro | 46.7 | 1969
5969 | City of Escondido - (CA) | 457 | Bear Valley | CA | San Diego | HC1 | Conventional Hydroelectric | WAT | Hydro | 0.7 | 1986
5969 | City of Escondido - (CA) | 457 | Bear Valley | CA | San Diego | HC2 | Conventional Hydroelectric | WAT | Hydro | 0.7 | 1986
56146 | Black Hills/Colorado Elec.Util | 460 | Pueblo | CO | Pueblo | IC1 | Petroleum Liquids | DFO | Petroleum | 2 | 1964
56146 | Black Hills/Colorado Elec.Util | 460 | Pueblo | CO | Pueblo | IC2 | Petroleum Liquids | DFO | Petroleum | 2 | 1964
56146 | Black Hills/Colorado Elec.Util | 460 | Pueblo | CO | Pueblo | IC3 | Petroleum Liquids | DFO | Petroleum | 2 | 1964
56146 | Black Hills/Colorado Elec.Util | 460 | Pueblo | CO | Pueblo | IC4 | Petroleum Liquids | DFO | Petroleum | 2 | 1964
56146 | Black Hills/Colorado Elec.Util | 460 | Pueblo | CO | Pueblo | IC5 | Petroleum Liquids | DFO | Petroleum | 2 | 1964
15466 | Public Service Co of Colorado | 464 | Alamosa | CO | Alamosa | CT1 | Natural Gas Fired Combustion Turbine | NG | Natural Gas Peaker | 26.6 | 1973
15466 | Public Service Co of Colorado | 464 | Alamosa | CO | Alamosa | CT2 | Natural Gas Fired Combustion Turbine | NG | Natural Gas Peaker | 26.6 | 1977
1994 | Boulder City of | 466 | Boulder Canyon Hydro | CO | Boulder | 1A | Conventional Hydroelectric | WAT | Hydro | 5 | 2013
15466 | Public Service Co of Colorado | 467 | Cabin Creek | CO | Clear Creek | A | Hydroelectric Pumped Storage | WAT | Other | 150 | 1967
15466 | Public Service Co of Colorado | 467 | Cabin Creek | CO | Clear Creek | B | Hydroelectric Pumped Storage | WAT | Other | 150 | 1967
15466 | Public Service Co of Colorado | 469 | Cherokee | CO | Adams | 4 | Conventional Steam Coal | BIT | Hard Coal | 380.8 | 1968
15466 | Public Service Co of Colorado | 469 | Cherokee | CO | Adams | 5 | Natural Gas Fired Combined Cycle | NG | Natural Gas Nonpeaker | 185.3 | 2015
15466 | Public Service Co of Colorado | 469 | Cherokee | CO | Adams | 6 | Natural Gas Fired Combined Cycle | NG | Natural Gas Nonpeaker | 185.3 | 2015
15466 | Public Service Co of Colorado | 469 | Cherokee | CO | Adams | 7 | Natural Gas Fired Combined Cycle | NG | Natural Gas Nonpeaker | 255 | 2015
15466 | Public Service Co of Colorado | 470 | Comanche (CO) | CO | Pueblo | 1 | Conventional Steam Coal | SUB | Hard Coal | 382.5 | 1973
15466 | Public Service Co of Colorado | 470 | Comanche (CO) | CO | Pueblo | 2 | Conventional Steam Coal | SUB | Hard Coal | 396 | 1975
15466 | Public Service Co of Colorado | 470 | Comanche (CO) | CO | Pueblo | 3 | Conventional Steam Coal | SUB | Hard Coal | 856.8 | 2010
15466 | Public Service Co of Colorado | 471 | Fruita | CO | Mesa | 1 | Natural Gas Fired Combustion Turbine | NG | Natural Gas Peaker | 26.6 | 1973
15466 | Public Service Co of Colorado | 472 | Georgetown Hydro | CO | Clear Creek | 1 | Conventional Hydroelectric | WAT | Hydro | 0.6 | 1906
15466 | Public Service Co of Colorado | 472 | Georgetown Hydro | CO | Clear Creek | 2 | Conventional Hydroelectric | WAT | Hydro | 0.6 | 1908
57301 | Orchard Mesa Irrigation District | 473 | Grand Valley Project Power Plant | CO | Mesa | 1 | Conventional Hydroelectric | WAT | Hydro | 1.5 | 1932
57301 | Orchard Mesa Irrigation District | 473 | Grand Valley Project Power Plant | CO | Mesa | 2 | Conventional Hydroelectric | WAT | Hydro | 1.5 | 1932
15466 | Public Service Co of Colorado | 474 | Salida | CO | Chaffee | 1 | Conventional Hydroelectric | WAT | Hydro | 0.8 | 1929
15466 | Public Service Co of Colorado | 474 | Salida | CO | Chaffee | 2 | Conventional Hydroelectric | WAT | Hydro | 0.6 | 1908
15466 | Public Service Co of Colorado | 476 | Shoshone (CO) | CO | Garfield | A | Conventional Hydroelectric | WAT | Hydro | 7.2 | 1909
15466 | Public Service Co of Colorado | 476 | Shoshone (CO) | CO | Garfield | B | Conventional Hydroelectric | WAT | Hydro | 7.2 | 1909
15466 | Public Service Co of Colorado | 477 | Valmont | CO | Boulder | 5 | Conventional Steam Coal | BIT | Hard Coal | 191.7 | 1964
15466 | Public Service Co of Colorado | 477 | Valmont | CO | Boulder | 6 | Natural Gas Fired Combustion Turbine | NG | Natural Gas Peaker | 59.3 | 1973
12397 | Metropolitan Water District of S CA | 479 | Temescal | CA | Riverside | 1 | Conventional Hydroelectric | WAT | Hydro | 2.9 | 1983
12397 | Metropolitan Water District of S CA | 480 | Corona | CA | Riverside | 1 | Conventional Hydroelectric | WAT | Hydro | 2.9 | 1983
12397 | Metropolitan Water District of S CA | 481 | Perris | CA | Riverside | 1 | Conventional Hydroelectric | WAT | Hydro | 7.9 | 1983
12397 | Metropolitan Water District of S CA | 482 | Rio Hondo | CA | LOS ANGELES | 1 | Conventional Hydroelectric | WAT | Hydro | 1.9 | 1984
12397 | Metropolitan Water District of S CA | 483 | Coyote Creek | CA | Orange | 1 | Conventional Hydroelectric | WAT | Hydro | 3.1 | 1984
12397 | Metropolitan Water District of S CA | 484 | Red Mountain | CA | San Diego | 1 | Conventional Hydroelectric | WAT | Hydro | 5.9 | 1985
12397 | Metropolitan Water District of S CA | 487 | Valley View | CA | Orange | 1 | Conventional Hydroelectric | WAT | Hydro | 4.1 | 1985
19281 | Turlock Irrigation District | 489 | Upper Dawson | CA | Tuolumne | 1 | Conventional Hydroelectric | WAT | Hydro | 4.4 | 1983
3227 | City of Center - (CO) | 491 | Center | CO | SAGUACHE | 3 | Petroleum Liquids | DFO | Petroleum | 0.5 | 1963
3227 | City of Center - (CO) | 491 | Center | CO | SAGUACHE | 5 | Petroleum Liquids | DFO | Petroleum | 1 | 1959
3989 | City of Colorado Springs - (CO) | 492 | Martin Drake | CO | El Paso | 5 | Conventional Steam Coal | SUB | Hard Coal | 50 | 1962
3989 | City of Colorado Springs - (CO) | 492 | Martin Drake | CO | El Paso | 6 | Conventional Steam Coal | SUB | Hard Coal | 75 | 1968
3989 | City of Colorado Springs - (CO) | 492 | Martin Drake | CO | El Paso | 7 | Conventional Steam Coal | SUB | Hard Coal | 132 | 1974
3989 | City of Colorado Springs - (CO) | 493 | George Birdsall | CO | El Paso | 1 | Natural Gas Steam Turbine | NG | Natural Gas Peaker | 17.3 | 1953
3989 | City of Colorado Springs - (CO) | 493 | George Birdsall | CO | El Paso | 2 | Natural Gas Steam Turbine | NG | Natural Gas Peaker | 18.8 | 1954
3989 | City of Colorado Springs - (CO) | 493 | George Birdsall | CO | El Paso | 3 | Natural Gas Steam Turbine | NG | Natural Gas Peaker | 23.5 | 1957
3989 | City of Colorado Springs - (CO) | 494 | Manitou Springs | CO | El Paso | 1 | Conventional Hydroelectric | WAT | Hydro | 2.5 | 1939
3989 | City of Colorado Springs - (CO) | 494 | Manitou Springs | CO | El Paso | 2 | Conventional Hydroelectric | WAT | Hydro | 2.5 | 1927
3989 | City of Colorado Springs - (CO) | 494 | Manitou Springs | CO | El Paso | 3 | Conventional Hydroelectric | WAT | Hydro | 1 | 2006
3989 | City of Colorado Springs - (CO) | 495 | Ruxton Park | CO | El Paso | 1 | Conventional Hydroelectric | WAT | Hydro | 1.2 | 1925
8751 | Town of Holly - (CO) | 502 | Holly | CO | Prowers | 5 | Petroleum Liquids | DFO | Petroleum | 0.4 | 2000
8751 | Town of Holly - (CO) | 502 | Holly | CO | Prowers | CAT | Petroleum Liquids | DFO | Petroleum | 1.8 | 2007
8751 | Town of Holly - (CO) | 502 | Holly | CO | Prowers | EMD | Petroleum Liquids | DFO | Petroleum | 0.7 | 1993
9928 | City of Julesburg - (CO) | 504 | Julesburg | CO | Sedgwick | 1 | Petroleum Liquids | DFO | Petroleum | 0.9 | 1951
9928 | City of Julesburg - (CO) | 504 | Julesburg | CO | Sedgwick | 3 | Petroleum Liquids | DFO | Petroleum | 0.3 | 1945
9928 | City of Julesburg - (CO) | 504 | Julesburg | CO | Sedgwick | 4 | Petroleum Liquids | DFO | Petroleum | 1.3 | 1964
9928 | City of Julesburg - (CO) | 504 | Julesburg | CO | Sedgwick | 5 | Petroleum Liquids | DFO | Petroleum | 0.3 | 1946
2518 | U S Bureau of Reclamation | 505 | Boysen | WY | Fremont | 1 | Conventional Hydroelectric | WAT | Hydro | 7.5 | 1952
2518 | U S Bureau of Reclamation | 505 | Boysen | WY | Fremont | 2 | Conventional Hydroelectric | WAT | Hydro | 7.5 | 1952
10536 | City of La Junta - (CO) | 506 | La Junta | CO | Otero | 2 | Petroleum Liquids | DFO | Petroleum | 0.7 | 1939
10536 | City of La Junta - (CO) | 506 | La Junta | CO | Otero | 3 | Petroleum Liquids | DFO | Petroleum | 0.4 | 1939
10536 | City of La Junta - (CO) | 506 | La Junta | CO | Otero | 4 | Petroleum Liquids | DFO | Petroleum | 1 | 1942
10536 | City of La Junta - (CO) | 506 | La Junta | CO | Otero | 6 | Petroleum Liquids | DFO | Petroleum | 3 | 1958
10536 | City of La Junta - (CO) | 506 | La Junta | CO | Otero | 7 | Petroleum Liquids | DFO | Petroleum | 3.5 | 1962
10536 | City of La Junta - (CO) | 506 | La Junta | CO | Otero | 8 | Petroleum Liquids | DFO | Petroleum | 3.5 | 1962
10536 | City of La Junta - (CO) | 506 | La Junta | CO | Otero | 9 | Petroleum Liquids | DFO | Petroleum | 5.1 | 1970
10730 | City of Las Animas - (CO) | 507 | Las Animas | CO | BENT | 1 | Petroleum Liquids | DFO | Petroleum | 0.3 | 1941
10730 | City of Las Animas - (CO) | 507 | Las Animas | CO | BENT | 2 | Petroleum Liquids | DFO | Petroleum | 0.3 | 1941
10730 | City of Las Animas - (CO) | 507 | Las Animas | CO | BENT | 4 | Petroleum Liquids | DFO | Petroleum | 1 | 1951
10730 | City of Las Animas - (CO) | 507 | Las Animas | CO | BENT | 5 | Petroleum Liquids | DFO | Petroleum | 1 | 1951
10730 | City of Las Animas - (CO) | 507 | Las Animas | CO | BENT | 6 | Petroleum Liquids | DFO | Petroleum | 3 | 1967
10633 | City of Lamar - (CO) | 508 | Lamar Plant | CO | Prowers | 4 | Conventional Steam Coal | SUB | Hard Coal | 25 | 1972
10633 | City of Lamar - (CO) | 508 | Lamar Plant | CO | Prowers | 5 | Natural Gas Fired Combustion Turbine | NG | Natural Gas Peaker | 4.2 | 2001
10633 | City of Lamar - (CO) | 508 | Lamar Plant | CO | Prowers | 6 | Conventional Steam Coal | SUB | Hard Coal | 18.5 | 2009
10633 | City of Lamar - (CO) | 508 | Lamar Plant | CO | Prowers | IC1 | Petroleum Liquids | DFO | Petroleum | 1 | 1949
10633 | City of Lamar - (CO) | 508 | Lamar Plant | CO | Prowers | IC2 | Petroleum Liquids | DFO | Petroleum | 1 | 1946
10633 | City of Lamar - (CO) | 508 | Lamar Plant | CO | Prowers | T1-T3 | Onshore Wind Turbine | WND | Wind | 4.5 | 2004
10633 | City of Lamar - (CO) | 508 | Lamar Plant | CO | Prowers | T4 | Onshore Wind Turbine | WND | Wind | 1.5 | 2004
7160 | Geysers Power Co LLC | 510 | Sonoma California Geothermal | CA | Lake | 1 | Geothermal | GEO | Geothermal | 78 | 1983
19204 | City of Trinidad - (CO) | 511 | Trinidad (CO) | CO | LAS ANIMAS | 1 | Conventional Steam Coal | BIT | Hard Coal | 3.7 | 1950
19204 | City of Trinidad - (CO) | 511 | Trinidad (CO) | CO | LAS ANIMAS | 3 | Natural Gas Internal Combustion Engine | NG | Natural Gas Peaker | 1.9 | 1966
19204 | City of Trinidad - (CO) | 511 | Trinidad (CO) | CO | LAS ANIMAS | 4 | Natural Gas Internal Combustion Engine | NG | Natural Gas Peaker | 1.9 | 1966
19204 | City of Trinidad - (CO) | 511 | Trinidad (CO) | CO | LAS ANIMAS | 5 | Petroleum Liquids | DFO | Petroleum | 1.8 | 1999
19204 | City of Trinidad - (CO) | 511 | Trinidad (CO) | CO | LAS ANIMAS | 6 | Petroleum Liquids | DFO | Petroleum | 1.8 | 1999
19204 | City of Trinidad - (CO) | 511 | Trinidad (CO) | CO | LAS ANIMAS | 7 | Petroleum Liquids | DFO | Petroleum | 1.8 | 1999
2518 | U S Bureau of Reclamation | 512 | Blue Mesa | CO | Gunnison | 1 | Conventional Hydroelectric | WAT | Hydro | 43.2 | 1967
2518 | U S Bureau of Reclamation | 512 | Blue Mesa | CO | Gunnison | 2 | Conventional Hydroelectric | WAT | Hydro | 43.2 | 1967
2518 | U S Bureau of Reclamation | 513 | Estes | CO | Larimer | 1 | Conventional Hydroelectric | WAT | Hydro | 15 | 1950
2518 | U S Bureau of Reclamation | 513 | Estes | CO | Larimer | 2 | Conventional Hydroelectric | WAT | Hydro | 15 | 1950
2518 | U S Bureau of Reclamation | 513 | Estes | CO | Larimer | 3 | Conventional Hydroelectric | WAT | Hydro | 15 | 1950
2518 | U S Bureau of Reclamation | 514 | Morrow Point | CO | Montrose | 1 | Conventional Hydroelectric | WAT | Hydro | 86.6 | 1970
2518 | U S Bureau of Reclamation | 514 | Morrow Point | CO | Montrose | 2 | Conventional Hydroelectric | WAT | Hydro | 86.6 | 1971
2518 | U S Bureau of Reclamation | 515 | Big Thompson | CO | Larimer | 1 | Conventional Hydroelectric | WAT | Hydro | 4.5 | 1959
2518 | U S Bureau of Reclamation | 516 | Green Mountain | CO | Summit | 1 | Conventional Hydroelectric | WAT | Hydro | 13 | 1943
2518 | U S Bureau of Reclamation | 516 | Green Mountain | CO | Summit | 2 | Conventional Hydroelectric | WAT | Hydro | 13 | 1943
2518 | U S Bureau of Reclamation | 517 | Marys Lake | CO | Larimer | 1 | Conventional Hydroelectric | WAT | Hydro | 8.1 | 1951
2518 | U S Bureau of Reclamation | 518 | Flatiron | CO | Larimer | 1 | Conventional Hydroelectric | WAT | Hydro | 43 | 1954
2518 | U S Bureau of Reclamation | 518 | Flatiron | CO | Larimer | 2 | Conventional Hydroelectric | WAT | Hydro | 43 | 1954
2518 | U S Bureau of Reclamation | 518 | Flatiron | CO | Larimer | 3 | Hydroelectric Pumped Storage | WAT | Other | 8.5 | 1954
2518 | U S Bureau of Reclamation | 519 | Pole Hill | CO | Larimer | 1 | Conventional Hydroelectric | WAT | Hydro | 38.2 | 1954
2518 | U S Bureau of Reclamation | 520 | Lower Molina | CO | Mesa | 1 | Conventional Hydroelectric | WAT | Hydro | 5.6 | 1962
2518 | U S Bureau of Reclamation | 521 | Upper Molina | CO | Mesa | 1 | Conventional Hydroelectric | WAT | Hydro | 9.9 | 1962
15466 | Public Service Co of Colorado | 525 | Hayden | CO | Routt | 1 | Conventional Steam Coal | BIT | Hard Coal | 190 | 1965
15466 | Public Service Co of Colorado | 525 | Hayden | CO | Routt | 2 | Conventional Steam Coal | BIT | Hard Coal | 275.4 | 1976
30151 | Tri-State G & T Assn, Inc | 527 | Nucla | CO | Montrose | 1 | Conventional Steam Coal | BIT | Hard Coal | 11.5 | 1959
30151 | Tri-State G & T Assn, Inc | 527 | Nucla | CO | Montrose | 2 | Conventional Steam Coal | BIT | Hard Coal | 11.5 | 1959
30151 | Tri-State G & T Assn, Inc | 527 | Nucla | CO | Montrose | 3 | Conventional Steam Coal | BIT | Hard Coal | 11.5 | 1959
30151 | Tri-State G & T Assn, Inc | 527 | Nucla | CO | Montrose | ST4 | Conventional Steam Coal | BIT | Hard Coal | 79.3 | 1991
16534 | Sacramento Municipal Util Dist | 531 | Camp Far West | CA | Placer | 1 | Conventional Hydroelectric | WAT | Hydro | 7.2 | 1985
189 | PowerSouth Energy Cooperative | 533 | McWilliams | AL | Covington | 1 | Natural Gas Fired Combined Cycle | NG | Natural Gas Nonpeaker | 7.5 | 1954
189 | PowerSouth Energy Cooperative | 533 | McWilliams | AL | Covington | 2 | Natural Gas Fired Combined Cycle | NG | Natural Gas Nonpeaker | 7.5 | 1954
189 | PowerSouth Energy Cooperative | 533 | McWilliams | AL | Covington | 3 | Natural Gas Fired Combined Cycle | NG | Natural Gas Nonpeaker | 25 | 1959
189 | PowerSouth Energy Cooperative | 533 | McWilliams | AL | Covington | 4 | Natural Gas Fired Combined Cycle | NG | Natural Gas Nonpeaker | 107 | 1996
189 | PowerSouth Energy Cooperative | 533 | McWilliams | AL | Covington | VAN1 | Natural Gas Fired Combined Cycle | NG | Natural Gas Nonpeaker | 165 | 2002
189 | PowerSouth Energy Cooperative | 533 | McWilliams | AL | Covington | VAN2 | Natural Gas Fired Combined Cycle | NG | Natural Gas Nonpeaker | 165 | 2002
189 | PowerSouth Energy Cooperative | 533 | McWilliams | AL | Covington | VAN3 | Natural Gas Fired Combined Cycle | NG | Natural Gas Nonpeaker | 177 | 2002
16534 | Sacramento Municipal Util Dist | 534 | Jones Fork | CA | El Dorado | 1 | Conventional Hydroelectric | WAT | Hydro | 10 | 1985
16534 | Sacramento Municipal Util Dist | 535 | McClellan (CA) | CA | Sacramento | 1 | Natural Gas Fired Combustion Turbine | NG | Natural Gas Peaker | 77 | 1986
5571 | East Bay Municipal Util Dist | 537 | Camanche | CA | San Joaquin | 1 | Conventional Hydroelectric | WAT | Hydro | 3.6 | 1983
5571 | East Bay Municipal Util Dist | 537 | Camanche | CA | San Joaquin | 2 | Conventional Hydroelectric | WAT | Hydro | 3.6 | 1983
5571 | East Bay Municipal Util Dist | 537 | Camanche | CA | San Joaquin | 3 | Conventional Hydroelectric | WAT | Hydro | 3.6 | 1983
54895 | FirstLight Power Resources Services LLC | 539 | Rocky River (CT) | CT | Litchfield | 1 | Hydroelectric Pumped Storage | WAT | Other | 3.5 | 1929
54895 | FirstLight Power Resources Services LLC | 539 | Rocky River (CT) | CT | Litchfield | 2 | Hydroelectric Pumped Storage | WAT | Other | 3.5 | 1928
54895 | FirstLight Power Resources Services LLC | 539 | Rocky River (CT) | CT | Litchfield | 3 | Hydroelectric Pumped Storage | WAT | Other | 24 | 1928
22379 | Connecticut Jet Power LLC | 540 | Branford | CT | New Haven | UN10 | Petroleum Liquids | KER | Petroleum | 21.8 | 1967
54895 | FirstLight Power Resources Services LLC | 541 | Bulls Bridge | CT | Litchfield | 1 | Conventional Hydroelectric | WAT | Hydro | 1.2 | 1903
54895 | FirstLight Power Resources Services LLC | 541 | Bulls Bridge | CT | Litchfield | 2 | Conventional Hydroelectric | WAT | Hydro | 1.2 | 1903
54895 | FirstLight Power Resources Services LLC | 541 | Bulls Bridge | CT | Litchfield | 3 | Conventional Hydroelectric | WAT | Hydro | 1.2 | 1903
54895 | FirstLight Power Resources Services LLC | 541 | Bulls Bridge | CT | Litchfield | 4 | Conventional Hydroelectric | WAT | Hydro | 1.2 | 1903
54895 | FirstLight Power Resources Services LLC | 541 | Bulls Bridge | CT | Litchfield | 5 | Conventional Hydroelectric | WAT | Hydro | 1.2 | 1903
54895 | FirstLight Power Resources Services LLC | 541 | Bulls Bridge | CT | Litchfield | 6 | Conventional Hydroelectric | WAT | Hydro | 1.2 | 1903
22379 | Connecticut Jet Power LLC | 542 | Cos Cob | CT | Fairfield | UN10 | Petroleum Liquids | KER | Petroleum | 25 | 1969
22379 | Connecticut Jet Power LLC | 542 | Cos Cob | CT | Fairfield | UN11 | Petroleum Liquids | KER | Petroleum | 25 | 1969
22379 | Connecticut Jet Power LLC | 542 | Cos Cob | CT | Fairfield | UN12 | Petroleum Liquids | KER | Petroleum | 25 | 1969
22379 | Connecticut Jet Power LLC | 542 | Cos Cob | CT | Fairfield | UN13 | Petroleum Liquids | KER | Petroleum | 20 | 2008
22379 | Connecticut Jet Power LLC | 542 | Cos Cob | CT | Fairfield | un14 | Petroleum Liquids | KER | Petroleum | 20 | 2008
22350 | Devon Power LLC | 544 | Devon Station | CT | New Haven | 10 | Petroleum Liquids | KER | Petroleum | 18.6 | 1985
22350 | Devon Power LLC | 544 | Devon Station | CT | New Haven | 11 | Petroleum Liquids | KER | Petroleum | 51 | 1996
22350 | Devon Power LLC | 544 | Devon Station | CT | New Haven | 12 | Petroleum Liquids | KER | Petroleum | 51 | 1996
22350 | Devon Power LLC | 544 | Devon Station | CT | New Haven | 13 | Petroleum Liquids | KER | Petroleum | 51 | 1996
22350 | Devon Power LLC | 544 | Devon Station | CT | New Haven | 14 | Petroleum Liquids | KER | Petroleum | 51 | 1996
22380 | NRG Montville Operations Inc | 546 | Montville Station | CT | New London | 10 | Petroleum Liquids | DFO | Petroleum | 2.7 | 1967
22380 | NRG Montville Operations Inc | 546 | Montville Station | CT | New London | 11 | Petroleum Liquids | DFO | Petroleum | 2.7 | 1967
22380 | NRG Montville Operations Inc | 546 | Montville Station | CT | New London | 5 | Petroleum Liquids | RFO | Petroleum | 75 | 1954
22380 | NRG Montville Operations Inc | 546 | Montville Station | CT | New London | 6 | Petroleum Liquids | RFO | Petroleum | 414.9 | 1971
58185 | FirstLight Power Resources, Inc. - MA | 547 | Northfield Mountain | MA | Franklin | 1 | Hydroelectric Pumped Storage | WAT | Other | 235 | 1973
58185 | FirstLight Power Resources, Inc. - MA | 547 | Northfield Mountain | MA | Franklin | 2 | Hydroelectric Pumped Storage | WAT | Other | 235 | 1973
58185 | FirstLight Power Resources, Inc. - MA | 547 | Northfield Mountain | MA | Franklin | 3 | Hydroelectric Pumped Storage | WAT | Other | 235 | 1973
58185 | FirstLight Power Resources, Inc. - MA | 547 | Northfield Mountain | MA | Franklin | 4 | Hydroelectric Pumped Storage | WAT | Other | 235 | 1972
20169 | Avista Corp | 550 | Kettle Falls Generating Station | WA | Stevens | 1 | Wood/Wood Waste Biomass | WDS | Biomass | 50.7 | 1983
20169 | Avista Corp | 550 | Kettle Falls Generating Station | WA | Stevens | 2 | Natural Gas Fired Combustion Turbine | NG | Natural Gas Peaker | 7.2 | 2002
54895 | FirstLight Power Resources Services LLC | 551 | Scotland Dam | CT | Windham | 1 | Conventional Hydroelectric | WAT | Hydro | 2 | 1937
54895 | FirstLight Power Resources Services LLC | 552 | Shepaug | CT | New Haven | 1 | Conventional Hydroelectric | WAT | Hydro | 37.2 | 1955
54895 | FirstLight Power Resources Services LLC | 553 | Stevenson | CT | Fairfield | 1 | Conventional Hydroelectric | WAT | Hydro | 7.5 | 1919
54895 | FirstLight Power Resources Services LLC | 553 | Stevenson | CT | Fairfield | 2 | Conventional Hydroelectric | WAT | Hydro | 7.5 | 1919
54895 | FirstLight Power Resources Services LLC | 553 | Stevenson | CT | Fairfield | 3 | Conventional Hydroelectric | WAT | Hydro | 7.5 | 1919
54895 | FirstLight Power Resources Services LLC | 553 | Stevenson | CT | Fairfield | 4 | Conventional Hydroelectric | WAT | Hydro | 8 | 1936
54895 | FirstLight Power Resources Services LLC | 554 | Taftville | CT | New London | 1 | Conventional Hydroelectric | WAT | Hydro | 0.4 | 1926
54895 | FirstLight Power Resources Services LLC | 554 | Taftville | CT | New London | 2 | Conventional Hydroelectric | WAT | Hydro | 0.3 | 1906
54895 | FirstLight Power Resources Services LLC | 554 | Taftville | CT | New London | 3 | Conventional Hydroelectric | WAT | Hydro | 0.3 | 1906
54895 | FirstLight Power Resources Services LLC | 554 | Taftville | CT | New London | 4 | Conventional Hydroelectric | WAT | Hydro | 0.3 | 1949
54895 | FirstLight Power Resources Services LLC | 554 | Taftville | CT | New London | 5 | Conventional Hydroelectric | WAT | Hydro | 0.3 | 1949
54895 | FirstLight Power Resources Services LLC | 557 | Tunnel | CT | New London | 1 | Conventional Hydroelectric | WAT | Hydro | 1 | 1919
54895 | FirstLight Power Resources Services LLC | 557 | Tunnel | CT | New London | 10 | Petroleum Liquids | JF | Petroleum | 18.5 | 1969
54895 | FirstLight Power Resources Services LLC | 557 | Tunnel | CT | New London | 2 | Conventional Hydroelectric | WAT | Hydro | 1 | 1949
6207 | Farmington River Power Company | 559 | Rainbow (CT) | CT | HARTFORD | 1 | Conventional Hydroelectric | WAT | Hydro | 4 | 1925
6207 | Farmington River Power Company | 559 | Rainbow (CT) | CT | HARTFORD | 2 | Conventional Hydroelectric | WAT | Hydro | 4 | 1925
54895 | FirstLight Power Resources Services LLC | 560 | Falls Village | CT | Litchfield | 1 | Conventional Hydroelectric | WAT | Hydro | 3 | 1914
54895 | FirstLight Power Resources Services LLC | 560 | Falls Village | CT | Litchfield | 2 | Conventional Hydroelectric | WAT | Hydro | 3 | 1914
54895 | FirstLight Power Resources Services LLC | 560 | Falls Village | CT | Litchfield | 3 | Conventional Hydroelectric | WAT | Hydro | 3 | 1914
22379 | Connecticut Jet Power LLC | 561 | Franklin Drive | CT | Litchfield | UN19 | Petroleum Liquids | KER | Petroleum | 21.8 | 1968
12490 | Middletown Power LLC | 562 | Middletown | CT | Middlesex | 10 | Petroleum Liquids | KER | Petroleum | 18.5 | 1966
12490 | Middletown Power LLC | 562 | Middletown | CT | Middlesex | 2 | Natural Gas Steam Turbine | NG | Natural Gas Peaker | 113.6 | 1958
12490 | Middletown Power LLC | 562 | Middletown | CT | Middlesex | 3 | Natural Gas Steam Turbine | NG | Natural Gas Peaker | 239.4 | 1964
12490 | Middletown Power LLC | 562 | Middletown | CT | Middlesex | 4 | Petroleum Liquids | RFO | Petroleum | 414.9 | 1973
4426 | NAES Corp | 563 | South Meadow | CT | Hartford | 11 | Petroleum Liquids | KER | Petroleum | 41.8 | 1970
4426 | NAES Corp | 563 | South Meadow | CT | Hartford | 12 | Petroleum Liquids | KER | Petroleum | 41.8 | 1970
4426 | NAES Corp | 563 | South Meadow | CT | Hartford | 13 | Petroleum Liquids | KER | Petroleum | 41.8 | 1970
4426 | NAES Corp | 563 | South Meadow | CT | Hartford | 14 | Petroleum Liquids | KER | Petroleum | 41.8 | 1970
14610 | Orlando Utilities Comm | 564 | Stanton Energy Center | FL | Orange | 1 | Conventional Steam Coal | BIT | Hard Coal | 464.5 | 1987
14610 | Orlando Utilities Comm | 564 | Stanton Energy Center | FL | Orange | 2 | Conventional Steam Coal | BIT | Hard Coal | 464.5 | 1996
14610 | Orlando Utilities Comm | 564 | Stanton Energy Center | FL | Orange | B | Natural Gas Fired Combined Cycle | NG | Natural Gas Nonpeaker | 129.8 | 2010
14610 | Orlando Utilities Comm | 564 | Stanton Energy Center | FL | Orange | B1 | Natural Gas Fired Combined Cycle | NG | Natural Gas Nonpeaker | 203.2 | 2010
22379 | Connecticut Jet Power LLC | 565 | Torrington Terminal | CT | Litchfield | UN10 | Petroleum Liquids | KER | Petroleum | 21.8 | 1967
5221 | Dominion Nuclear Conn Inc | 566 | Millstone | CT | New London | 2 | Nuclear | NUC | Nuclear | 909.9 | 1975
5221 | Dominion Nuclear Conn Inc | 566 | Millstone | CT | New London | 3 | Nuclear | NUC | Nuclear | 1253 | 1986
15452 | PSEG Power Connecticut LLC | 568 | Bridgeport Station | CT | Fairfield | 3 | Conventional Steam Coal | SUB | Hard Coal | 400 | 1968
15452 | PSEG Power Connecticut LLC | 568 | Bridgeport Station | CT | Fairfield | 4 | Petroleum Liquids | KER | Petroleum | 18.6 | 1967
3249 | Central Hudson Gas & Elec Corp | 579 | Central Hudson High Falls | NY | ULSTER | 1 | Conventional Hydroelectric | WAT | Hydro | 3.2 | 1986
13831 | City of Norwich - (CT) | 581 | North Main Street | CT | New London | 5 | Petroleum Liquids | DFO | Petroleum | 19 | 1972
13831 | City of Norwich - (CT) | 583 | Tenth Street | CT | New London | 1 | Conventional Hydroelectric | WAT | Hydro | 1.4 | 1967
6204 | City of Farmington - (NM) | 584 | Navajo Dam | NM | San Juan | 1 | Conventional Hydroelectric | WAT | Hydro | 15 | 1989
6204 | City of Farmington - (NM) | 584 | Navajo Dam | NM | San Juan | 2 | Conventional Hydroelectric | WAT | Hydro | 15 | 1989
9216 | Imperial Irrigation District | 585 | Drop 1 | CA | Imperial | 1 | Conventional Hydroelectric | WAT | Hydro | 1.9 | 1984
9216 | Imperial Irrigation District | 585 | Drop 1 | CA | Imperial | 2 | Conventional Hydroelectric | WAT | Hydro | 1.9 | 1984
9216 | Imperial Irrigation District | 585 | Drop 1 | CA | Imperial | 3 | Conventional Hydroelectric | WAT | Hydro | 1.9 | 1984
9216 | Imperial Irrigation District | 586 | East Highline | CA | Imperial | 1 | Conventional Hydroelectric | WAT | Hydro | 2.4 | 1984
2548 | City of Burlington Electric - (VT) | 589 | J C McNeil | VT | Chittenden | 1 | Wood/Wood Waste Biomass | WDS | Biomass | 59.5 | 1984
56609 | Calpine Mid-Atlantic Generation LLC | 591 | Christiana | DE | New Castle | CH11 | Petroleum Liquids | DFO | Petroleum | 26 | 1973
56609 | Calpine Mid-Atlantic Generation LLC | 591 | Christiana | DE | New Castle | CH14 | Petroleum Liquids | DFO | Petroleum | 26 | 1973
56609 | Calpine Mid-Atlantic Generation LLC | 592 | Delaware City 10 | DE | New Castle | DC10 | Petroleum Liquids | DFO | Petroleum | 18.5 | 1968
56609 | Calpine Mid-Atlantic Generation LLC | 593 | Edge Moor | DE | New Castle | 10 | Petroleum Liquids | DFO | Petroleum | 12.5 | 1963
56609 | Calpine Mid-Atlantic Generation LLC | 593 | Edge Moor | DE | New Castle | 3 | Natural Gas Steam Turbine | NG | Natural Gas Peaker | 75 | 1954
56609 | Calpine Mid-Atlantic Generation LLC | 593 | Edge Moor | DE | New Castle | 4 | Natural Gas Steam Turbine | NG | Natural Gas Peaker | 176.8 | 1966
56609 | Calpine Mid-Atlantic Generation LLC | 593 | Edge Moor | DE | New Castle | 5 | Natural Gas Steam Turbine | NG | Natural Gas Peaker | 446 | 1973
9332 | Indian River Operations Inc | 594 | Indian River Generating Station | DE | Sussex | 10 | Petroleum Liquids | DFO | Petroleum | 18.6 | 1967
9332 | Indian River Operations Inc | 594 | Indian River Generating Station | DE | Sussex | 4 | Conventional Steam Coal | BIT | Hard Coal | 445.5 | 1980
56609 | Calpine Mid-Atlantic Generation LLC | 597 | West Station (DE) | DE | New Castle | WEST | Petroleum Liquids | DFO | Petroleum | 20 | 1964
54899 | NAES Corporation - (DE) | 599 | McKee Run | DE | Kent | 1 | Natural Gas Steam Turbine | NG | Natural Gas Peaker | 18.8 | 1962
54899 | NAES Corporation - (DE) | 599 | McKee Run | DE | Kent | 2 | Natural Gas Steam Turbine | NG | Natural Gas Peaker | 18.8 | 1962
54899 | NAES Corporation - (DE) | 599 | McKee Run | DE | Kent | 3 | Natural Gas Steam Turbine | NG | Natural Gas Peaker | 113.6 | 1975
58177 | Raven Power Holdings LLC | 602 | Brandon Shores | MD | Anne Arundel | 1 | Conventional Steam Coal | BIT | Hard Coal | 685 | 1984
58177 | Raven Power Holdings LLC | 602 | Brandon Shores | MD | Anne Arundel | 2 | Conventional Steam Coal | BIT | Hard Coal | 685 | 1991
15500 | Puget Sound Energy Inc | 607 | Fredonia | WA | Skagit | 1 | Natural Gas Fired Combustion Turbine | NG | Natural Gas Peaker | 129.1 | 1984
15500 | Puget Sound Energy Inc | 607 | Fredonia | WA | Skagit | 2 | Natural Gas Fired Combustion Turbine | NG | Natural Gas Peaker | 129.1 | 1984
15500 | Puget Sound Energy Inc | 607 | Fredonia | WA | Skagit | 3 | Natural Gas Fired Combustion Turbine | NG | Natural Gas Peaker | 58.9 | 2001
15500 | Puget Sound Energy Inc | 607 | Fredonia | WA | Skagit | 4 | Natural Gas Fired Combustion Turbine | NG | Natural Gas Peaker | 58.9 | 2001
6452 | Florida Power & Light Co | 609 | Cape Canaveral | FL | Brevard | 3A | Natural Gas Fired Combined Cycle | NG | Natural Gas Nonpeaker | 265 | 2013
6452 | Florida Power & Light Co | 609 | Cape Canaveral | FL | Brevard | 3B | Natural Gas Fired Combined Cycle | NG | Natural Gas Nonpeaker | 265 | 2013
6452 | Florida Power & Light Co | 609 | Cape Canaveral | FL | Brevard | 3C | Natural Gas Fired Combined Cycle | NG | Natural Gas Nonpeaker | 265 | 2013
6452 | Florida Power & Light Co | 609 | Cape Canaveral | FL | Brevard | 3ST | Natural Gas Fired Combined Cycle | NG | Natural Gas Nonpeaker | 500 | 2013
6452 | Florida Power & Light Co | 612 | Fort Myers | FL | Lee | 11 | Petroleum Liquids | DFO | Petroleum | 62 | 1974
6452 | Florida Power & Light Co | 612 | Fort Myers | FL | Lee | 12 | Petroleum Liquids | DFO | Petroleum | 62 | 1974
6452 | Florida Power & Light Co | 612 | Fort Myers | FL | Lee | 2A | Natural Gas Fired Combined Cycle | NG | Natural Gas Nonpeaker | 188.2 | 2000
6452 | Florida Power & Light Co | 612 | Fort Myers | FL | Lee | 2B | Natural Gas Fired Combined Cycle | NG | Natural Gas Nonpeaker | 188.2 | 2000
6452 | Florida Power & Light Co | 612 | Fort Myers | FL | Lee | 2C | Natural Gas Fired Combined Cycle | NG | Natural Gas Nonpeaker | 188.2 | 2000
6452 | Florida Power & Light Co | 612 | Fort Myers | FL | Lee | 2D | Natural Gas Fired Combined Cycle | NG | Natural Gas Nonpeaker | 188.2 | 2001
6452 | Florida Power & Light Co | 612 | Fort Myers | FL | Lee | 2E | Natural Gas Fired Combined Cycle | NG | Natural Gas Nonpeaker | 188.2 | 2001
6452 | Florida Power & Light Co | 612 | Fort Myers | FL | Lee | 2F | Natural Gas Fired Combined Cycle | NG | Natural Gas Nonpeaker | 188.2 | 2001
6452 | Florida Power & Light Co | 612 | Fort Myers | FL | Lee | 3 | Petroleum Liquids | DFO | Petroleum | 62 | 1974
6452 | Florida Power & Light Co | 612 | Fort Myers | FL | Lee | 4 | Petroleum Liquids | DFO | Petroleum | 62 | 1974
6452 | Florida Power & Light Co | 612 | Fort Myers | FL | Lee | 5 | Petroleum Liquids | DFO | Petroleum | 62 | 1974
6452 | Florida Power & Light Co | 612 | Fort Myers | FL | Lee | 6 | Petroleum Liquids | DFO | Petroleum | 62 | 1974
6452 | Florida Power & Light Co | 612 | Fort Myers | FL | Lee | 7 | Petroleum Liquids | DFO | Petroleum | 62 | 1974
6452 | Florida Power & Light Co | 612 | Fort Myers | FL | Lee | 8 | Petroleum Liquids | DFO | Petroleum | 62 | 1974
6452 | Florida Power & Light Co | 612 | Fort Myers | FL | Lee | 9 | Petroleum Liquids | DFO | Petroleum | 62 | 1974
6452 | Florida Power & Light Co | 612 | Fort Myers | FL | Lee | CT1 | Natural Gas Fired Combustion Turbine | NG | Natural Gas Peaker | 181 | 2003
6452 | Florida Power & Light Co | 612 | Fort Myers | FL | Lee | CT2 | Natural Gas Fired Combustion Turbine | NG | Natural Gas Peaker | 181 | 2003
6452 | Florida Power & Light Co | 612 | Fort Myers | FL | Lee | G10 | Petroleum Liquids | DFO | Petroleum | 62 | 1974
6452 | Florida Power & Light Co | 612 | Fort Myers | FL | Lee | GT1 | Petroleum Liquids | DFO | Petroleum | 62 | 1974
6452 | Florida Power & Light Co | 612 | Fort Myers | FL | Lee | GT2 | Petroleum Liquids | DFO | Petroleum | 62 | 1974
6452 | Florida Power & Light Co | 612 | Fort Myers | FL | Lee | ST1 | Natural Gas Fired Combined Cycle | NG | Natural Gas Nonpeaker | 156.2 | 1958
6452 | Florida Power & Light Co | 612 | Fort Myers | FL | Lee | ST2 | Natural Gas Fired Combined Cycle | NG | Natural Gas Nonpeaker | 436.1 | 1969
6452 | Florida Power & Light Co | 613 | Lauderdale | FL | Broward | 1 | Natural Gas Fired Combustion Turbine | NG | Natural Gas Peaker | 34.2 | 1970
6452 | Florida Power & Light Co | 613 | Lauderdale | FL | Broward | 10 | Natural Gas Fired Combustion Turbine | NG | Natural Gas Peaker | 34.2 | 1970
6452 | Florida Power & Light Co | 613 | Lauderdale | FL | Broward | 11 | Natural Gas Fired Combustion Turbine | NG | Natural Gas Peaker | 34.2 | 1970
6452 | Florida Power & Light Co | 613 | Lauderdale | FL | Broward | 12 | Natural Gas Fired Combustion Turbine | NG | Natural Gas Peaker | 34.2 | 1970
6452 | Florida Power & Light Co | 613 | Lauderdale | FL | Broward | 13 | Natural Gas Fired Combustion Turbine | NG | Natural Gas Peaker | 34.2 | 1972
6452 | Florida Power & Light Co | 613 | Lauderdale | FL | Broward | 14 | Natural Gas Fired Combustion Turbine | NG | Natural Gas Peaker | 34.2 | 1972
6452 | Florida Power & Light Co | 613 | Lauderdale | FL | Broward | 15 | Natural Gas Fired Combustion Turbine | NG | Natural Gas Peaker | 34.2 | 1972
6452 | Florida Power & Light Co | 613 | Lauderdale | FL | Broward | 16 | Natural Gas Fired Combustion Turbine | NG | Natural Gas Peaker | 34.2 | 1972
6452 | Florida Power & Light Co | 613 | Lauderdale | FL | Broward | 17 | Natural Gas Fired Combustion Turbine | NG | Natural Gas Peaker | 34.2 | 1972
6452 | Florida Power & Light Co | 613 | Lauderdale | FL | Broward | 18 | Natural Gas Fired Combustion Turbine | NG | Natural Gas Peaker | 34.2 | 1972
6452 | Florida Power & Light Co | 613 | Lauderdale | FL | Broward | 19 | Natural Gas Fired Combustion Turbine | NG | Natural Gas Peaker | 34.2 | 1972
6452 | Florida Power & Light Co | 613 | Lauderdale | FL | Broward | 2 | Natural Gas Fired Combustion Turbine | NG | Natural Gas Peaker | 34.2 | 1970
6452 | Florida Power & Light Co | 613 | Lauderdale | FL | Broward | 20 | Natural Gas Fired Combustion Turbine | NG | Natural Gas Peaker | 34.2 | 1972
6452 | Florida Power & Light Co | 613 | Lauderdale | FL | Broward | 21 | Natural Gas Fired Combustion Turbine | NG | Natural Gas Peaker | 34.2 | 1972
6452 | Florida Power & Light Co | 613 | Lauderdale | FL | Broward | 22 | Natural Gas Fired Combustion Turbine | NG | Natural Gas Peaker | 34.2 | 1972
6452 | Florida Power & Light Co | 613 | Lauderdale | FL | Broward | 23 | Natural Gas Fired Combustion Turbine | NG | Natural Gas Peaker | 34.2 | 1972
6452 | Florida Power & Light Co | 613 | Lauderdale | FL | Broward | 24 | Natural Gas Fired Combustion Turbine | NG | Natural Gas Peaker | 34.2 | 1972
6452 | Florida Power & Light Co | 613 | Lauderdale | FL | Broward | 3 | Natural Gas Fired Combustion Turbine | NG | Natural Gas Peaker | 34.2 | 1970
6452 | Florida Power & Light Co | 613 | Lauderdale | FL | Broward | 4 | Natural Gas Fired Combustion Turbine | NG | Natural Gas Peaker | 34.2 | 1970
6452 | Florida Power & Light Co | 613 | Lauderdale | FL | Broward | 4GT1 | Natural Gas Fired Combined Cycle | NG | Natural Gas Nonpeaker | 185 | 1993
6452 | Florida Power & Light Co | 613 | Lauderdale | FL | Broward | 4GT2 | Natural Gas Fired Combined Cycle | NG | Natural Gas Nonpeaker | 185 | 1993
6452 | Florida Power & Light Co | 613 | Lauderdale | FL | Broward | 5 | Natural Gas Fired Combustion Turbine | NG | Natural Gas Peaker | 34.2 | 1970
6452 | Florida Power & Light Co | 613 | Lauderdale | FL | Broward | 5GT1 | Natural Gas Fired Combined Cycle | NG | Natural Gas Nonpeaker | 185 | 1993
6452 | Florida Power & Light Co | 613 | Lauderdale | FL | Broward | 5GT2 | Natural Gas Fired Combined Cycle | NG | Natural Gas Nonpeaker | 185 | 1993
6452 | Florida Power & Light Co | 613 | Lauderdale | FL | Broward | 6 | Natural Gas Fired Combustion Turbine | NG | Natural Gas Peaker | 34.2 | 1970
6452 | Florida Power & Light Co | 613 | Lauderdale | FL | Broward | 7 | Natural Gas Fired Combustion Turbine | NG | Natural Gas Peaker | 34.2 | 1970
6452 | Florida Power & Light Co | 613 | Lauderdale | FL | Broward | 8 | Natural Gas Fired Combustion Turbine | NG | Natural Gas Peaker | 34.2 | 1970
6452 | Florida Power & Light Co | 613 | Lauderdale | FL | Broward | 9 | Natural Gas Fired Combustion Turbine | NG | Natural Gas Peaker | 34.2 | 1970
6452 | Florida Power & Light Co | 613 | Lauderdale | FL | Broward | ST4 | Natural Gas Fired Combined Cycle | NG | Natural Gas Nonpeaker | 151.2 | 1957
6452 | Florida Power & Light Co | 613 | Lauderdale | FL | Broward | ST5 | Natural Gas Fired Combined Cycle | NG | Natural Gas Nonpeaker | 151.2 | 1958
6452 | Florida Power & Light Co | 617 | Port Everglades | FL | Broward | 10 | Natural Gas Fired Combustion Turbine | NG | Natural Gas Peaker | 34.2 | 1971
6452 | Florida Power & Light Co | 617 | Port Everglades | FL | Broward | 11 | Natural Gas Fired Combustion Turbine | NG | Natural Gas Peaker | 34.2 | 1971
6452 | Florida Power & Light Co | 617 | Port Everglades | FL | Broward | 12 | Natural Gas Fired Combustion Turbine | NG | Natural Gas Peaker | 34.2 | 1971
6452 | Florida Power & Light Co | 617 | Port Everglades | FL | Broward | 6 | Natural Gas Fired Combustion Turbine | NG | Natural Gas Peaker | 34.2 | 1971
6452 | Florida Power & Light Co | 617 | Port Everglades | FL | Broward | 7 | Natural Gas Fired Combustion Turbine | NG | Natural Gas Peaker | 34.2 | 1971
6452 | Florida Power & Light Co | 617 | Port Everglades | FL | Broward | 8 | Natural Gas Fired Combustion Turbine | NG | Natural Gas Peaker | 34.2 | 1971
6452 | Florida Power & Light Co | 617 | Port Everglades | FL | Broward | 9 | Natural Gas Fired Combustion Turbine | NG | Natural Gas Peaker | 34.2 | 1971
6452 | Florida Power & Light Co | 617 | Port Everglades | FL | Broward | GT1 | Natural Gas Fired Combustion Turbine | NG | Natural Gas Peaker | 34.2 | 1971
6452 | Florida Power & Light Co | 617 | Port Everglades | FL | Broward | GT2 | Natural Gas Fired Combustion Turbine | NG | Natural Gas Peaker | 34.2 | 1971
6452 | Florida Power & Light Co | 617 | Port Everglades | FL | Broward | GT3 | Natural Gas Fired Combustion Turbine | NG | Natural Gas Peaker | 34.2 | 1971
6452 | Florida Power & Light Co | 617 | Port Everglades | FL | Broward | GT4 | Natural Gas Fired Combustion Turbine | NG | Natural Gas Peaker | 34.2 | 1971
6452 | Florida Power & Light Co | 617 | Port Everglades | FL | Broward | GT5 | Natural Gas Fired Combustion Turbine | NG | Natural Gas Peaker | 34.2 | 1971
6452 | Florida Power & Light Co | 619 | Riviera | FL | Palm Beach | 5A | Natural Gas Fired Combined Cycle | NG | Natural Gas Nonpeaker | 265 | 2014
6452 | Florida Power & Light Co | 619 | Riviera | FL | Palm Beach | 5B | Natural Gas Fired Combined Cycle | NG | Natural Gas Nonpeaker | 265 | 2014
6452 | Florida Power & Light Co | 619 | Riviera | FL | Palm Beach | 5C | Natural Gas Fired Combined Cycle | NG | Natural Gas Nonpeaker | 265 | 2014
6452 | Florida Power & Light Co | 619 | Riviera | FL | Palm Beach | 5ST | Natural Gas Fired Combined Cycle | NG | Natural Gas Nonpeaker | 500 | 2014
6452 | Florida Power & Light Co | 620 | Sanford | FL | Volusia | 4 | Natural Gas Fired Combined Cycle | NG | Natural Gas Nonpeaker | 436.1 | 1969
6452 | Florida Power & Light Co | 620 | Sanford | FL | Volusia | 4A | Natural Gas Fired Combined Cycle | NG | Natural Gas Nonpeaker | 188.2 | 2002
6452 | Florida Power & Light Co | 620 | Sanford | FL | Volusia | 4B | Natural Gas Fired Combined Cycle | NG | Natural Gas Nonpeaker | 188.2 | 2002
6452 | Florida Power & Light Co | 620 | Sanford | FL | Volusia | 4C | Natural Gas Fired Combined Cycle | NG | Natural Gas Nonpeaker | 188.2 | 2002
6452 | Florida Power & Light Co | 620 | Sanford | FL | Volusia | 4D | Natural Gas Fired Combined Cycle | NG | Natural Gas Nonpeaker | 188.2 | 2003
6452 | Florida Power & Light Co | 620 | Sanford | FL | Volusia | 5 | Natural Gas Fired Combined Cycle | NG | Natural Gas Nonpeaker | 436.1 | 1974
6452 | Florida Power & Light Co | 620 | Sanford | FL | Volusia | 5A | Natural Gas Fired Combined Cycle | NG | Natural Gas Nonpeaker | 188.2 | 2002
6452 | Florida Power & Light Co | 620 | Sanford | FL | Volusia | 5B | Natural Gas Fired Combined Cycle | NG | Natural Gas Nonpeaker | 188.2 | 2002
6452 | Florida Power & Light Co | 620 | Sanford | FL | Volusia | 5C | Natural Gas Fired Combined Cycle | NG | Natural Gas Nonpeaker | 188.2 | 2002
6452 | Florida Power & Light Co | 620 | Sanford | FL | Volusia | 5D | Natural Gas Fired Combined Cycle | NG | Natural Gas Nonpeaker | 188.2 | 2002
6452 | Florida Power & Light Co | 621 | Turkey Point | FL | Miami Dade | 3 | Nuclear | NUC | Nuclear | 877.2 | 1972
6452 | Florida Power & Light Co | 621 | Turkey Point | FL | Miami Dade | 4 | Nuclear | NUC | Nuclear | 760 | 1973
6452 | Florida Power & Light Co | 621 | Turkey Point | FL | Miami Dade | 5CA | Natural Gas Fired Combined Cycle | NG | Natural Gas Nonpeaker | 472 | 2007
6452 | Florida Power & Light Co | 621 | Turkey Point | FL | Miami Dade | 5CTA | Natural Gas Fired Combined Cycle | NG | Natural Gas Nonpeaker | 188 | 2007
6452 | Florida Power & Light Co | 621 | Turkey Point | FL | Miami Dade | 5CTB | Natural Gas Fired Combined Cycle | NG | Natural Gas Nonpeaker | 188 | 2007
6452 | Florida Power & Light Co | 621 | Turkey Point | FL | Miami Dade | 5CTC | Natural Gas Fired Combined Cycle | NG | Natural Gas Nonpeaker | 188 | 2007
6452 | Florida Power & Light Co | 621 | Turkey Point | FL | Miami Dade | 5CTD | Natural Gas Fired Combined Cycle | NG | Natural Gas Nonpeaker | 188 | 2007
6452 | Florida Power & Light Co | 621 | Turkey Point | FL | Miami Dade | ST1 | Natural Gas Steam Turbine | NG | Natural Gas Peaker | 402 | 1967
6452 | Florida Power & Light Co | 621 | Turkey Point | FL | Miami Dade | ST2 | Petroleum Liquids | RFO | Petroleum | 402 | 1968
16868 | City of Seattle - (WA) | 622 | South Fork Tolt | WA | King | 1 | Conventional Hydroelectric | WAT | Hydro | 16.8 | 1995
6455 | Duke Energy Florida, Inc | 624 | Avon Park | FL | Highlands | P1 | Natural Gas Fired Combustion Turbine | NG | Natural Gas Peaker | 33.7 | 1968
6455 | Duke Energy Florida, Inc | 624 | Avon Park | FL | Highlands | P2 | Petroleum Liquids | DFO | Petroleum | 33.7 | 1968
13511 | New York State Elec & Gas Corp | 625 | Upper Mechanicville | NY | Saratoga | 1 | Conventional Hydroelectric | WAT | Hydro | 8.2 | 1983
13511 | New York State Elec & Gas Corp | 625 | Upper Mechanicville | NY | Saratoga | 2 | Conventional Hydroelectric | WAT | Hydro | 8.2 | 1983
14328 | Pacific Gas & Electric Co | 626 | Oak Flat | CA | Plumas | 1 | Conventional Hydroelectric | WAT | Hydro | 1.4 | 1985
6455 | Duke Energy Florida, Inc | 627 | Bayboro | FL | Pinellas | P1 | Petroleum Liquids | DFO | Petroleum | 56.7 | 1973
6455 | Duke Energy Florida, Inc | 627 | Bayboro | FL | Pinellas | P2 | Petroleum Liquids | DFO | Petroleum | 56.7 | 1973
6455 | Duke Energy Florida, Inc | 627 | Bayboro | FL | Pinellas | P3 | Petroleum Liquids | DFO | Petroleum | 56.7 | 1973
6455 | Duke Energy Florida, Inc | 627 | Bayboro | FL | Pinellas | P4 | Petroleum Liquids | DFO | Petroleum | 56.7 | 1973
6455 | Duke Energy Florida, Inc | 628 | Crystal River | FL | Citrus | 1 | Conventional Steam Coal | BIT | Hard Coal | 440.5 | 1966
6455 | Duke Energy Florida, Inc | 628 | Crystal River | FL | Citrus | 2 | Conventional Steam Coal | BIT | Hard Coal | 523.8 | 1969
6455 | Duke Energy Florida, Inc | 628 | Crystal River | FL | Citrus | 5 | Conventional Steam Coal | BIT | Hard Coal | 739.2 | 1984
6455 | Duke Energy Florida, Inc | 628 | Crystal River | FL | Citrus | ST4 | Conventional Steam Coal | BIT | Hard Coal | 739.2 | 1982
6455 | Duke Energy Florida, Inc | 629 | G E Turner | FL | Volusia | P1 | Petroleum Liquids | DFO | Petroleum | 19.2 | 1970
6455 | Duke Energy Florida, Inc | 629 | G E Turner | FL | Volusia | P2 | Petroleum Liquids | DFO | Petroleum | 19.2 | 1970
6455 | Duke Energy Florida, Inc | 629 | G E Turner | FL | Volusia | P4 | Petroleum Liquids | DFO | Petroleum | 71.2 | 1974
6455 | Duke Energy Florida, Inc | 630 | Higgins | FL | Pinellas | P1 | Natural Gas Fired Combustion Turbine | NG | Natural Gas Peaker | 33.7 | 1969
6455 | Duke Energy Florida, Inc | 630 | Higgins | FL | Pinellas | P2 | Natural Gas Fired Combustion Turbine | NG | Natural Gas Peaker | 33.7 | 1969
6455 | Duke Energy Florida, Inc | 630 | Higgins | FL | Pinellas | P3 | Natural Gas Fired Combustion Turbine | NG | Natural Gas Peaker | 42.9 | 1970
6455 | Duke Energy Florida, Inc | 630 | Higgins | FL | Pinellas | P4 | Natural Gas Fired Combustion Turbine | NG | Natural Gas Peaker | 42.9 | 1971
14328 | Pacific Gas & Electric Co | 632 | Newcastle | CA | Placer | 1 | Conventional Hydroelectric | WAT | Hydro | 12.7 | 1986
6455 | Duke Energy Florida, Inc | 634 | P L Bartow | FL | Pinellas | 4AGT | Natural Gas Fired Combined Cycle | NG | Natural Gas Nonpeaker | 208.2 | 2009
6455 | Duke Energy Florida, Inc | 634 | P L Bartow | FL | Pinellas | 4BGT | Natural Gas Fired Combined Cycle | NG | Natural Gas Nonpeaker | 208.2 | 2009
6455 | Duke Energy Florida, Inc | 634 | P L Bartow | FL | Pinellas | 4CGT | Natural Gas Fired Combined Cycle | NG | Natural Gas Nonpeaker | 208.2 | 2009
6455 | Duke Energy Florida, Inc | 634 | P L Bartow | FL | Pinellas | 4DGT | Natural Gas Fired Combined Cycle | NG | Natural Gas Nonpeaker | 208.2 | 2009
6455 | Duke Energy Florida, Inc | 634 | P L Bartow | FL | Pinellas | 4ST | Natural Gas Fired Combined Cycle | NG | Natural Gas Nonpeaker | 421.2 | 2009
6455 | Duke Energy Florida, Inc | 634 | P L Bartow | FL | Pinellas | P1 | Petroleum Liquids | DFO | Petroleum | 55.4 | 1972
6455 | Duke Energy Florida, Inc | 634 | P L Bartow | FL | Pinellas | P2 | Natural Gas Fired Combustion Turbine | NG | Natural Gas Peaker | 55.4 | 1972
6455 | Duke Energy Florida, Inc | 634 | P L Bartow | FL | Pinellas | P3 | Petroleum Liquids | DFO | Petroleum | 55.4 | 1972
6455 | Duke Energy Florida, Inc | 634 | P L Bartow | FL | Pinellas | P4 | Natural Gas Fired Combustion Turbine | NG | Natural Gas Peaker | 55.4 | 1972
6455 | Duke Energy Florida, Inc | 637 | Rio Pinar | FL | Orange | P1 | Petroleum Liquids | DFO | Petroleum | 19.2 | 1970
6455 | Duke Energy Florida, Inc | 638 | Suwannee River | FL | Suwannee | 1 | Natural Gas Steam Turbine | NG | Natural Gas Peaker | 34.5 | 1953
6455 | Duke Energy Florida, Inc | 638 | Suwannee River | FL | Suwannee | 2 | Natural Gas Steam Turbine | NG | Natural Gas Peaker | 37.5 | 1954
6455 | Duke Energy Florida, Inc | 638 | Suwannee River | FL | Suwannee | 3 | Natural Gas Steam Turbine | NG | Natural Gas Peaker | 75 | 1956
6455 | Duke Energy Florida, Inc | 638 | Suwannee River | FL | Suwannee | P1 | Natural Gas Fired Combustion Turbine | NG | Natural Gas Peaker | 61.2 | 1980
6455 | Duke Energy Florida, Inc | 638 | Suwannee River | FL | Suwannee | P2 | Petroleum Liquids | DFO | Petroleum | 61.2 | 1980
6455 | Duke Energy Florida, Inc | 638 | Suwannee River | FL | Suwannee | P3 | Natural Gas Fired Combustion Turbine | NG | Natural Gas Peaker | 61.2 | 1980
7801 | Gulf Power Co | 641 | Crist | FL | Escambia | 4 | Conventional Steam Coal | BIT | Hard Coal | 93.7 | 1959
7801 | Gulf Power Co | 641 | Crist | FL | Escambia | 5 | Conventional Steam Coal | BIT | Hard Coal | 93.7 | 1961
7801 | Gulf Power Co | 641 | Crist | FL | Escambia | 6 | Conventional Steam Coal | BIT | Hard Coal | 369.7 | 1970
7801 | Gulf Power Co | 641 | Crist | FL | Escambia | 7 | Conventional Steam Coal | BIT | Hard Coal | 578 | 1973
7801 | Gulf Power Co | 643 | Lansing Smith | FL | Bay | 1 | Conventional Steam Coal | BIT | Hard Coal | 149.6 | 1965
7801 | Gulf Power Co | 643 | Lansing Smith | FL | Bay | 2 | Conventional Steam Coal | BIT | Hard Coal | 190.4 | 1967
7801 | Gulf Power Co | 643 | Lansing Smith | FL | Bay | 3A | Natural Gas Fired Combined Cycle | NG | Natural Gas Nonpeaker | 203.2 | 2002
7801 | Gulf Power Co | 643 | Lansing Smith | FL | Bay | 3B | Natural Gas Fired Combined Cycle | NG | Natural Gas Nonpeaker | 203.2 | 2002
7801 | Gulf Power Co | 643 | Lansing Smith | FL | Bay | 3S | Natural Gas Fired Combined Cycle | NG | Natural Gas Nonpeaker | 213.3 | 2002
7801 | Gulf Power Co | 643 | Lansing Smith | FL | Bay | CT1 | Petroleum Liquids | DFO | Petroleum | 41.8 | 1971
18454 | Tampa Electric Co | 645 | Big Bend | FL | Hillsborough | GT4 | Natural Gas Fired Combustion Turbine | NG | Natural Gas Peaker | 62 | 2009
18454 | Tampa Electric Co | 645 | Big Bend | FL | Hillsborough | ST1 | Conventional Steam Coal | BIT | Hard Coal | 445.5 | 1970
18454 | Tampa Electric Co | 645 | Big Bend | FL | Hillsborough | ST2 | Conventional Steam Coal | BIT | Hard Coal | 445.5 | 1973
18454 | Tampa Electric Co | 645 | Big Bend | FL | Hillsborough | ST3 | Conventional Steam Coal | BIT | Hard Coal | 445.5 | 1976
18454 | Tampa Electric Co | 645 | Big Bend | FL | Hillsborough | ST4 | Conventional Steam Coal | BIT | Hard Coal | 486 | 1985
7140 | Georgia Power Co | 649 | Vogtle | GA | Burke | 1 | Nuclear | NUC | Nuclear | 1160 | 1987
7140 | Georgia Power Co | 649 | Vogtle | GA | Burke | 2 | Nuclear | NUC | Nuclear | 1160 | 1989
6909 | Gainesville Regional Utilities | 663 | Deerhaven Generating Station | FL | Alachua | 1 | Natural Gas Steam Turbine | NG | Natural Gas Peaker | 75 | 1972
6909 | Gainesville Regional Utilities | 663 | Deerhaven Generating Station | FL | Alachua | 2 | Conventional Steam Coal | BIT | Hard Coal | 250.7 | 1981
6909 | Gainesville Regional Utilities | 663 | Deerhaven Generating Station | FL | Alachua | GT1 | Natural Gas Fired Combustion Turbine | NG | Natural Gas Peaker | 24.6 | 1976
6909 | Gainesville Regional Utilities | 663 | Deerhaven Generating Station | FL | Alachua | GT2 | Natural Gas Fired Combustion Turbine | NG | Natural Gas Peaker | 24.6 | 1976
6909 | Gainesville Regional Utilities | 663 | Deerhaven Generating Station | FL | Alachua | GT3 | Natural Gas Fired Combustion Turbine | NG | Natural Gas Peaker | 96.1 | 1996
6909 | Gainesville Regional Utilities | 664 | John R Kelly | FL | Alachua | 8 | Natural Gas Fired Combined Cycle | NG | Natural Gas Nonpeaker | 50 | 1965
6909 | Gainesville Regional Utilities | 664 | John R Kelly | FL | Alachua | CT04 | Natural Gas Fired Combined Cycle | NG | Natural Gas Nonpeaker | 96.1 | 2001
8795 | City of Homestead - (FL) | 665 | G W Ivey | FL | Miami Dade | 13 | Natural Gas Internal Combustion Engine | NG | Natural Gas Peaker | 2 | 1972
8795 | City of Homestead - (FL) | 665 | G W Ivey | FL | Miami Dade | 14 | Natural Gas Internal Combustion Engine | NG | Natural Gas Peaker | 2 | 1972
8795 | City of Homestead - (FL) | 665 | G W Ivey | FL | Miami Dade | 15 | Natural Gas Internal Combustion Engine | NG | Natural Gas Peaker | 2 | 1972
8795 | City of Homestead - (FL) | 665 | G W Ivey | FL | Miami Dade | 16 | Natural Gas Internal Combustion Engine | NG | Natural Gas Peaker | 2 | 1972
8795 | City of Homestead - (FL) | 665 | G W Ivey | FL | Miami Dade | 17 | Natural Gas Internal Combustion Engine | NG | Natural Gas Peaker | 2 | 1972
8795 | City of Homestead - (FL) | 665 | G W Ivey | FL | Miami Dade | 19 | Natural Gas Internal Combustion Engine | NG | Natural Gas Peaker | 8.8 | 1975
8795 | City of Homestead - (FL) | 665 | G W Ivey | FL | Miami Dade | 2 | Natural Gas Internal Combustion Engine | NG | Natural Gas Peaker | 2 | 1970
8795 | City of Homestead - (FL) | 665 | G W Ivey | FL | Miami Dade | 20 | Natural Gas Internal Combustion Engine | NG | Natural Gas Peaker | 6.4 | 1981
8795 | City of Homestead - (FL) | 665 | G W Ivey | FL | Miami Dade | 21 | Natural Gas Internal Combustion Engine | NG | Natural Gas Peaker | 6.4 | 1981
8795 | City of Homestead - (FL) | 665 | G W Ivey | FL | Miami Dade | 3 | Natural Gas Internal Combustion Engine | NG | Natural Gas Peaker | 2 | 1970
9617 | JEA | 666 | J D Kennedy | FL | Duval | GT37 | Natural Gas Fired Combustion Turbine | NG | Natural Gas Peaker | 185 | 2000
9617 | JEA | 666 | J D Kennedy | FL | Duval | GT38 | Natural Gas Fired Combustion Turbine | NG | Natural Gas Peaker | 185 | 2009
9617 | JEA | 667 | Northside Generating Station | FL | Duval | 1 | Conventional Steam Coal | BIT | Hard Coal | 297.5 | 1966
9617 | JEA | 667 | Northside Generating Station | FL | Duval | 2 | Conventional Steam Coal | BIT | Hard Coal | 297.5 | 1972
9617 | JEA | 667 | Northside Generating Station | FL | Duval | 4 | Petroleum Liquids | DFO | Petroleum | 62.1 | 1975
9617 | JEA | 667 | Northside Generating Station | FL | Duval | 5 | Petroleum Liquids | DFO | Petroleum | 62.1 | 1974
9617 | JEA | 667 | Northside Generating Station | FL | Duval | 6 | Petroleum Liquids | DFO | Petroleum | 62.1 | 1974
9617 | JEA | 667 | Northside Generating Station | FL | Duval | GT3 | Petroleum Liquids | DFO | Petroleum | 62.1 | 1975
9617 | JEA | 667 | Northside Generating Station | FL | Duval | ST3 | Natural Gas Steam Turbine | NG | Natural Gas Peaker | 563.7 | 1977
10620 | City of Lake Worth - (FL) | 673 | Tom G Smith | FL | Palm Beach | GT1 | Petroleum Liquids | DFO | Petroleum | 30.8 | 1976
10620 | City of Lake Worth - (FL) | 673 | Tom G Smith | FL | Palm Beach | GT2 | Natural Gas Fired Combined Cycle | NG | Natural Gas Nonpeaker | 21.4 | 1978
10620 | City of Lake Worth - (FL) | 673 | Tom G Smith | FL | Palm Beach | MU1 | Petroleum Liquids | DFO | Petroleum | 2 | 1965
10620 | City of Lake Worth - (FL) | 673 | Tom G Smith | FL | Palm Beach | MU2 | Petroleum Liquids | DFO | Petroleum | 2 | 1965
10620 | City of Lake Worth - (FL) | 673 | Tom G Smith | FL | Palm Beach | MU3 | Petroleum Liquids | DFO | Petroleum | 2 | 1965
10620 | City of Lake Worth - (FL) | 673 | Tom G Smith | FL | Palm Beach | MU4 | Petroleum Liquids | DFO | Petroleum | 2 | 1965
10620 | City of Lake Worth - (FL) | 673 | Tom G Smith | FL | Palm Beach | MU5 | Petroleum Liquids | DFO | Petroleum | 2 | 1965
10620 | City of Lake Worth - (FL) | 673 | Tom G Smith | FL | Palm Beach | S3 | Natural Gas Steam Turbine | NG | Natural Gas Peaker | 26.5 | 1967
10620 | City of Lake Worth - (FL) | 673 | Tom G Smith | FL | Palm Beach | S5 | Natural Gas Fired Combined Cycle | NG | Natural Gas Nonpeaker | 10 | 1978
2518 | U S Bureau of Reclamation | 674 | Pilot Butte | WY | Fremont | 1 | Conventional Hydroelectric | WAT | Hydro | 0.8 | 1925
2518 | U S Bureau of Reclamation | 674 | Pilot Butte | WY | Fremont | 2 | Conventional Hydroelectric | WAT | Hydro | 0.8 | 1929
10623 | City of Lakeland - (FL) | 675 | Larsen Memorial | FL | Polk | 2 | Natural Gas Fired Combustion Turbine | NG | Natural Gas Peaker | 11.2 | 1962
10623 | City of Lakeland - (FL) | 675 | Larsen Memorial | FL | Polk | 3 | Natural Gas Fired Combustion Turbine | NG | Natural Gas Peaker | 11.2 | 1962
10623 | City of Lakeland - (FL) | 675 | Larsen Memorial | FL | Polk | 5 | Natural Gas Fired Combined Cycle | NG | Natural Gas Nonpeaker | 25 | 1956
10623 | City of Lakeland - (FL) | 675 | Larsen Memorial | FL | Polk | 8 | Natural Gas Fired Combined Cycle | NG | Natural Gas Nonpeaker | 86.2 | 1992
10623 | City of Lakeland - (FL) | 676 | C D McIntosh Jr | FL | Polk | 3 | Conventional Steam Coal | BIT | Hard Coal | 363.8 | 1982
10623 | City of Lakeland - (FL) | 676 | C D McIntosh Jr | FL | Polk | 5CT | Natural Gas Fired Combined Cycle | NG | Natural Gas Nonpeaker | 249 | 2001
10623 | City of Lakeland - (FL) | 676 | C D McIntosh Jr | FL | Polk | 5ST | Natural Gas Fired Combined Cycle | NG | Natural Gas Nonpeaker | 120 | 2002
10623 | City of Lakeland - (FL) | 676 | C D McIntosh Jr | FL | Polk | GT1 | Natural Gas Fired Combustion Turbine | NG | Natural Gas Peaker | 26.6 | 1973
10623 | City of Lakeland - (FL) | 676 | C D McIntosh Jr | FL | Polk | IC1 | Petroleum Liquids | DFO | Petroleum | 2.5 | 1970
10623 | City of Lakeland - (FL) | 676 | C D McIntosh Jr | FL | Polk | IC2 | Petroleum Liquids | DFO | Petroleum | 2.5 | 1970
10623 | City of Lakeland - (FL) | 676 | C D McIntosh Jr | FL | Polk | ST2 | Natural Gas Steam Turbine | NG | Natural Gas Peaker | 126 | 1976
12989 | Village of Morrisville - (VT) | 678 | W K Sanders | VT | Lamoille | 1 | Conventional Hydroelectric | WAT | Hydro | 0.9 | 1983
12989 | Village of Morrisville - (VT) | 678 | W K Sanders | VT | Lamoille | 2 | Conventional Hydroelectric | WAT | Hydro | 0.9 | 1983
14328 | Pacific Gas & Electric Co | 682 | Kerckhoff 2 | CA | Fresno | 1 | Conventional Hydroelectric | WAT | Hydro | 139.5 | 1983
14610 | Orlando Utilities Comm | 683 | Indian River Plant | FL | Brevard | A | Natural Gas Fired Combustion Turbine | NG | Natural Gas Peaker | 41.4 | 1989
14610 | Orlando Utilities Comm | 683 | Indian River Plant | FL | Brevard | B | Natural Gas Fired Combustion Turbine | NG | Natural Gas Peaker | 41.4 | 1989
14610 | Orlando Utilities Comm | 683 | Indian River Plant | FL | Brevard | C | Natural Gas Fired Combustion Turbine | NG | Natural Gas Peaker | 130 | 1992
14610 | Orlando Utilities Comm | 683 | Indian River Plant | FL | Brevard | D | Natural Gas Fired Combustion Turbine | NG | Natural Gas Peaker | 130 | 1992
18445 | City of Tallahassee - (FL) | 688 | Arvah B Hopkins | FL | Leon | 1 | Natural Gas Steam Turbine | NG | Natural Gas Peaker | 75 | 1971
18445 | City of Tallahassee - (FL) | 688 | Arvah B Hopkins | FL | Leon | 2 | Natural Gas Fired Combined Cycle | NG | Natural Gas Nonpeaker | 259.2 | 1977
18445 | City of Tallahassee - (FL) | 688 | Arvah B Hopkins | FL | Leon | CT 2A | Natural Gas Fired Combined Cycle | NG | Natural Gas Nonpeaker | 198.9 | 2008
18445 | City of Tallahassee - (FL) | 688 | Arvah B Hopkins | FL | Leon | GT1 | Natural Gas Fired Combustion Turbine | NG | Natural Gas Peaker | 16.3 | 1970
18445 | City of Tallahassee - (FL) | 688 | Arvah B Hopkins | FL | Leon | GT2 | Natural Gas Fired Combustion Turbine | NG | Natural Gas Peaker | 27 | 1972
18445 | City of Tallahassee - (FL) | 688 | Arvah B Hopkins | FL | Leon | GT3 | Natural Gas Fired Combustion Turbine | NG | Natural Gas Peaker | 60 | 2005
18445 | City of Tallahassee - (FL) | 688 | Arvah B Hopkins | FL | Leon | GT4 | Natural Gas Fired Combustion Turbine | NG | Natural Gas Peaker | 60 | 2005
18445 | City of Tallahassee - (FL) | 689 | S O Purdom | FL | Wakulla | 8 | Natural Gas Fired Combined Cycle | NG | Natural Gas Nonpeaker | 160 | 2000
18445 | City of Tallahassee - (FL) | 689 | S O Purdom | FL | Wakulla | 9 | Natural Gas Fired Combined Cycle | NG | Natural Gas Nonpeaker | 87 | 2000
18445 | City of Tallahassee - (FL) | 689 | S O Purdom | FL | Wakulla | GT1 | Natural Gas Fired Combustion Turbine | NG | Natural Gas Peaker | 15 | 1963
18445 | City of Tallahassee - (FL) | 689 | S O Purdom | FL | Wakulla | GT2 | Natural Gas Fired Combustion Turbine | NG | Natural Gas Peaker | 15 | 1964
27813 | USCE-Mobile District | 690 | J Woodruff | FL | Gadsden | 1A | Conventional Hydroelectric | WAT | Hydro | 14.5 | 2003
27813 | USCE-Mobile District | 690 | J Woodruff | FL | Gadsden | 2A | Conventional Hydroelectric | WAT | Hydro | 14.5 | 2002
27813 | USCE-Mobile District | 690 | J Woodruff | FL | Gadsden | 3A | Conventional Hydroelectric | WAT | Hydro | 14.5 | 2001
59632 | Medicine Bow Wind LLC | 692 | Medicine Bow | WY | Carbon | 10 | Onshore Wind Turbine | WND | Wind | 0.7 | 2000
59632 | Medicine Bow Wind LLC | 692 | Medicine Bow | WY | Carbon | 11 | Onshore Wind Turbine | WND | Wind | 0.7 | 2000
59632 | Medicine Bow Wind LLC | 692 | Medicine Bow | WY | Carbon | 1A | Onshore Wind Turbine | WND | Wind | 0.6 | 1998
59632 | Medicine Bow Wind LLC | 692 | Medicine Bow | WY | Carbon | 2A | Onshore Wind Turbine | WND | Wind | 0.6 | 1998
59632 | Medicine Bow Wind LLC | 692 | Medicine Bow | WY | Carbon | 5 | Onshore Wind Turbine | WND | Wind | 0.7 | 1999
59632 | Medicine Bow Wind LLC | 692 | Medicine Bow | WY | Carbon | 6 | Onshore Wind Turbine | WND | Wind | 0.7 | 1999
59632 | Medicine Bow Wind LLC | 692 | Medicine Bow | WY | Carbon | 7 | Onshore Wind Turbine | WND | Wind | 0.7 | 1999
59632 | Medicine Bow Wind LLC | 692 | Medicine Bow | WY | Carbon | 8 | Onshore Wind Turbine | WND | Wind | 0.7 | 1999
59632 | Medicine Bow Wind LLC | 692 | Medicine Bow | WY | Carbon | 9 | Onshore Wind Turbine | WND | Wind | 0.7 | 1999
6443 | Florida Keys El Coop Assn, Inc | 696 | Marathon Generating Plant | FL | MONROE | 10 | Petroleum Liquids | DFO | Petroleum | 3.5 | 1998
6443 | Florida Keys El Coop Assn, Inc | 696 | Marathon Generating Plant | FL | MONROE | 11 | Petroleum Liquids | DFO | Petroleum | 3.5 | 2001
6443 | Florida Keys El Coop Assn, Inc | 696 | Marathon Generating Plant | FL | MONROE | 3 | Petroleum Liquids | DFO | Petroleum | 3 | 1958
6443 | Florida Keys El Coop Assn, Inc | 696 | Marathon Generating Plant | FL | MONROE | 4 | Petroleum Liquids | DFO | Petroleum | 3 | 1959
6443 | Florida Keys El Coop Assn, Inc | 696 | Marathon Generating Plant | FL | MONROE | 6 | Petroleum Liquids | DFO | Petroleum | 2.5 | 1973
6443 | Florida Keys El Coop Assn, Inc | 696 | Marathon Generating Plant | FL | MONROE | 7 | Petroleum Liquids | DFO | Petroleum | 2.5 | 1973
6443 | Florida Keys El Coop Assn, Inc | 696 | Marathon Generating Plant | FL | MONROE | 8 | Petroleum Liquids | DFO | Petroleum | 2 | 1989
6443 | Florida Keys El Coop Assn, Inc | 696 | Marathon Generating Plant | FL | MONROE | 9 | Petroleum Liquids | DFO | Petroleum | 2 | 1989
19150 | Trenton Municipal Utilities - (MO) | 698 | Trenton North | MO | Grundy | 1 | Petroleum Liquids | DFO | Petroleum | 2.7 | 1974
19150 | Trenton Municipal Utilities - (MO) | 698 | Trenton North | MO | Grundy | 2 | Petroleum Liquids | DFO | Petroleum | 2.7 | 1974
19150 | Trenton Municipal Utilities - (MO) | 698 | Trenton North | MO | Grundy | 3 | Petroleum Liquids | DFO | Petroleum | 2.7 | 1974
19150 | Trenton Municipal Utilities - (MO) | 698 | Trenton North | MO | Grundy | 4 | Petroleum Liquids | DFO | Petroleum | 2.7 | 1974
19150 | Trenton Municipal Utilities - (MO) | 698 | Trenton North | MO | Grundy | 5 | Petroleum Liquids | DFO | Petroleum | 2.7 | 1975
7140 | Georgia Power Co | 702 | Bartletts Ferry | AL | Lee | 1 | Conventional Hydroelectric | WAT | Hydro | 15 | 1926
7140 | Georgia Power Co | 702 | Bartletts Ferry | AL | Lee | 2 | Conventional Hydroelectric | WAT | Hydro | 15 | 1926
7140 | Georgia Power Co | 702 | Bartletts Ferry | AL | Lee | 3 | Conventional Hydroelectric | WAT | Hydro | 15 | 1928
7140 | Georgia Power Co | 702 | Bartletts Ferry | AL | Lee | 4 | Conventional Hydroelectric | WAT | Hydro | 20 | 1951
7140 | Georgia Power Co | 702 | Bartletts Ferry | AL | Lee | 5 | Conventional Hydroelectric | WAT | Hydro | 54 | 1985
7140 | Georgia Power Co | 702 | Bartletts Ferry | AL | Lee | 6 | Conventional Hydroelectric | WAT | Hydro | 54 | 1985
7140 | Georgia Power Co | 703 | Bowen | GA | Bartow | 1 | Conventional Steam Coal | BIT | Hard Coal | 805.8 | 1971
7140 | Georgia Power Co | 703 | Bowen | GA | Bartow | 2 | Conventional Steam Coal | BIT | Hard Coal | 788.8 | 1972
7140 | Georgia Power Co | 703 | Bowen | GA | Bartow | 3 | Conventional Steam Coal | BIT | Hard Coal | 952 | 1974
7140 | Georgia Power Co | 703 | Bowen | GA | Bartow | 4 | Conventional Steam Coal | BIT | Hard Coal | 952 | 1975
7140 | Georgia Power Co | 704 | Burton Dam | GA | Rabun | 1 | Conventional Hydroelectric | WAT | Hydro | 3 | 1927
7140 | Georgia Power Co | 704 | Burton Dam | GA | Rabun | 2 | Conventional Hydroelectric | WAT | Hydro | 3 | 1927
7140 | Georgia Power Co | 706 | Flint River | GA | Dougherty | 1 | Conventional Hydroelectric | WAT | Hydro | 1.8 | 1921
7140 | Georgia Power Co | 706 | Flint River | GA | Dougherty | 2 | Conventional Hydroelectric | WAT | Hydro | 1.8 | 1921
7140 | Georgia Power Co | 706 | Flint River | GA | Dougherty | 3 | Conventional Hydroelectric | WAT | Hydro | 1.8 | 1925
7140 | Georgia Power Co | 707 | Goat Rock | AL | Lee | 3 | Conventional Hydroelectric | WAT | Hydro | 5 | 1915
7140 | Georgia Power Co | 707 | Goat Rock | AL | Lee | 4 | Conventional Hydroelectric | WAT | Hydro | 5 | 1920
7140 | Georgia Power Co | 707 | Goat Rock | AL | Lee | 5 | Conventional Hydroelectric | WAT | Hydro | 5 | 1955
7140 | Georgia Power Co | 707 | Goat Rock | AL | Lee | 6 | Conventional Hydroelectric | WAT | Hydro | 5 | 1956
7140 | Georgia Power Co | 707 | Goat Rock | AL | Lee | 7 | Conventional Hydroelectric | WAT | Hydro | 9.3 | 2005
7140 | Georgia Power Co | 707 | Goat Rock | AL | Lee | 8 | Conventional Hydroelectric | WAT | Hydro | 9.3 | 2005
7140 | Georgia Power Co | 708 | Hammond | GA | Floyd | 1 | Conventional Steam Coal | BIT | Hard Coal | 125 | 1954
7140 | Georgia Power Co | 708 | Hammond | GA | Floyd | 2 | Conventional Steam Coal | BIT | Hard Coal | 125 | 1954
7140 | Georgia Power Co | 708 | Hammond | GA | Floyd | 3 | Conventional Steam Coal | BIT | Hard Coal | 125 | 1955
7140 | Georgia Power Co | 708 | Hammond | GA | Floyd | 4 | Conventional Steam Coal | BIT | Hard Coal | 578 | 1970
7140 | Georgia Power Co | 710 | Jack McDonough | GA | Cobb | 3A | Natural Gas Fired Combustion Turbine | NG | Natural Gas Peaker | 41.8 | 1971
7140 | Georgia Power Co | 710 | Jack McDonough | GA | Cobb | 3B | Natural Gas Fired Combustion Turbine | NG | Natural Gas Peaker | 41.8 | 1971
7140 | Georgia Power Co | 710 | Jack McDonough | GA | Cobb | 4 | Natural Gas Fired Combined Cycle | NG | Natural Gas Nonpeaker | 375 | 2011
7140 | Georgia Power Co | 710 | Jack McDonough | GA | Cobb | 5 | Natural Gas Fired Combined Cycle | NG | Natural Gas Nonpeaker | 375 | 2012
7140 | Georgia Power Co | 710 | Jack McDonough | GA | Cobb | 5ACT | Natural Gas Fired Combined Cycle | NG | Natural Gas Nonpeaker | 232.5 | 2012
7140 | Georgia Power Co | 710 | Jack McDonough | GA | Cobb | 5BCT | Natural Gas Fired Combined Cycle | NG | Natural Gas Nonpeaker | 232.5 | 2012
7140 | Georgia Power Co | 710 | Jack McDonough | GA | Cobb | 6 | Natural Gas Fired Combined Cycle | NG | Natural Gas Nonpeaker | 375 | 2012
7140 | Georgia Power Co | 710 | Jack McDonough | GA | Cobb | 6ACT | Natural Gas Fired Combined Cycle | NG | Natural Gas Nonpeaker | 232.5 | 2012
7140 | Georgia Power Co | 710 | Jack McDonough | GA | Cobb | 6BCT | Natural Gas Fired Combined Cycle | NG | Natural Gas Nonpeaker | 232.5 | 2012
7140 | Georgia Power Co | 710 | Jack McDonough | GA | Cobb | CT4A | Natural Gas Fired Combined Cycle | NG | Natural Gas Nonpeaker | 232.5 | 2011
7140 | Georgia Power Co | 710 | Jack McDonough | GA | Cobb | CT4B | Natural Gas Fired Combined Cycle | NG | Natural Gas Nonpeaker | 232.5 | 2011
7140 | Georgia Power Co | 711 | Langdale | AL | Chambers | 5 | Conventional Hydroelectric | WAT | Hydro | 0.5 | 1924
7140 | Georgia Power Co | 711 | Langdale | AL | Chambers | 6 | Conventional Hydroelectric | WAT | Hydro | 0.5 | 1926
7140 | Georgia Power Co | 712 | Lloyd Shoals | GA | Jasper | 1 | Conventional Hydroelectric | WAT | Hydro | 2.4 | 1911
7140 | Georgia Power Co | 712 | Lloyd Shoals | GA | Jasper | 2 | Conventional Hydroelectric | WAT | Hydro | 2.4 | 1911
7140 | Georgia Power Co | 712 | Lloyd Shoals | GA | Jasper | 3 | Conventional Hydroelectric | WAT | Hydro | 2.4 | 1911
7140 | Georgia Power Co | 712 | Lloyd Shoals | GA | Jasper | 4 | Conventional Hydroelectric | WAT | Hydro | 2.4 | 1911
7140 | Georgia Power Co | 712 | Lloyd Shoals | GA | Jasper | 5 | Conventional Hydroelectric | WAT | Hydro | 2.4 | 1916
7140 | Georgia Power Co | 712 | Lloyd Shoals | GA | Jasper | 6 | Conventional Hydroelectric | WAT | Hydro | 2.4 | 1917
14328 | Pacific Gas & Electric Co | 714 | Toadtown | CA | Butte | 1 | Conventional Hydroelectric | WAT | Hydro | 1.8 | 1986
7140 | Georgia Power Co | 715 | McManus | GA | Glynn | 3A | Petroleum Liquids | DFO | Petroleum | 55.4 | 1972
7140 | Georgia Power Co | 715 | McManus | GA | Glynn | 3B | Petroleum Liquids | DFO | Petroleum | 55.4 | 1972
7140 | Georgia Power Co | 715 | McManus | GA | Glynn | 3C | Petroleum Liquids | DFO | Petroleum | 55.4 | 1972
7140 | Georgia Power Co | 715 | McManus | GA | Glynn | 4A | Petroleum Liquids | DFO | Petroleum | 55.4 | 1972
7140 | Georgia Power Co | 715 | McManus | GA | Glynn | 4B | Petroleum Liquids | DFO | Petroleum | 55.4 | 1972
7140 | Georgia Power Co | 715 | McManus | GA | Glynn | 4C | Petroleum Liquids | DFO | Petroleum | 55.4 | 1972
7140 | Georgia Power Co | 715 | McManus | GA | Glynn | 4D | Petroleum Liquids | DFO | Petroleum | 55.4 | 1972
7140 | Georgia Power Co | 715 | McManus | GA | Glynn | 4E | Petroleum Liquids | DFO | Petroleum | 55.4 | 1972
7140 | Georgia Power Co | 715 | McManus | GA | Glynn | 4F | Petroleum Liquids | DFO | Petroleum | 55.4 | 1972
7140 | Georgia Power Co | 715 | McManus | GA | Glynn | IC1 | Petroleum Liquids | DFO | Petroleum | 2 | 1964
7140 | Georgia Power Co | 717 | Morgan Falls | GA | Fulton | 1 | Conventional Hydroelectric | WAT | Hydro | 2.4 | 1903
7140 | Georgia Power Co | 717 | Morgan Falls | GA | Fulton | 2 | Conventional Hydroelectric | WAT | Hydro | 2.4 | 1903
7140 | Georgia Power Co | 717 | Morgan Falls | GA | Fulton | 3 | Conventional Hydroelectric | WAT | Hydro | 2.4 | 1903
7140 | Georgia Power Co | 717 | Morgan Falls | GA | Fulton | 4 | Conventional Hydroelectric | WAT | Hydro | 2.4 | 1903
7140 | Georgia Power Co | 717 | Morgan Falls | GA | Fulton | 5 | Conventional Hydroelectric | WAT | Hydro | 2.4 | 1903
7140 | Georgia Power Co | 717 | Morgan Falls | GA | Fulton | 6 | Conventional Hydroelectric | WAT | Hydro | 2.4 | 1903
7140 | Georgia Power Co | 717 | Morgan Falls | GA | Fulton | 7 | Conventional Hydroelectric | WAT | Hydro | 2.4 | 1903
7140 | Georgia Power Co | 718 | Nacoochee | GA | Rabun | 1 | Conventional Hydroelectric | WAT | Hydro | 2.4 | 1926
7140 | Georgia Power Co | 718 | Nacoochee | GA | Rabun | 2 | Conventional Hydroelectric | WAT | Hydro | 2.4 | 1926
7140 | Georgia Power Co | 719 | North Highlands | GA | Muscogee | 1 | Conventional Hydroelectric | WAT | Hydro | 9.2 | 1963
7140 | Georgia Power Co | 719 | North Highlands | GA | Muscogee | 2 | Conventional Hydroelectric | WAT | Hydro | 9.2 | 1963
7140 | Georgia Power Co | 719 | North Highlands | GA | Muscogee | 3 | Conventional Hydroelectric | WAT | Hydro | 9.2 | 1963
7140 | Georgia Power Co | 719 | North Highlands | GA | Muscogee | 4 | Conventional Hydroelectric | WAT | Hydro | 2 | 1963
7140 | Georgia Power Co | 720 | Oliver Dam | GA | Muscogee | 1 | Conventional Hydroelectric | WAT | Hydro | 18 | 1959
7140 | Georgia Power Co | 720 | Oliver Dam | GA | Muscogee | 2 | Conventional Hydroelectric | WAT | Hydro | 18 | 1959
7140 | Georgia Power Co | 720 | Oliver Dam | GA | Muscogee | 3 | Conventional Hydroelectric | WAT | Hydro | 18 | 1959
7140 | Georgia Power Co | 720 | Oliver Dam | GA | Muscogee | 4 | Conventional Hydroelectric | WAT | Hydro | 6 | 1959
7140 | Georgia Power Co | 722 | Sinclair Dam | GA | Baldwin | 1 | Conventional Hydroelectric | WAT | Hydro | 22.5 | 1953
7140 | Georgia Power Co | 722 | Sinclair Dam | GA | Baldwin | 2 | Conventional Hydroelectric | WAT | Hydro | 22.5 | 1953
7140 | Georgia Power Co | 723 | Tallulah Falls | GA | Habersham | 1 | Conventional Hydroelectric | WAT | Hydro | 12 | 1913
7140 | Georgia Power Co | 723 | Tallulah Falls | GA | Habersham | 2 | Conventional Hydroelectric | WAT | Hydro | 12 | 1913
7140 | Georgia Power Co | 723 | Tallulah Falls | GA | Habersham | 3 | Conventional Hydroelectric | WAT | Hydro | 12 | 1914
7140 | Georgia Power Co | 723 | Tallulah Falls | GA | Habersham | 4 | Conventional Hydroelectric | WAT | Hydro | 12 | 1913
7140 | Georgia Power Co | 723 | Tallulah Falls | GA | Habersham | 5 | Conventional Hydroelectric | WAT | Hydro | 12 | 1913
7140 | Georgia Power Co | 723 | Tallulah Falls | GA | Habersham | 6 | Conventional Hydroelectric | WAT | Hydro | 12 | 1920
7140 | Georgia Power Co | 724 | Terrora | GA | Rabun | 1 | Conventional Hydroelectric | WAT | Hydro | 8 | 1925
7140 | Georgia Power Co | 724 | Terrora | GA | Rabun | 2 | Conventional Hydroelectric | WAT | Hydro | 8 | 1925
7140 | Georgia Power Co | 725 | Tugalo | GA | Habersham | 1 | Conventional Hydroelectric | WAT | Hydro | 11.2 | 1923
7140 | Georgia Power Co | 725 | Tugalo | GA | Habersham | 2 | Conventional Hydroelectric | WAT | Hydro | 11.2 | 1923
7140 | Georgia Power Co | 725 | Tugalo | GA | Habersham | 3 | Conventional Hydroelectric | WAT | Hydro | 11.2 | 1924
7140 | Georgia Power Co | 725 | Tugalo | GA | Habersham | 4 | Conventional Hydroelectric | WAT | Hydro | 11.2 | 1924
7140 | Georgia Power Co | 727 | Mitchell (GA) | GA | Dougherty | 3 | Conventional Steam Coal | BIT | Hard Coal | 163.2 | 1964
7140 | Georgia Power Co | 727 | Mitchell (GA) | GA | Dougherty | 4A | Petroleum Liquids | DFO | Petroleum | 41.8 | 1971
7140 | Georgia Power Co | 727 | Mitchell (GA) | GA | Dougherty | 4B | Petroleum Liquids | DFO | Petroleum | 41.8 | 1971
7140 | Georgia Power Co | 728 | Yates | GA | Coweta | 6 | Natural Gas Steam Turbine | NG | Natural Gas Peaker | 403.7 | 1974
7140 | Georgia Power Co | 728 | Yates | GA | Coweta | 7 | Natural Gas Steam Turbine | NG | Natural Gas Peaker | 403.7 | 1974
7140 | Georgia Power Co | 729 | Yonah | GA | Stephens | 1 | Conventional Hydroelectric | WAT | Hydro | 7.5 | 1925
7140 | Georgia Power Co | 729 | Yonah | GA | Stephens | 2 | Conventional Hydroelectric | WAT | Hydro | 7.5 | 1925
7140 | Georgia Power Co | 729 | Yonah | GA | Stephens | 3 | Conventional Hydroelectric | WAT | Hydro | 7.5 | 1925
7140 | Georgia Power Co | 732 | Boulevard | GA | Chatham | 1 | Natural Gas Fired Combustion Turbine | NG | Natural Gas Peaker | 15.6 | 1970
7140 | Georgia Power Co | 733 | Kraft | GA | Chatham | PWA | Natural Gas Fired Combustion Turbine | NG | Natural Gas Peaker | 18.5 | 1969
17539 | South Carolina Electric&Gas Company | 736 | Stevens Creek | GA | Columbia | 1 | Conventional Hydroelectric | WAT | Hydro | 2.3 | 1914
17539 | South Carolina Electric&Gas Company | 736 | Stevens Creek | GA | Columbia | 2 | Conventional Hydroelectric | WAT | Hydro | 2.3 | 1914
17539 | South Carolina Electric&Gas Company | 736 | Stevens Creek | GA | Columbia | 3 | Conventional Hydroelectric | WAT | Hydro | 2.3 | 1914
17539 | South Carolina Electric&Gas Company | 736 | Stevens Creek | GA | Columbia | 4 | Conventional Hydroelectric | WAT | Hydro | 2.3 | 1914
17539 | South Carolina Electric&Gas Company | 736 | Stevens Creek | GA | Columbia | 5 | Conventional Hydroelectric | WAT | Hydro | 2.3 | 1914
17539 | South Carolina Electric&Gas Company | 736 | Stevens Creek | GA | Columbia | 6 | Conventional Hydroelectric | WAT | Hydro | 2.3 | 1925
17539 | South Carolina Electric&Gas Company | 736 | Stevens Creek | GA | Columbia | 7 | Conventional Hydroelectric | WAT | Hydro | 2.3 | 1926
17539 | South Carolina Electric&Gas Company | 736 | Stevens Creek | GA | Columbia | 8 | Conventional Hydroelectric | WAT | Hydro | 2.3 | 1926
12397 | Metropolitan Water District of S CA | 745 | Etiwanda | CA | San Bernardino | 1 | Conventional Hydroelectric | WAT | Hydro | 23.9 | 1994
16612 | City & County of San Francisco | 751 | Moccasin Low Head Hydro Project | CA | Tuolumne | 1 | Conventional Hydroelectric | WAT | Hydro | 2.9 | 1987
4538 | Crisp County Power Comm | 752 | Lake Blackshear Project | GA | WORTH | 1 | Conventional Hydroelectric | WAT | Hydro | 2.4 | 1930
4538 | Crisp County Power Comm | 752 | Lake Blackshear Project | GA | WORTH | 2 | Conventional Hydroelectric | WAT | Hydro | 5 | 1930
4538 | Crisp County Power Comm | 752 | Lake Blackshear Project | GA | WORTH | 3 | Conventional Hydroelectric | WAT | Hydro | 4.8 | 1930
4538 | Crisp County Power Comm | 752 | Lake Blackshear Project | GA | WORTH | 4 | Conventional Hydroelectric | WAT | Hydro | 5 | 1930
4538 | Crisp County Power Comm | 753 | Crisp Plant | GA | WORTH | 1 | Conventional Steam Coal | BIT | Hard Coal | 12.5 | 1957
4538 | Crisp County Power Comm | 753 | Crisp Plant | GA | WORTH | GT1 | Natural Gas Fired Combustion Turbine | NG | Natural Gas Peaker | 5 | 1957
19375 | USCE-Savannah District | 754 | Hartwell Lake | GA | Hart | 1 | Conventional Hydroelectric | WAT | Hydro | 85 | 1962
19375 | USCE-Savannah District | 754 | Hartwell Lake | GA | Hart | 2 | Conventional Hydroelectric | WAT | Hydro | 85 | 1962
19375 | USCE-Savannah District | 754 | Hartwell Lake | GA | Hart | 3 | Conventional Hydroelectric | WAT | Hydro | 85 | 1962
19375 | USCE-Savannah District | 754 | Hartwell Lake | GA | Hart | 4 | Conventional Hydroelectric | WAT | Hydro | 85 | 1962
19375 | USCE-Savannah District | 754 | Hartwell Lake | GA | Hart | 5 | Conventional Hydroelectric | WAT | Hydro | 80 | 1983
18642 | Tennessee Valley Authority | 757 | Blue Ridge | GA | Fannin | 1 | Conventional Hydroelectric | WAT | Hydro | 22 | 1931
18642 | Tennessee Valley Authority | 757 | Blue Ridge | GA | Fannin | 2 | Conventional Hydroelectric | WAT | Hydro | 1.5 | 1994
18642 | Tennessee Valley Authority | 758 | Nottely | GA | Union | 1 | Conventional Hydroelectric | WAT | Hydro | 15 | 1956
18642 | Tennessee Valley Authority | 758 | Nottely | GA | Union | 2 | Conventional Hydroelectric | WAT | Hydro | 0.9 | 1993
27813 | USCE-Mobile District | 759 | Buford | GA | Forsyth | 1A | Conventional Hydroelectric | WAT | Hydro | 62 | 2003
27813 | USCE-Mobile District | 759 | Buford | GA | Forsyth | 2A | Conventional Hydroelectric | WAT | Hydro | 62 | 2004
27813 | USCE-Mobile District | 759 | Buford | GA | Forsyth | 3A | Conventional Hydroelectric | WAT | Hydro | 7.2 | 2005
27813 | USCE-Mobile District | 760 | Allatoona | GA | Bartow | 1 | Conventional Hydroelectric | WAT | Hydro | 42.3 | 1950
27813 | USCE-Mobile District | 760 | Allatoona | GA | Bartow | 2 | Conventional Hydroelectric | WAT | Hydro | 42.3 | 1950
27813 | USCE-Mobile District | 760 | Allatoona | GA | Bartow | A | Conventional Hydroelectric | WAT | Hydro | 2 | 1950
27813 | USCE-Mobile District | 761 | Walter F George | GA | Murray | 1 | Conventional Hydroelectric | WAT | Hydro | 42 | 1963
27813 | USCE-Mobile District | 761 | Walter F George | GA | Murray | 2 | Conventional Hydroelectric | WAT | Hydro | 42 | 1963
27813 | USCE-Mobile District | 761 | Walter F George | GA | Murray | 3 | Conventional Hydroelectric | WAT | Hydro | 42 | 1963
27813 | USCE-Mobile District | 761 | Walter F George | GA | Murray | 4 | Conventional Hydroelectric | WAT | Hydro | 42 | 1963
14077 | Oklahoma Municipal Power Authority | 762 | Ponca | OK | Kay | 2 | Natural Gas Steam Turbine | NG | Natural Gas Peaker | 48 | 1977
19547 | Hawaiian Electric Co Inc | 765 | Kahe | HI | Honolulu | K1 | Petroleum Liquids | RFO | Petroleum | 81.6 | 1963
19547 | Hawaiian Electric Co Inc | 765 | Kahe | HI | Honolulu | K2 | Petroleum Liquids | RFO | Petroleum | 81.6 | 1964
19547 | Hawaiian Electric Co Inc | 765 | Kahe | HI | Honolulu | K3 | Petroleum Liquids | RFO | Petroleum | 85.8 | 1970
19547 | Hawaiian Electric Co Inc | 765 | Kahe | HI | Honolulu | K4 | Petroleum Liquids | RFO | Petroleum | 90.9 | 1972
19547 | Hawaiian Electric Co Inc | 765 | Kahe | HI | Honolulu | K5 | Petroleum Liquids | RFO | Petroleum | 134.9 | 1974
19547 | Hawaiian Electric Co Inc | 765 | Kahe | HI | Honolulu | K6 | Petroleum Liquids | RFO | Petroleum | 134.9 | 1981
19547 | Hawaiian Electric Co Inc | 766 | Waiau | HI | Honolulu | W10 | Petroleum Liquids | DFO | Petroleum | 51.3 | 1973
19547 | Hawaiian Electric Co Inc | 766 | Waiau | HI | Honolulu | W3 | Petroleum Liquids | RFO | Petroleum | 50 | 1947
19547 | Hawaiian Electric Co Inc | 766 | Waiau | HI | Honolulu | W4 | Petroleum Liquids | RFO | Petroleum | 50 | 1950
19547 | Hawaiian Electric Co Inc | 766 | Waiau | HI | Honolulu | W5 | Petroleum Liquids | RFO | Petroleum | 54.4 | 1959
19547 | Hawaiian Electric Co Inc | 766 | Waiau | HI | Honolulu | W6 | Petroleum Liquids | RFO | Petroleum | 54.4 | 1961
19547 | Hawaiian Electric Co Inc | 766 | Waiau | HI | Honolulu | W7 | Petroleum Liquids | RFO | Petroleum | 81.6 | 1966
19547 | Hawaiian Electric Co Inc | 766 | Waiau | HI | Honolulu | W8 | Petroleum Liquids | RFO | Petroleum | 81.6 | 1968
19547 | Hawaiian Electric Co Inc | 766 | Waiau | HI | Honolulu | W9 | Petroleum Liquids | DFO | Petroleum | 51.3 | 1973
8287 | Hawaii Electric Light Co Inc | 768 | Waimea | HI | Hawaii | 12 | Petroleum Liquids | DFO | Petroleum | 2.5 | 1970
8287 | Hawaii Electric Light Co Inc | 768 | Waimea | HI | Hawaii | 13 | Petroleum Liquids | DFO | Petroleum | 2.5 | 1972
8287 | Hawaii Electric Light Co Inc | 768 | Waimea | HI | Hawaii | 14 | Petroleum Liquids | DFO | Petroleum | 2.5 | 1972
8287 | Hawaii Electric Light Co Inc | 769 | Kanoelehua | HI | Hawaii | 11 | Petroleum Liquids | DFO | Petroleum | 2 | 1962
8287 | Hawaii Electric Light Co Inc | 769 | Kanoelehua | HI | Hawaii | 15 | Petroleum Liquids | DFO | Petroleum | 2.5 | 1972
8287 | Hawaii Electric Light Co Inc | 769 | Kanoelehua | HI | Hawaii | 16 | Petroleum Liquids | DFO | Petroleum | 2.5 | 1972
8287 | Hawaii Electric Light Co Inc | 769 | Kanoelehua | HI | Hawaii | 17 | Petroleum Liquids | DFO | Petroleum | 2.5 | 1973
8287 | Hawaii Electric Light Co Inc | 769 | Kanoelehua | HI | Hawaii | CT1 | Petroleum Liquids | DFO | Petroleum | 11.5 | 1962
8287 | Hawaii Electric Light Co Inc | 771 | Puueo | HI | HAWAII | 1 | Conventional Hydroelectric | WAT | Hydro | 0.7 | 1918
8287 | Hawaii Electric Light Co Inc | 771 | Puueo | HI | HAWAII | 2A | Conventional Hydroelectric | WAT | Hydro | 2.4 | 2005
8287 | Hawaii Electric Light Co Inc | 772 | W H Hill | HI | Hawaii | 5 | Petroleum Liquids | RFO | Petroleum | 14.1 | 1965
8287 | Hawaii Electric Light Co Inc | 772 | W H Hill | HI | Hawaii | 6 | Petroleum Liquids | RFO | Petroleum | 23 | 1974
8287 | Hawaii Electric Light Co Inc | 774 | Waiau Hydro | HI | Hawaii | 1 | Conventional Hydroelectric | WAT | Hydro | 0.7 | 1921
8287 | Hawaii Electric Light Co Inc | 774 | Waiau Hydro | HI | Hawaii | 2 | Conventional Hydroelectric | WAT | Hydro | 0.3 | 1928
14191 | South Feather Water and Power Agency | 776 | Sly Creek | CA | Butte | 1 | Conventional Hydroelectric | WAT | Hydro | 12.1 | 1983
3271 | Central Nebraska Pub P&I Dist | 785 | Kingsley | NE | Keith | 1 | Conventional Hydroelectric | WAT | Hydro | 50 | 1984
7601 | Green Mountain Power Corp | 788 | East Barnet | VT | Caledonia | 1 | Conventional Hydroelectric | WAT | Hydro | 2.2 | 1984
40215 | Cordova Electric Coop, Inc | 789 | Orca | AK | Valdez Cordova | 3 | Petroleum Liquids | DFO | Petroleum | 2.5 | 1984
40215 | Cordova Electric Coop, Inc | 789 | Orca | AK | Valdez Cordova | 4 | Petroleum Liquids | DFO | Petroleum | 2.4 | 1984
40215 | Cordova Electric Coop, Inc | 789 | Orca | AK | Valdez Cordova | 5 | Petroleum Liquids | DFO | Petroleum | 1.1 | 2000
40215 | Cordova Electric Coop, Inc | 789 | Orca | AK | Valdez Cordova | 6 | Petroleum Liquids | DFO | Petroleum | 1.1 | 2000
40215 | Cordova Electric Coop, Inc | 789 | Orca | AK | Valdez Cordova | 7 | Petroleum Liquids | DFO | Petroleum | 3.6 | 2009
9187 | City of Idaho Falls - (ID) | 790 | Gem State | ID | Bonneville | 1 | Conventional Hydroelectric | WAT | Hydro | 23.4 | 1988
7751 | Guadalupe Blanco River Authority | 791 | Canyon | TX | Comal | 1 | Conventional Hydroelectric | WAT | Hydro | 3 | 1989
7751 | Guadalupe Blanco River Authority | 791 | Canyon | TX | Comal | 2 | Conventional Hydroelectric | WAT | Hydro | 3 | 1989
11843 | Maui Electric Co Ltd | 792 | Palaau Power | HI | Maui | 15 | Petroleum Liquids | DFO | Petroleum | 2.5 | 1982
11843 | Maui Electric Co Ltd | 792 | Palaau Power | HI | Maui | 7 | Petroleum Liquids | DFO | Petroleum | 2.2 | 1996
11843 | Maui Electric Co Ltd | 792 | Palaau Power | HI | Maui | 8 | Petroleum Liquids | DFO | Petroleum | 2.2 | 1996
11843 | Maui Electric Co Ltd | 792 | Palaau Power | HI | Maui | 9 | Petroleum Liquids | DFO | Petroleum | 2.2 | 1996
11843 | Maui Electric Co Ltd | 792 | Palaau Power | HI | Maui | CAT1 | Petroleum Liquids | DFO | Petroleum | 1.2 | 1985
11843 | Maui Electric Co Ltd | 792 | Palaau Power | HI | Maui | CAT2 | Petroleum Liquids | DFO | Petroleum | 1.2 | 1985
11843 | Maui Electric Co Ltd | 792 | Palaau Power | HI | Maui | CUM3 | Petroleum Liquids | DFO | Petroleum | 0.9 | 1985
11843 | Maui Electric Co Ltd | 792 | Palaau Power | HI | Maui | CUM4 | Petroleum Liquids | DFO | Petroleum | 0.9 | 1985
11843 | Maui Electric Co Ltd | 792 | Palaau Power | HI | Maui | CUM5 | Petroleum Liquids | DFO | Petroleum | 0.9 | 1985
11843 | Maui Electric Co Ltd | 792 | Palaau Power | HI | Maui | CUM6 | Petroleum Liquids | DFO | Petroleum | 0.9 | 1991
6958 | City of Garland - (TX) | 794 | Lewisville | TX | DENTON | 1 | Conventional Hydroelectric | WAT | Hydro | 2.8 | 1992
39006 | Brookfield White Pine Hydro LLC | 805 | Charles E Monty | ME | Androscoggin | M-1 | Conventional Hydroelectric | WAT | Hydro | 14.2 | 1990
39006 | Brookfield White Pine Hydro LLC | 805 | Charles E Monty | ME | Androscoggin | M2 | Conventional Hydroelectric | WAT | Hydro | 14.2 | 1990
15296 | New York Power Authority | 808 | Jarvis (Hinckley) | NY | Oneida | 1 | Conventional Hydroelectric | WAT | Hydro | 4.5 | 1991
15296 | New York Power Authority | 808 | Jarvis (Hinckley) | NY | Oneida | 2 | Conventional Hydroelectric | WAT | Hydro | 4.5 | 1991
9191 | Idaho Power Co | 809 | American Falls | ID | Power | 1 | Conventional Hydroelectric | WAT | Hydro | 30.8 | 1978
9191 | Idaho Power Co | 809 | American Falls | ID | Power | 2 | Conventional Hydroelectric | WAT | Hydro | 30.8 | 1978
9191 | Idaho Power Co | 809 | American Falls | ID | Power | 3 | Conventional Hydroelectric | WAT | Hydro | 30.8 | 1978
9191 | Idaho Power Co | 810 | Bliss | ID | Gooding | 1 | Conventional Hydroelectric | WAT | Hydro | 25 | 1949
9191 | Idaho Power Co | 810 | Bliss | ID | Gooding | 2 | Conventional Hydroelectric | WAT | Hydro | 25 | 1950
9191 | Idaho Power Co | 810 | Bliss | ID | Gooding | 3 | Conventional Hydroelectric | WAT | Hydro | 25 | 1950
9191 | Idaho Power Co | 811 | Brownlee | ID | Washington | 1 | Conventional Hydroelectric | WAT | Hydro | 90.1 | 1959
9191 | Idaho Power Co | 811 | Brownlee | ID | Washington | 2 | Conventional Hydroelectric | WAT | Hydro | 90.1 | 1958
9191 | Idaho Power Co | 811 | Brownlee | ID | Washington | 3 | Conventional Hydroelectric | WAT | Hydro | 90.1 | 1958
9191 | Idaho Power Co | 811 | Brownlee | ID | Washington | 4 | Conventional Hydroelectric | WAT | Hydro | 90.1 | 1958
9191 | Idaho Power Co | 811 | Brownlee | ID | Washington | 5 | Conventional Hydroelectric | WAT | Hydro | 225 | 1980
9191 | Idaho Power Co | 812 | C J Strike | ID | Owyhee | 1 | Conventional Hydroelectric | WAT | Hydro | 27.6 | 1952
9191 | Idaho Power Co | 812 | C J Strike | ID | Owyhee | 2 | Conventional Hydroelectric | WAT | Hydro | 27.6 | 1952
9191 | Idaho Power Co | 812 | C J Strike | ID | Owyhee | 3 | Conventional Hydroelectric | WAT | Hydro | 27.6 | 1952
9191 | Idaho Power Co | 813 | Cascade Dam | ID | Valley | 1 | Conventional Hydroelectric | WAT | Hydro | 6.2 | 1984
9191 | Idaho Power Co | 813 | Cascade Dam | ID | Valley | 2 | Conventional Hydroelectric | WAT | Hydro | 6.2 | 1983
9191 | Idaho Power Co | 814 | Clear Lake | ID | Gooding | 1 | Conventional Hydroelectric | WAT | Hydro | 2.5 | 1937
9191 | Idaho Power Co | 815 | Lower Malad | ID | Gooding | 1 | Conventional Hydroelectric | WAT | Hydro | 13.5 | 1948
9191 | Idaho Power Co | 816 | Lower Salmon | ID | Gooding | 1 | Conventional Hydroelectric | WAT | Hydro | 15 | 1949
9191 | Idaho Power Co | 816 | Lower Salmon | ID | Gooding | 2 | Conventional Hydroelectric | WAT | Hydro | 15 | 1949
9191 | Idaho Power Co | 816 | Lower Salmon | ID | Gooding | 3 | Conventional Hydroelectric | WAT | Hydro | 15 | 1949
9191 | Idaho Power Co | 816 | Lower Salmon | ID | Gooding | 4 | Conventional Hydroelectric | WAT | Hydro | 15 | 1949
9191 | Idaho Power Co | 817 | Salmon Diesel | ID | Lemhi | 1 | Petroleum Liquids | DFO | Petroleum | 2.5 | 1967
9191 | Idaho Power Co | 817 | Salmon Diesel | ID | Lemhi | 2 | Petroleum Liquids | DFO | Petroleum | 2.5 | 1967
9191 | Idaho Power Co | 818 | Shoshone Falls | ID | Jerome | 1 | Conventional Hydroelectric | WAT | Hydro | 0.6 | 1909
9191 | Idaho Power Co | 818 | Shoshone Falls | ID | Jerome | 2 | Conventional Hydroelectric | WAT | Hydro | 0.4 | 1907
9191 | Idaho Power Co | 818 | Shoshone Falls | ID | Jerome | 3 | Conventional Hydroelectric | WAT | Hydro | 11.5 | 1921
9191 | Idaho Power Co | 819 | Swan Falls | ID | Ada | 1 | Conventional Hydroelectric | WAT | Hydro | 12.5 | 1994
9191 | Idaho Power Co | 819 | Swan Falls | ID | Ada | 2 | Conventional Hydroelectric | WAT | Hydro | 12.5 | 1994
9191 | Idaho Power Co | 820 | Thousand Springs | ID | Gooding | 1 | Conventional Hydroelectric | WAT | Hydro | 1 | 1912
9191 | Idaho Power Co | 820 | Thousand Springs | ID | Gooding | 2 | Conventional Hydroelectric | WAT | Hydro | 1 | 1912
9191 | Idaho Power Co | 820 | Thousand Springs | ID | Gooding | 3 | Conventional Hydroelectric | WAT | Hydro | 6.8 | 1920
9191 | Idaho Power Co | 821 | Twin Falls (ID) | ID | Twin Falls | 1 | Conventional Hydroelectric | WAT | Hydro | 8.4 | 1935
9191 | Idaho Power Co | 821 | Twin Falls (ID) | ID | Twin Falls | 2 | Conventional Hydroelectric | WAT | Hydro | 44.3 | 1995
9191 | Idaho Power Co | 822 | Upper Salmon A | ID | Twin Falls | 1 | Conventional Hydroelectric | WAT | Hydro | 9 | 1937
9191 | Idaho Power Co | 822 | Upper Salmon A | ID | Twin Falls | 2 | Conventional Hydroelectric | WAT | Hydro | 9 | 1937
9191 | Idaho Power Co | 823 | Upper Malad | ID | Gooding | 1 | Conventional Hydroelectric | WAT | Hydro | 8.3 | 1948
14354 | PacifiCorp | 825 | Ashton | ID | Fremont | 1 | Conventional Hydroelectric | WAT | Hydro | 2.7 | 1917
14354 | PacifiCorp | 825 | Ashton | ID | Fremont | 2 | Conventional Hydroelectric | WAT | Hydro | 2 | 1925
14354 | PacifiCorp | 825 | Ashton | ID | Fremont | 3 | Conventional Hydroelectric | WAT | Hydro | 2 | 1925
14354 | PacifiCorp | 827 | Grace | ID | Caribou | 3 | Conventional Hydroelectric | WAT | Hydro | 11 | 1923
14354 | PacifiCorp | 827 | Grace | ID | Caribou | 4 | Conventional Hydroelectric | WAT | Hydro | 11 | 1923
14354 | PacifiCorp | 827 | Grace | ID | Caribou | 5 | Conventional Hydroelectric | WAT | Hydro | 11 | 1923
14354 | PacifiCorp | 829 | Oneida | ID | Franklin | 1 | Conventional Hydroelectric | WAT | Hydro | 10 | 1915
14354 | PacifiCorp | 829 | Oneida | ID | Franklin | 2 | Conventional Hydroelectric | WAT | Hydro | 10 | 1916
14354 | PacifiCorp | 829 | Oneida | ID | Franklin | 3 | Conventional Hydroelectric | WAT | Hydro | 10 | 1920
14354 | PacifiCorp | 831 | Soda | ID | Caribou | 1 | Conventional Hydroelectric | WAT | Hydro | 7.5 | 1924
14354 | PacifiCorp | 831 | Soda | ID | Caribou | 2 | Conventional Hydroelectric | WAT | Hydro | 7 | 1924
20169 | Avista Corp | 833 | Cabinet Gorge | ID | Bonner | 1 | Conventional Hydroelectric | WAT | Hydro | 59.4 | 1953
20169 | Avista Corp | 833 | Cabinet Gorge | ID | Bonner | 2 | Conventional Hydroelectric | WAT | Hydro | 73.2 | 1953
20169 | Avista Corp | 833 | Cabinet Gorge | ID | Bonner | 3 | Conventional Hydroelectric | WAT | Hydro | 73.2 | 1952
20169 | Avista Corp | 833 | Cabinet Gorge | ID | Bonner | 4 | Conventional Hydroelectric | WAT | Hydro | 59.4 | 1952
20169 | Avista Corp | 835 | Post Falls | ID | Kootenai | 1 | Conventional Hydroelectric | WAT | Hydro | 2.2 | 1907
20169 | Avista Corp | 835 | Post Falls | ID | Kootenai | 2 | Conventional Hydroelectric | WAT | Hydro | 2.2 | 1906
20169 | Avista Corp | 835 | Post Falls | ID | Kootenai | 3 | Conventional Hydroelectric | WAT | Hydro | 2.2 | 1906
20169 | Avista Corp | 835 | Post Falls | ID | Kootenai | 4 | Conventional Hydroelectric | WAT | Hydro | 2.2 | 1906
20169 | Avista Corp | 835 | Post Falls | ID | Kootenai | 5 | Conventional Hydroelectric | WAT | Hydro | 2.2 | 1908
20169 | Avista Corp | 835 | Post Falls | ID | Kootenai | 6 | Conventional Hydroelectric | WAT | Hydro | 3.5 | 1980
13402 | Nevada Irrigation District | 839 | Scott Flat | CA | Nevada | 7P | Conventional Hydroelectric | WAT | Hydro | 1 | 1985
19400 | USACE Northwestern Division | 840 | Dworshak | ID | Clearwater | 1 | Conventional Hydroelectric | WAT | Hydro | 90 | 1975
19400 | USACE Northwestern Division | 840 | Dworshak | ID | Clearwater | 2 | Conventional Hydroelectric | WAT | Hydro | 90 | 1975
19400 | USACE Northwestern Division | 840 | Dworshak | ID | Clearwater | 3 | Conventional Hydroelectric | WAT | Hydro | 220 | 1974
9187 | City of Idaho Falls - (ID) | 841 | City Power Plant | ID | Bonneville | 3 | Conventional Hydroelectric | WAT | Hydro | 8 | 1982
9187 | City of Idaho Falls - (ID) | 843 | Lower No 2 | ID | Bonneville | 1 | Conventional Hydroelectric | WAT | Hydro | 3 | 1940
9187 | City of Idaho Falls - (ID) | 844 | Upper Power Plant | ID | Bonneville | 4 | Conventional Hydroelectric | WAT | Hydro | 8 | 1982
13402 | Nevada Irrigation District | 846 | Combie South | CA | Nevada | 1 | Conventional Hydroelectric | WAT | Hydro | 0.5 | 1984
13402 | Nevada Irrigation District | 846 | Combie South | CA | Nevada | 2 | Conventional Hydroelectric | WAT | Hydro | 0.5 | 1984
13402 | Nevada Irrigation District | 846 | Combie South | CA | Nevada | 3 | Conventional Hydroelectric | WAT | Hydro | 0.5 | 1984
2518 | U S Bureau of Reclamation | 850 | Palisades Dam | ID | Bonneville | 1 | Conventional Hydroelectric | WAT | Hydro | 44.1 | 1957
2518 | U S Bureau of Reclamation | 850 | Palisades Dam | ID | Bonneville | 2 | Conventional Hydroelectric | WAT | Hydro | 44.1 | 1957
2518 | U S Bureau of Reclamation | 850 | Palisades Dam | ID | Bonneville | 3 | Conventional Hydroelectric | WAT | Hydro | 44.1 | 1957
2518 | U S Bureau of Reclamation | 850 | Palisades Dam | ID | Bonneville | 4 | Conventional Hydroelectric | WAT | Hydro | 44.1 | 1958
19400 | USACE Northwestern Division | 851 | Albeni Falls | ID | Bonner | 1 | Conventional Hydroelectric | WAT | Hydro | 14 | 1955
19400 | USACE Northwestern Division | 851 | Albeni Falls | ID | Bonner | 2 | Conventional Hydroelectric | WAT | Hydro | 14 | 1955
19400 | USACE Northwestern Division | 851 | Albeni Falls | ID | Bonner | 3 | Conventional Hydroelectric | WAT | Hydro | 14 | 1955
49756 | Illinois Power Resources Generating LLC | 856 | E D Edwards | IL | Peoria | 2 | Conventional Steam Coal | SUB | Hard Coal | 280.5 | 1968
49756 | Illinois Power Resources Generating LLC | 856 | E D Edwards | IL | Peoria | 3 | Conventional Steam Coal | SUB | Hard Coal | 363.8 | 1972
520 | Illinois Power Generating Co | 861 | Coffeen | IL | Montgomery | 1 | Conventional Steam Coal | SUB | Hard Coal | 388.9 | 1965
520 | Illinois Power Generating Co | 861 | Coffeen | IL | Montgomery | 2 | Conventional Steam Coal | SUB | Hard Coal | 616.5 | 1972
59371 | Mainline Generation LLC | 862 | Grand Tower Energy Center LLC | IL | Jackson | 1 | Natural Gas Fired Combined Cycle | NG | Natural Gas Nonpeaker | 223.2 | 2001
59371 | Mainline Generation LLC | 862 | Grand Tower Energy Center LLC | IL | Jackson | 2 | Natural Gas Fired Combined Cycle | NG | Natural Gas Nonpeaker | 223.2 | 2001
59371 | Mainline Generation LLC | 862 | Grand Tower Energy Center LLC | IL | Jackson | 3 | Natural Gas Fired Combined Cycle | NG | Natural Gas Nonpeaker | 80.9 | 1951
59371 | Mainline Generation LLC | 862 | Grand Tower Energy Center LLC | IL | Jackson | 4 | Natural Gas Fired Combined Cycle | NG | Natural Gas Nonpeaker | 113.6 | 1958
55951 | Exelon Nuclear | 869 | Dresden Generating Station | IL | Grundy | 2 | Nuclear | NUC | Nuclear | 1009.3 | 1970
55951 | Exelon Nuclear | 869 | Dresden Generating Station | IL | Grundy | 3 | Nuclear | NUC | Nuclear | 1009.3 | 1971
12384 | Midwest Generations EME LLC | 874 | Joliet 9 | IL | Will | 6 | Conventional Steam Coal | SUB | Hard Coal | 360.4 | 1959
59918 | Dynegy Kincaid Generation | 876 | Kincaid Generation LLC | IL | Christian | 1 | Conventional Steam Coal | SUB | Hard Coal | 659.5 | 1967
59918 | Dynegy Kincaid Generation | 876 | Kincaid Generation LLC | IL | Christian | 2 | Conventional Steam Coal | SUB | Hard Coal | 659.5 | 1968
12384 | Midwest Generations EME LLC | 879 | Powerton | IL | Tazewell | 5 | Conventional Steam Coal | SUB | Hard Coal | 892.8 | 1972
12384 | Midwest Generations EME LLC | 879 | Powerton | IL | Tazewell | 6 | Conventional Steam Coal | SUB | Hard Coal | 892.8 | 1975
55951 | Exelon Nuclear | 880 | Quad Cities Generating Station | IL | Rock Island | 1 | Nuclear | NUC | Nuclear | 1009.3 | 1972
55951 | Exelon Nuclear | 880 | Quad Cities Generating Station | IL | Rock Island | 2 | Nuclear | NUC | Nuclear | 1009.3 | 1972
12384 | Midwest Generations EME LLC | 883 | Waukegan | IL | Lake | 311 | Petroleum Liquids | DFO | Petroleum | 28 | 1968
12384 | Midwest Generations EME LLC | 883 | Waukegan | IL | Lake | 312 | Petroleum Liquids | DFO | Petroleum | 28 | 1968
12384 | Midwest Generations EME LLC | 883 | Waukegan | IL | Lake | 321 | Petroleum Liquids | DFO | Petroleum | 28 | 1968
12384 | Midwest Generations EME LLC | 883 | Waukegan | IL | Lake | 322 | Petroleum Liquids | DFO | Petroleum | 28 | 1968
12384 | Midwest Generations EME LLC | 883 | Waukegan | IL | Lake | 7 | Conventional Steam Coal | SUB | Hard Coal | 326.4 | 1958
12384 | Midwest Generations EME LLC | 883 | Waukegan | IL | Lake | 8 | Conventional Steam Coal | SUB | Hard Coal | 355.3 | 1962
12384 | Midwest Generations EME LLC | 884 | Will County | IL | Will | 4 | Conventional Steam Coal | SUB | Hard Coal | 598.4 | 1963
12384 | Midwest Generations EME LLC | 886 | Fisk Street | IL | Cook | 311 | Petroleum Liquids | DFO | Petroleum | 38 | 1968
12384 | Midwest Generations EME LLC | 886 | Fisk Street | IL | Cook | 312 | Petroleum Liquids | DFO | Petroleum | 38 | 1968
12384 | Midwest Generations EME LLC | 886 | Fisk Street | IL | Cook | 321 | Petroleum Liquids | DFO | Petroleum | 38 | 1968
12384 | Midwest Generations EME LLC | 886 | Fisk Street | IL | Cook | 322 | Petroleum Liquids | DFO | Petroleum | 38 | 1968
12384 | Midwest Generations EME LLC | 886 | Fisk Street | IL | Cook | 331 | Petroleum Liquids | DFO | Petroleum | 38 | 1968
12384 | Midwest Generations EME LLC | 886 | Fisk Street | IL | Cook | 332 | Petroleum Liquids | DFO | Petroleum | 38 | 1968
12384 | Midwest Generations EME LLC | 886 | Fisk Street | IL | Cook | 341 | Petroleum Liquids | DFO | Petroleum | 38 | 1968
12384 | Midwest Generations EME LLC | 886 | Fisk Street | IL | Cook | 342 | Petroleum Liquids | DFO | Petroleum | 22.8 | 1968
5748 | Electric Energy Inc | 887 | Joppa Steam | IL | Massac | 1 | Conventional Steam Coal | SUB | Hard Coal | 183.3 | 1953
5748 | Electric Energy Inc | 887 | Joppa Steam | IL | Massac | 2 | Conventional Steam Coal | SUB | Hard Coal | 183.3 | 1953
5748 | Electric Energy Inc | 887 | Joppa Steam | IL | Massac | 3 | Conventional Steam Coal | SUB | Hard Coal | 183.3 | 1954
5748 | Electric Energy Inc | 887 | Joppa Steam | IL | Massac | 4 | Conventional Steam Coal | SUB | Hard Coal | 183.3 | 1954
5748 | Electric Energy Inc | 887 | Joppa Steam | IL | Massac | 5 | Conventional Steam Coal | SUB | Hard Coal | 183.3 | 1955
5748 | Electric Energy Inc | 887 | Joppa Steam | IL | Massac | 6 | Conventional Steam Coal | SUB | Hard Coal | 183.3 | 1955
5517 | Dynegy Midwest Generation Inc | 889 | Baldwin Energy Complex | IL | Randolph | 1 | Conventional Steam Coal | SUB | Hard Coal | 625.1 | 1970
5517 | Dynegy Midwest Generation Inc | 889 | Baldwin Energy Complex | IL | Randolph | 2 | Conventional Steam Coal | SUB | Hard Coal | 634.5 | 1973
5517 | Dynegy Midwest Generation Inc | 889 | Baldwin Energy Complex | IL | Randolph | 3 | Conventional Steam Coal | SUB | Hard Coal | 634.5 | 1975
5517 | Dynegy Midwest Generation Inc | 891 | Havana | IL | Mason | 6 | Conventional Steam Coal | SUB | Hard Coal | 488 | 1978
5517 | Dynegy Midwest Generation Inc | 892 | Hennepin Power Station | IL | Putnam | 1 | Conventional Steam Coal | SUB | Hard Coal | 75 | 1953
5517 | Dynegy Midwest Generation Inc | 892 | Hennepin Power Station | IL | Putnam | 2 | Conventional Steam Coal | SUB | Hard Coal | 231.3 | 1959
5517 | Dynegy Midwest Generation Inc | 898 | Wood River | IL | Madison | 4 | Conventional Steam Coal | SUB | Hard Coal | 112.5 | 1954
5517 | Dynegy Midwest Generation Inc | 898 | Wood River | IL | Madison | 5 | Conventional Steam Coal | SUB | Hard Coal | 387.6 | 1964
12341 | MidAmerican Energy Co | 899 | Moline | IL | Rock Island | GT1 | Natural Gas Fired Combustion Turbine | NG | Natural Gas Peaker | 18 | 1970
12341 | MidAmerican Energy Co | 899 | Moline | IL | Rock Island | GT2 | Natural Gas Fired Combustion Turbine | NG | Natural Gas Peaker | 18 | 1970
12341 | MidAmerican Energy Co | 899 | Moline | IL | Rock Island | GT3 | Natural Gas Fired Combustion Turbine | NG | Natural Gas Peaker | 18 | 1970
12341 | MidAmerican Energy Co | 899 | Moline | IL | Rock Island | GT4 | Natural Gas Fired Combustion Turbine | NG | Natural Gas Peaker | 18 | 1970
12341 | MidAmerican Energy Co | 899 | Moline | IL | Rock Island | HY1 | Conventional Hydroelectric | WAT | Hydro | 0.9 | 1942
12341 | MidAmerican Energy Co | 899 | Moline | IL | Rock Island | HY2 | Conventional Hydroelectric | WAT | Hydro | 0.9 | 1942
12341 | MidAmerican Energy Co | 899 | Moline | IL | Rock Island | HY3 | Conventional Hydroelectric | WAT | Hydro | 0.9 | 1942
12341 | MidAmerican Energy Co | 899 | Moline | IL | Rock Island | HY4 | Conventional Hydroelectric | WAT | Hydro | 0.9 | 1942
56589 | Bottle Rock Power LLC | 902 | Bottle Rock Power | CA | Lake | 1 | Geothermal | GEO | Geothermal | 55 | 1985
21581 | Midwest Hydro LLC | 903 | Rockton | IL | Winnebago | 1 | Conventional Hydroelectric | WAT | Hydro | 0.6 | 1929
21581 | Midwest Hydro LLC | 903 | Rockton | IL | Winnebago | 2 | Conventional Hydroelectric | WAT | Hydro | 0.5 | 1929
3255 | California Dept. of Water Resources | 905 | Alamo | CA | Los Angeles | 1 | Conventional Hydroelectric | WAT | Hydro | 19.6 | 1986
19436 | Union Electric Co - (MO) | 913 | Venice | IL | Madison | GT2 | Natural Gas Fired Combustion Turbine | NG | Natural Gas Peaker | 61 | 2002
19436 | Union Electric Co - (MO) | 913 | Venice | IL | Madison | GT3 | Natural Gas Fired Combustion Turbine | NG | Natural Gas Peaker | 200 | 2005
19436 | Union Electric Co - (MO) | 913 | Venice | IL | Madison | GT4 | Natural Gas Fired Combustion Turbine | NG | Natural Gas Peaker | 200 | 2005
19436 | Union Electric Co - (MO) | 913 | Venice | IL | Madison | GT5 | Natural Gas Fired Combustion Turbine | NG | Natural Gas Peaker | 125 | 2005
14624 | PUD No 2 of Grant County | 917 | Quincy Chute | WA | Grant | 1 | Conventional Hydroelectric | WAT | Hydro | 9.4 | 1985
5932 | City of Ephraim - (UT) | 925 | Hydro Plant No 3 | UT | Sanpete | 2 | Conventional Hydroelectric | WAT | Hydro | 0.7 | 1984
5932 | City of Ephraim - (UT) | 925 | Hydro Plant No 3 | UT | Sanpete | 3 | Conventional Hydroelectric | WAT | Hydro | 2.1 | 1984
2188 | City of Breese - (IL) | 934 | Breese | IL | Clinton | 2 | Petroleum Liquids | DFO | Petroleum | 3 | 1982
2188 | City of Breese - (IL) | 934 | Breese | IL | Clinton | 5 | Petroleum Liquids | DFO | Petroleum | 2.5 | 1992
2188 | City of Breese - (IL) | 934 | Breese | IL | Clinton | 6 | Petroleum Liquids | DFO | Petroleum | 2.5 | 1997
2188 | City of Breese - (IL) | 934 | Breese | IL | Clinton | 7 | Petroleum Liquids | DFO | Petroleum | 2.5 | 2008
2188 | City of Breese - (IL) | 934 | Breese | IL | Clinton | 8 | Petroleum Liquids | DFO | Petroleum | 2.5 | 2014
2188 | City of Breese - (IL) | 934 | Breese | IL | Clinton | IC1 | Petroleum Liquids | DFO | Petroleum | 0.9 | 1953
2188 | City of Breese - (IL) | 934 | Breese | IL | Clinton | IC3 | Petroleum Liquids | DFO | Petroleum | 3 | 1968
2634 | City of Bushnell - (IL) | 935 | Bushnell | IL | McDonough | 1 | Petroleum Liquids | DFO | Petroleum | 0.2 | 1940
2634 | City of Bushnell - (IL) | 935 | Bushnell | IL | McDonough | 2 | Petroleum Liquids | DFO | Petroleum | 0.2 | 1940
2634 | City of Bushnell - (IL) | 935 | Bushnell | IL | McDonough | 3 | Petroleum Liquids | DFO | Petroleum | 2.2 | 1965
2634 | City of Bushnell - (IL) | 935 | Bushnell | IL | McDonough | 4 | Petroleum Liquids | DFO | Petroleum | 2.2 | 1965
2634 | City of Bushnell - (IL) | 935 | Bushnell | IL | McDonough | 5 | Petroleum Liquids | DFO | Petroleum | 1 | 1956
2634 | City of Bushnell - (IL) | 935 | Bushnell | IL | McDonough | 6 | Petroleum Liquids | DFO | Petroleum | 2.5 | 2000
2634 | City of Bushnell - (IL) | 935 | Bushnell | IL | McDonough | 7 | Petroleum Liquids | DFO | Petroleum | 2.5 | 2000
3037 | City of Carlyle - (IL) | 936 | Carlyle | IL | CLINTON | 1 | Petroleum Liquids | DFO | Petroleum | 3 | 1971
3037 | City of Carlyle - (IL) | 936 | Carlyle | IL | CLINTON | 10 | Petroleum Liquids | DFO | Petroleum | 2.5 | 2003
3037 | City of Carlyle - (IL) | 936 | Carlyle | IL | CLINTON | 7 | Petroleum Liquids | DFO | Petroleum | 2 | 1964
3037 | City of Carlyle - (IL) | 936 | Carlyle | IL | CLINTON | 8 | Petroleum Liquids | DFO | Petroleum | 2.5 | 1998
3037 | City of Carlyle - (IL) | 936 | Carlyle | IL | CLINTON | 9 | Petroleum Liquids | DFO | Petroleum | 2.5 | 1999
3040 | City of Carmi - (IL) | 937 | Carmi | IL | White | 10 | Petroleum Liquids | DFO | Petroleum | 1.7 | 1958
3040 | City of Carmi - (IL) | 937 | Carmi | IL | White | 11 | Petroleum Liquids | DFO | Petroleum | 2.7 | 1963
3040 | City of Carmi - (IL) | 937 | Carmi | IL | White | 12 | Petroleum Liquids | DFO | Petroleum | 2 | 1967
3040 | City of Carmi - (IL) | 937 | Carmi | IL | White | 13 | Petroleum Liquids | DFO | Petroleum | 4.4 | 1973
3040 | City of Carmi - (IL) | 937 | Carmi | IL | White | 14 | Petroleum Liquids | DFO | Petroleum | 1.1 | 2013
3040 | City of Carmi - (IL) | 937 | Carmi | IL | White | 7 | Petroleum Liquids | DFO | Petroleum | 1.1 | 1948
3040 | City of Carmi - (IL) | 937 | Carmi | IL | White | 8 | Petroleum Liquids | DFO | Petroleum | 1.4 | 1951
3040 | City of Carmi - (IL) | 937 | Carmi | IL | White | 9 | Petroleum Liquids | DFO | Petroleum | 1.7 | 1958
6141 | City of Fairfield- (IL) | 940 | Fairfield | IL | Wayne | IC5 | Petroleum Liquids | DFO | Petroleum | 2.4 | 1967
6141 | City of Fairfield- (IL) | 940 | Fairfield | IL | Wayne | IC6 | Petroleum Liquids | DFO | Petroleum | 2.4 | 1967
6141 | City of Fairfield- (IL) | 940 | Fairfield | IL | Wayne | IC7 | Petroleum Liquids | DFO | Petroleum | 2.7 | 1979
6192 | City of Farmer City - (IL) | 941 | Farmer City | IL | DeWitt | 1 | Natural Gas Internal Combustion Engine | NG | Natural Gas Peaker | 1.5 | 1967
6192 | City of Farmer City - (IL) | 941 | Farmer City | IL | DeWitt | 2 | Petroleum Liquids | DFO | Petroleum | 1.1 | 1963
6192 | City of Farmer City - (IL) | 941 | Farmer City | IL | DeWitt | 4 | Petroleum Liquids | DFO | Petroleum | 0.8 | 1951
6192 | City of Farmer City - (IL) | 941 | Farmer City | IL | DeWitt | 5 | Natural Gas Internal Combustion Engine | NG | Natural Gas Peaker | 3.5 | 1974
6192 | City of Farmer City - (IL) | 941 | Farmer City | IL | DeWitt | 6 | Petroleum Liquids | DFO | Petroleum | 2.2 | 2012
6192 | City of Farmer City - (IL) | 941 | Farmer City | IL | DeWitt | 7 | Petroleum Liquids | DFO | Petroleum | 2.2 | 2012
6764 | Village of Freeburg - (IL) | 943 | Freeburg | IL | St Clair | 1 | Petroleum Liquids | DFO | Petroleum | 0.4 | 1948
6764 | Village of Freeburg - (IL) | 943 | Freeburg | IL | St Clair | 10 | Petroleum Liquids | DFO | Petroleum | 1.8 | 2007
6764 | Village of Freeburg - (IL) | 943 | Freeburg | IL | St Clair | 11 | Petroleum Liquids | DFO | Petroleum | 1.8 | 2007
6764 | Village of Freeburg - (IL) | 943 | Freeburg | IL | St Clair | 12 | Petroleum Liquids | DFO | Petroleum | 1.8 | 2007
6764 | Village of Freeburg - (IL) | 943 | Freeburg | IL | St Clair | 2 | Petroleum Liquids | DFO | Petroleum | 0.4 | 1948
6764 | Village of Freeburg - (IL) | 943 | Freeburg | IL | St Clair | 3 | Petroleum Liquids | DFO | Petroleum | 0.6 | 1953
6764 | Village of Freeburg - (IL) | 943 | Freeburg | IL | St Clair | 4 | Petroleum Liquids | DFO | Petroleum | 1 | 1959
6764 | Village of Freeburg - (IL) | 943 | Freeburg | IL | St Clair | 6 | Petroleum Liquids | DFO | Petroleum | 1.8 | 1974
6764 | Village of Freeburg - (IL) | 943 | Freeburg | IL | St Clair | 7 | Petroleum Liquids | DFO | Petroleum | 2.6 | 1986
6764 | Village of Freeburg - (IL) | 943 | Freeburg | IL | St Clair | 8 | Petroleum Liquids | DFO | Petroleum | 1.7 | 1996
6764 | Village of Freeburg - (IL) | 943 | Freeburg | IL | St Clair | 9 | Petroleum Liquids | DFO | Petroleum | 1.8 | 1996
7095 | City of Geneseo - (IL) | 944 | Geneseo | IL | Henry | 1 | Natural Gas Internal Combustion Engine | NG | Natural Gas Peaker | 5.6 | 1974
7095 | City of Geneseo - (IL) | 944 | Geneseo | IL | Henry | 10 | Onshore Wind Turbine | WND | Wind | 1.5 | 2009
7095 | City of Geneseo - (IL) | 944 | Geneseo | IL | Henry | 11 | Onshore Wind Turbine | WND | Wind | 1.5 | 2009
7095 | City of Geneseo - (IL) | 944 | Geneseo | IL | Henry | 12 | Solar Photovoltaic | SUN | Solar PV | 1.2 | 2015
7095 | City of Geneseo - (IL) | 944 | Geneseo | IL | Henry | 2 | Natural Gas Internal Combustion Engine | NG | Natural Gas Peaker | 3.5 | 1967
7095 | City of Geneseo - (IL) | 944 | Geneseo | IL | Henry | 3 | Natural Gas Internal Combustion Engine | NG | Natural Gas Peaker | 3.5 | 1966
7095 | City of Geneseo - (IL) | 944 | Geneseo | IL | Henry | 4 | Natural Gas Internal Combustion Engine | NG | Natural Gas Peaker | 1.6 | 1957
7095 | City of Geneseo - (IL) | 944 | Geneseo | IL | Henry | 5A | Natural Gas Internal Combustion Engine | NG | Natural Gas Peaker | 4.4 | 1990
7095 | City of Geneseo - (IL) | 944 | Geneseo | IL | Henry | 6A | Natural Gas Internal Combustion Engine | NG | Natural Gas Peaker | 3 | 2003
7095 | City of Geneseo - (IL) | 944 | Geneseo | IL | Henry | 7 | Natural Gas Internal Combustion Engine | NG | Natural Gas Peaker | 3 | 1961
7095 | City of Geneseo - (IL) | 944 | Geneseo | IL | Henry | 9 | Petroleum Liquids | DFO | Petroleum | 4.8 | 1998
8573 | City of Highland | 946 | Highland | IL | Madison | IC1 | Petroleum Liquids | DFO | Petroleum | 1.6 | 1993
8573 | City of Highland | 946 | Highland | IL | Madison | IC2 | Petroleum Liquids | DFO | Petroleum | 1.6 | 1993
8573 | City of Highland | 946 | Highland | IL | Madison | IC3 | Petroleum Liquids | DFO | Petroleum | 1.6 | 1993
8573 | City of Highland | 946 | Highland | IL | Madison | IC5 | Petroleum Liquids | DFO | Petroleum | 2 | 1967
8573 | City of Highland | 946 | Highland | IL | Madison | IC6 | Petroleum Liquids | DFO | Petroleum | 2 | 1968
8573 | City of Highland | 946 | Highland | IL | Madison | IC7 | Petroleum Liquids | DFO | Petroleum | 4.4 | 1971
8573 | City of Highland | 946 | Highland | IL | Madison | IC8 | Petroleum Liquids | DFO | Petroleum | 4.4 | 1971
12167 | City of McLeansboro - (IL) | 948 | McLeansboro | IL | Hamilton | 2 | Petroleum Liquids | DFO | Petroleum | 0.6 | 1950
12167 | City of McLeansboro - (IL) | 948 | McLeansboro | IL | Hamilton | 5 | Petroleum Liquids | DFO | Petroleum | 2 | 1979
12167 | City of McLeansboro - (IL) | 948 | McLeansboro | IL | Hamilton | 6 | Petroleum Liquids | DFO | Petroleum | 2.4 | 1979
12167 | City of McLeansboro - (IL) | 948 | McLeansboro | IL | Hamilton | 7 | Petroleum Liquids | DFO | Petroleum | 1.1 | 1995
12167 | City of McLeansboro - (IL) | 948 | McLeansboro | IL | Hamilton | 8 | Petroleum Liquids | DFO | Petroleum | 1.1 | 1994
12167 | City of McLeansboro - (IL) | 948 | McLeansboro | IL | Hamilton | 9 | Petroleum Liquids | DFO | Petroleum | 2 | 2002
11736 | City of Marshall - (IL) | 949 | Marshall (IL) | IL | Clark | 10 | Petroleum Liquids | DFO | Petroleum | 1.8 | 2002
11736 | City of Marshall - (IL) | 949 | Marshall (IL) | IL | Clark | 11 | Petroleum Liquids | DFO | Petroleum | 1.8 | 2002
11736 | City of Marshall - (IL) | 949 | Marshall (IL) | IL | Clark | 12 | Petroleum Liquids | DFO | Petroleum | 1.8 | 2007
11736 | City of Marshall - (IL) | 949 | Marshall (IL) | IL | Clark | 13 | Petroleum Liquids | DFO | Petroleum | 1.8 | 2007
11736 | City of Marshall - (IL) | 949 | Marshall (IL) | IL | Clark | 5 | Petroleum Liquids | DFO | Petroleum | 2.5 | 2002
11736 | City of Marshall - (IL) | 949 | Marshall (IL) | IL | Clark | 6 | Petroleum Liquids | DFO | Petroleum | 1.8 | 2002
11736 | City of Marshall - (IL) | 949 | Marshall (IL) | IL | Clark | 7 | Petroleum Liquids | DFO | Petroleum | 1.8 | 2002
11736 | City of Marshall - (IL) | 949 | Marshall (IL) | IL | Clark | 8 | Petroleum Liquids | DFO | Petroleum | 1.8 | 2002
11736 | City of Marshall - (IL) | 949 | Marshall (IL) | IL | Clark | 9 | Petroleum Liquids | DFO | Petroleum | 1.8 | 2002
14840 | City of Peru - (IL) | 955 | Peru (IL) | IL | LaSalle | 11 | Petroleum Liquids | DFO | Petroleum | 2.7 | 2011
14840 | City of Peru - (IL) | 955 | Peru (IL) | IL | LaSalle | 12 | Petroleum Liquids | DFO | Petroleum | 2.7 | 2011
14840 | City of Peru - (IL) | 955 | Peru (IL) | IL | LaSalle | 13 | Petroleum Liquids | DFO | Petroleum | 2.7 | 2011
14840 | City of Peru - (IL) | 955 | Peru (IL) | IL | LaSalle | 14 | Petroleum Liquids | DFO | Petroleum | 2.7 | 2011
14840 | City of Peru - (IL) | 955 | Peru (IL) | IL | LaSalle | 15 | Petroleum Liquids | DFO | Petroleum | 2.7 | 2011
14840 | City of Peru - (IL) | 955 | Peru (IL) | IL | LaSalle | 16 | Petroleum Liquids | DFO | Petroleum | 2.7 | 2011
14840 | City of Peru - (IL) | 955 | Peru (IL) | IL | LaSalle | 17 | Petroleum Liquids | DFO | Petroleum | 2.7 | 2011
14840 | City of Peru - (IL) | 955 | Peru (IL) | IL | LaSalle | GT1 | Petroleum Liquids | JF | Petroleum | 10 | 1968
14840 | City of Peru - (IL) | 955 | Peru (IL) | IL | LaSalle | HC1 | Conventional Hydroelectric | WAT | Hydro | 1.9 | 1996
14840 | City of Peru - (IL) | 955 | Peru (IL) | IL | LaSalle | HC2 | Conventional Hydroelectric | WAT | Hydro | 1.9 | 1996
14840 | City of Peru - (IL) | 955 | Peru (IL) | IL | LaSalle | HC3 | Conventional Hydroelectric | WAT | Hydro | 1.9 | 1996
14840 | City of Peru - (IL) | 955 | Peru (IL) | IL | LaSalle | HC4 | Conventional Hydroelectric | WAT | Hydro | 1.9 | 1996
18445 | City of Tallahassee - (FL) | 956 | C H Corn Hydroelectric Facility | FL | LEON | 1 | Conventional Hydroelectric | WAT | Hydro | 4.4 | 1985
18445 | City of Tallahassee - (FL) | 956 | C H Corn Hydroelectric Facility | FL | LEON | 2 | Conventional Hydroelectric | WAT | Hydro | 4.4 | 1985
18445 | City of Tallahassee - (FL) | 956 | C H Corn Hydroelectric Facility | FL | LEON | 3 | Conventional Hydroelectric | WAT | Hydro | 3.4 | 1986
15388 | City of Princeton - (IL) | 957 | Princeton (IL) | IL | Bureau | 1 | Natural Gas Internal Combustion Engine | NG | Natural Gas Peaker | 2.3 | 1953
15388 | City of Princeton - (IL) | 957 | Princeton (IL) | IL | Bureau | 2 | Natural Gas Internal Combustion Engine | NG | Natural Gas Peaker | 3 | 1958
15388 | City of Princeton - (IL) | 957 | Princeton (IL) | IL | Bureau | 3 | Natural Gas Internal Combustion Engine | NG | Natural Gas Peaker | 3.4 | 1965
15388 | City of Princeton - (IL) | 957 | Princeton (IL) | IL | Bureau | 4 | Natural Gas Internal Combustion Engine | NG | Natural Gas Peaker | 3.4 | 1965
15388 | City of Princeton - (IL) | 957 | Princeton (IL) | IL | Bureau | 5 | Natural Gas Internal Combustion Engine | NG | Natural Gas Peaker | 4.4 | 1971
15388 | City of Princeton - (IL) | 957 | Princeton (IL) | IL | Bureau | 6 | Natural Gas Internal Combustion Engine | NG | Natural Gas Peaker | 5.6 | 1971
15388 | City of Princeton - (IL) | 957 | Princeton (IL) | IL | Bureau | 7 | Natural Gas Internal Combustion Engine | NG | Natural Gas Peaker | 7 | 1976
15388 | City of Princeton - (IL) | 957 | Princeton (IL) | IL | Bureau | 8 | Natural Gas Internal Combustion Engine | NG | Natural Gas Peaker | 8.8 | 1976
15686 | Village of Rantoul - (IL) | 958 | Rantoul | IL | Champaign | 10 | Petroleum Liquids | DFO | Petroleum | 1.8 | 2000
15686 | Village of Rantoul - (IL) | 958 | Rantoul | IL | Champaign | 11 | Petroleum Liquids | DFO | Petroleum | 1.8 | 2000
15686 | Village of Rantoul - (IL) | 958 | Rantoul | IL | Champaign | 12 | Petroleum Liquids | DFO | Petroleum | 1.8 | 2000
15686 | Village of Rantoul - (IL) | 958 | Rantoul | IL | Champaign | 13 | Petroleum Liquids | DFO | Petroleum | 1.8 | 2000
15686 | Village of Rantoul - (IL) | 958 | Rantoul | IL | Champaign | 14 | Petroleum Liquids | DFO | Petroleum | 1.8 | 2000
15686 | Village of Rantoul - (IL) | 958 | Rantoul | IL | Champaign | 15 | Petroleum Liquids | DFO | Petroleum | 1.8 | 2001
15686 | Village of Rantoul - (IL) | 958 | Rantoul | IL | Champaign | 16 | Petroleum Liquids | DFO | Petroleum | 1.8 | 2001
15686 | Village of Rantoul - (IL) | 958 | Rantoul | IL | Champaign | 3 | Petroleum Liquids | DFO | Petroleum | 1.2 | 1953
15686 | Village of Rantoul - (IL) | 958 | Rantoul | IL | Champaign | 7 | Petroleum Liquids | DFO | Petroleum | 5.2 | 1967
15686 | Village of Rantoul - (IL) | 958 | Rantoul | IL | Champaign | 8 | Petroleum Liquids | DFO | Petroleum | 4 | 1964
15686 | Village of Rantoul - (IL) | 958 | Rantoul | IL | Champaign | 9 | Petroleum Liquids | DFO | Petroleum | 1.8 | 2000
15772 | City of Red Bud - (IL) | 959 | Red Bud | IL | RANDOLPH | 1 | Petroleum Liquids | DFO | Petroleum | 2.4 | 1968
15772 | City of Red Bud - (IL) | 959 | Red Bud | IL | RANDOLPH | 2 | Petroleum Liquids | DFO | Petroleum | 1.1 | 1959
15772 | City of Red Bud - (IL) | 959 | Red Bud | IL | RANDOLPH | 3 | Petroleum Liquids | DFO | Petroleum | 2.4 | 1964
15772 | City of Red Bud - (IL) | 959 | Red Bud | IL | RANDOLPH | 4 | Petroleum Liquids | DFO | Petroleum | 3.5 | 1973
15772 | City of Red Bud - (IL) | 959 | Red Bud | IL | RANDOLPH | 7 | Petroleum Liquids | DFO | Petroleum | 2.8 | 2002
15772 | City of Red Bud - (IL) | 959 | Red Bud | IL | RANDOLPH | 8 | Petroleum Liquids | DFO | Petroleum | 2.8 | 2002
16179 | Rochelle Municipal Utilities | 960 | North Ninth Street | IL | Ogle | 1 | Petroleum Liquids | DFO | Petroleum | 0.9 | 1940
16179 | Rochelle Municipal Utilities | 960 | North Ninth Street | IL | Ogle | 10 | Natural Gas Internal Combustion Engine | NG | Natural Gas Peaker | 2.5 | 1989
16179 | Rochelle Municipal Utilities | 960 | North Ninth Street | IL | Ogle | 3 | Natural Gas Internal Combustion Engine | NG | Natural Gas Peaker | 2.5 | 1956
16179 | Rochelle Municipal Utilities | 960 | North Ninth Street | IL | Ogle | 4 | Petroleum Liquids | DFO | Petroleum | 1 | 1946
16179 | Rochelle Municipal Utilities | 960 | North Ninth Street | IL | Ogle | 6 | Natural Gas Internal Combustion Engine | NG | Natural Gas Peaker | 2.5 | 1954
16179 | Rochelle Municipal Utilities | 960 | North Ninth Street | IL | Ogle | 7 | Natural Gas Internal Combustion Engine | NG | Natural Gas Peaker | 3.8 | 1967
16179 | Rochelle Municipal Utilities | 960 | North Ninth Street | IL | Ogle | 8 | Petroleum Liquids | DFO | Petroleum | 1 | 1949
16179 | Rochelle Municipal Utilities | 960 | North Ninth Street | IL | Ogle | 9 | Natural Gas Internal Combustion Engine | NG | Natural Gas Peaker | 3.5 | 1989
16179 | Rochelle Municipal Utilities | 960 | North Ninth Street | IL | Ogle | SOL1 | Solar Photovoltaic | SUN | Solar PV | 0.3 | 2014
16179 | Rochelle Municipal Utilities | 961 | South Main Street | IL | Ogle | 1 | Natural Gas Internal Combustion Engine | NG | Natural Gas Peaker | 2.5 | 1967
16179 | Rochelle Municipal Utilities | 961 | South Main Street | IL | Ogle | 13 | Petroleum Liquids | DFO | Petroleum | 1.8 | 2014
16179 | Rochelle Municipal Utilities | 961 | South Main Street | IL | Ogle | 14 | Petroleum Liquids | DFO | Petroleum | 1.8 | 2014
16179 | Rochelle Municipal Utilities | 961 | South Main Street | IL | Ogle | 15 | Petroleum Liquids | DFO | Petroleum | 1.8 | 2014
16179 | Rochelle Municipal Utilities | 961 | South Main Street | IL | Ogle | 2 | Natural Gas Internal Combustion Engine | NG | Natural Gas Peaker | 2.5 | 1967
17828 | City of Springfield - (IL) | 963 | Dallman | IL | Sangamon | 1 | Conventional Steam Coal | BIT | Hard Coal | 90.2 | 1968
17828 | City of Springfield - (IL) | 963 | Dallman | IL | Sangamon | 2 | Conventional Steam Coal | BIT | Hard Coal | 90.2 | 1972
17828 | City of Springfield - (IL) | 963 | Dallman | IL | Sangamon | 3 | Conventional Steam Coal | BIT | Hard Coal | 207.3 | 1978
17828 | City of Springfield - (IL) | 963 | Dallman | IL | Sangamon | 4 | Conventional Steam Coal | BIT | Hard Coal | 230.1 | 2009
17828 | City of Springfield - (IL) | 964 | Lakeside | IL | Sangamon | D1 | Petroleum Liquids | DFO | Petroleum | 1.8 | 2002
17828 | City of Springfield - (IL) | 964 | Lakeside | IL | Sangamon | D2 | Petroleum Liquids | DFO | Petroleum | 1.8 | 2002
17828 | City of Springfield - (IL) | 964 | Lakeside | IL | Sangamon | D3 | Petroleum Liquids | DFO | Petroleum | 1.8 | 2002
17828 | City of Springfield - (IL) | 965 | Reynolds | IL | Sangamon | 1 | Petroleum Liquids | DFO | Petroleum | 17.5 | 1970
18277 | City of Sullivan - (IL) | 969 | Sullivan (IL) | IL | Moultrie | 1 | Petroleum Liquids | DFO | Petroleum | 4.3 | 1974
18277 | City of Sullivan - (IL) | 969 | Sullivan (IL) | IL | Moultrie | 10 | Petroleum Liquids | DFO | Petroleum | 2.4 | 1971
18277 | City of Sullivan - (IL) | 969 | Sullivan (IL) | IL | Moultrie | 11 | Petroleum Liquids | DFO | Petroleum | 2 | 1996
18277 | City of Sullivan - (IL) | 969 | Sullivan (IL) | IL | Moultrie | 12 | Petroleum Liquids | DFO | Petroleum | 1.1 | 1996
18277 | City of Sullivan - (IL) | 969 | Sullivan (IL) | IL | Moultrie | 13 | Petroleum Liquids | DFO | Petroleum | 2.3 | 2012
18277 | City of Sullivan - (IL) | 969 | Sullivan (IL) | IL | Moultrie | 14 | Petroleum Liquids | DFO | Petroleum | 2.3 | 2012
18277 | City of Sullivan - (IL) | 969 | Sullivan (IL) | IL | Moultrie | 15 | Petroleum Liquids | DFO | Petroleum | 2.3 | 2012
18277 | City of Sullivan - (IL) | 969 | Sullivan (IL) | IL | Moultrie | 2 | Petroleum Liquids | DFO | Petroleum | 2 | 1961
18277 | City of Sullivan - (IL) | 969 | Sullivan (IL) | IL | Moultrie | 3 | Petroleum Liquids | DFO | Petroleum | 1.5 | 1956
18277 | City of Sullivan - (IL) | 969 | Sullivan (IL) | IL | Moultrie | 4 | Petroleum Liquids | DFO | Petroleum | 1.1 | 1951
18277 | City of Sullivan - (IL) | 969 | Sullivan (IL) | IL | Moultrie | 5 | Petroleum Liquids | DFO | Petroleum | 1.1 | 1948
18277 | City of Sullivan - (IL) | 969 | Sullivan (IL) | IL | Moultrie | 6 | Petroleum Liquids | DFO | Petroleum | 0.6 | 1946
18277 | City of Sullivan - (IL) | 969 | Sullivan (IL) | IL | Moultrie | 9 | Petroleum Liquids | DFO | Petroleum | 2.4 | 1971
20180 | City of Waterloo - (IL) | 971 | Waterloo | IL | Monroe | 1 | Petroleum Liquids | DFO | Petroleum | 3.1 | 1970
20180 | City of Waterloo - (IL) | 971 | Waterloo | IL | Monroe | 10 | Petroleum Liquids | DFO | Petroleum | 1.8 | 1996
20180 | City of Waterloo - (IL) | 971 | Waterloo | IL | Monroe | 11 | Petroleum Liquids | DFO | Petroleum | 1.8 | 1996
20180 | City of Waterloo - (IL) | 971 | Waterloo | IL | Monroe | 12 | Natural Gas Fired Combustion Turbine | NG | Natural Gas Peaker | 6.6 | 2002
20180 | City of Waterloo - (IL) | 971 | Waterloo | IL | Monroe | 13 | Natural Gas Fired Combustion Turbine | NG | Natural Gas Peaker | 7 | 2012
20180 | City of Waterloo - (IL) | 971 | Waterloo | IL | Monroe | 2 | Petroleum Liquids | DFO | Petroleum | 0.2 | 1954
20180 | City of Waterloo - (IL) | 971 | Waterloo | IL | Monroe | 3 | Petroleum Liquids | DFO | Petroleum | 0.2 | 1946
20180 | City of Waterloo - (IL) | 971 | Waterloo | IL | Monroe | 4 | Petroleum Liquids | DFO | Petroleum | 2 | 1963
20180 | City of Waterloo - (IL) | 971 | Waterloo | IL | Monroe | 5 | Petroleum Liquids | DFO | Petroleum | 0.5 | 1950
20180 | City of Waterloo - (IL) | 971 | Waterloo | IL | Monroe | 6 | Petroleum Liquids | DFO | Petroleum | 0.5 | 1950
20180 | City of Waterloo - (IL) | 971 | Waterloo | IL | Monroe | 7 | Petroleum Liquids | DFO | Petroleum | 1.7 | 1959
20180 | City of Waterloo - (IL) | 971 | Waterloo | IL | Monroe | 8 | Petroleum Liquids | DFO | Petroleum | 3 | 1973
20180 | City of Waterloo - (IL) | 971 | Waterloo | IL | Monroe | 9 | Petroleum Liquids | DFO | Petroleum | 1.8 | 1996
20824 | Village of Winnetka - (IL) | 972 | Winnetka | IL | Cook | 4 | Natural Gas Steam Turbine | NG | Natural Gas Peaker | 9.4 | 1953
20824 | Village of Winnetka - (IL) | 972 | Winnetka | IL | Cook | 6 | Natural Gas Steam Turbine | NG | Natural Gas Peaker | 6.3 | 1948
20824 | Village of Winnetka - (IL) | 972 | Winnetka | IL | Cook | 7 | Natural Gas Steam Turbine | NG | Natural Gas Peaker | 12.5 | 1960
20824 | Village of Winnetka - (IL) | 972 | Winnetka | IL | Cook | 8 | Petroleum Liquids | DFO | Petroleum | 2.6 | 1979
20824 | Village of Winnetka - (IL) | 972 | Winnetka | IL | Cook | 9 | Petroleum Liquids | DFO | Petroleum | 2.6 | 1979
17632 | Southern Illinois Power Coop | 976 | Marion | IL | Williamson | 1 | Conventional Steam Coal | BIT | Hard Coal | 33 | 1963
17632 | Southern Illinois Power Coop | 976 | Marion | IL | Williamson | 2 | Conventional Steam Coal | BIT | Hard Coal | 33 | 1963
17632 | Southern Illinois Power Coop | 976 | Marion | IL | Williamson | 3 | Conventional Steam Coal | BIT | Hard Coal | 33 | 1963
17632 | Southern Illinois Power Coop | 976 | Marion | IL | Williamson | 4 | Conventional Steam Coal | BIT | Hard Coal | 173 | 1978
17632 | Southern Illinois Power Coop | 976 | Marion | IL | Williamson | 5 | Natural Gas Fired Combustion Turbine | NG | Natural Gas Peaker | 75 | 2003
17632 | Southern Illinois Power Coop | 976 | Marion | IL | Williamson | 6 | Natural Gas Fired Combustion Turbine | NG | Natural Gas Peaker | 75 | 2003
9269 | Indiana-Kentucky Electric Corp | 983 | Clifty Creek | IN | Jefferson | 1 | Conventional Steam Coal | BIT | Hard Coal | 217.3 | 1955
9269 | Indiana-Kentucky Electric Corp | 983 | Clifty Creek | IN | Jefferson | 2 | Conventional Steam Coal | BIT | Hard Coal | 217.3 | 1955
9269 | Indiana-Kentucky Electric Corp | 983 | Clifty Creek | IN | Jefferson | 3 | Conventional Steam Coal | BIT | Hard Coal | 217.3 | 1955
9269 | Indiana-Kentucky Electric Corp | 983 | Clifty Creek | IN | Jefferson | 4 | Conventional Steam Coal | BIT | Hard Coal | 217.3 | 1955
9269 | Indiana-Kentucky Electric Corp | 983 | Clifty Creek | IN | Jefferson | 5 | Conventional Steam Coal | BIT | Hard Coal | 217.3 | 1955
9269 | Indiana-Kentucky Electric Corp | 983 | Clifty Creek | IN | Jefferson | 6 | Conventional Steam Coal | BIT | Hard Coal | 217.3 | 1956
9324 | Indiana Michigan Power Co | 986 | Elkhart | IN | Elkhart | 1 | Conventional Hydroelectric | WAT | Hydro | 1.4 | 1913
9324 | Indiana Michigan Power Co | 986 | Elkhart | IN | Elkhart | 2 | Conventional Hydroelectric | WAT | Hydro | 1 | 1921
9324 | Indiana Michigan Power Co | 986 | Elkhart | IN | Elkhart | 3 | Conventional Hydroelectric | WAT | Hydro | 1 | 1921
14354 | PacifiCorp | 987 | Last Chance | ID | Caribou | 1 | Conventional Hydroelectric | WAT | Hydro | 0.2 | 1984
14354 | PacifiCorp | 987 | Last Chance | ID | Caribou | 2 | Conventional Hydroelectric | WAT | Hydro | 0.5 | 1984
14354 | PacifiCorp | 987 | Last Chance | ID | Caribou | 3 | Conventional Hydroelectric | WAT | Hydro | 1 | 1984
9324 | Indiana Michigan Power Co | 989 | Twin Branch | IN | St Joseph | H1E | Conventional Hydroelectric | WAT | Hydro | 0.6 | 1989
9324 | Indiana Michigan Power Co | 989 | Twin Branch | IN | St Joseph | H1W | Conventional Hydroelectric | WAT | Hydro | 0.6 | 1989
9324 | Indiana Michigan Power Co | 989 | Twin Branch | IN | St Joseph | H2W | Conventional Hydroelectric | WAT | Hydro | 0.6 | 1989
9324 | Indiana Michigan Power Co | 989 | Twin Branch | IN | St Joseph | H3W | Conventional Hydroelectric | WAT | Hydro | 0.6 | 1989
9324 | Indiana Michigan Power Co | 989 | Twin Branch | IN | St Joseph | H4W | Conventional Hydroelectric | WAT | Hydro | 0.6 | 1989
9324 | Indiana Michigan Power Co | 989 | Twin Branch | IN | St Joseph | H5W | Conventional Hydroelectric | WAT | Hydro | 0.6 | 1989
9324 | Indiana Michigan Power Co | 989 | Twin Branch | IN | St Joseph | H6E | Conventional Hydroelectric | WAT | Hydro | 0.6 | 1989
9324 | Indiana Michigan Power Co | 989 | Twin Branch | IN | St Joseph | H6W | Conventional Hydroelectric | WAT | Hydro | 0.6 | 1989
9273 | Indianapolis Power & Light Co | 990 | Harding Street | IN | Marion | 5 | Conventional Steam Coal | BIT | Hard Coal | 100 | 1958
9273 | Indianapolis Power & Light Co | 990 | Harding Street | IN | Marion | 6 | Conventional Steam Coal | BIT | Hard Coal | 100 | 1961
9273 | Indianapolis Power & Light Co | 990 | Harding Street | IN | Marion | 7 | Conventional Steam Coal | BIT | Hard Coal | 463 | 1973
9273 | Indianapolis Power & Light Co | 990 | Harding Street | IN | Marion | GT1 | Petroleum Liquids | DFO | Petroleum | 26 | 1973
9273 | Indianapolis Power & Light Co | 990 | Harding Street | IN | Marion | GT2 | Petroleum Liquids | DFO | Petroleum | 26 | 1973
9273 | Indianapolis Power & Light Co | 990 | Harding Street | IN | Marion | GT4 | Natural Gas Fired Combustion Turbine | NG | Natural Gas Peaker | 83 | 1994
9273 | Indianapolis Power & Light Co | 990 | Harding Street | IN | Marion | GT5 | Natural Gas Fired Combustion Turbine | NG | Natural Gas Peaker | 83 | 1995
9273 | Indianapolis Power & Light Co | 990 | Harding Street | IN | Marion | GT6 | Natural Gas Fired Combustion Turbine | NG | Natural Gas Peaker | 161 | 2002
9273 | Indianapolis Power & Light Co | 990 | Harding Street | IN | Marion | IC1 | Petroleum Liquids | DFO | Petroleum | 2.7 | 1967
9273 | Indianapolis Power & Light Co | 991 | Eagle Valley (IN) | IN | Morgan | 3 | Conventional Steam Coal | BIT | Hard Coal | 50 | 1951
9273 | Indianapolis Power & Light Co | 991 | Eagle Valley (IN) | IN | Morgan | 4 | Conventional Steam Coal | BIT | Hard Coal | 69 | 1953
9273 | Indianapolis Power & Light Co | 991 | Eagle Valley (IN) | IN | Morgan | 5 | Conventional Steam Coal | BIT | Hard Coal | 69 | 1953
9273 | Indianapolis Power & Light Co | 991 | Eagle Valley (IN) | IN | Morgan | 6 | Conventional Steam Coal | BIT | Hard Coal | 113.6 | 1956
9273 | Indianapolis Power & Light Co | 991 | Eagle Valley (IN) | IN | Morgan | IC1 | Petroleum Liquids | DFO | Petroleum | 2.7 | 1967
3599 | Citizens Thermal Energy | 992 | CC Perry K | IN | Marion | 4 | Natural Gas Steam Turbine | NG | Natural Gas Peaker | 15 | 1925
3599 | Citizens Thermal Energy | 992 | CC Perry K | IN | Marion | 6 | Natural Gas Steam Turbine | NG | Natural Gas Peaker | 5 | 1938
3599 | Citizens Thermal Energy | 992 | CC Perry K | IN | Marion | 7 | Natural Gas Steam Turbine | NG | Natural Gas Peaker | 1.7 | 2009
3599 | Citizens Thermal Energy | 992 | CC Perry K | IN | Marion | 8 | Natural Gas Steam Turbine | NG | Natural Gas Peaker | 1.7 | 2009
9273 | Indianapolis Power & Light Co | 994 | AES Petersburg | IN | Pike | 4 | Conventional Steam Coal | BIT | Hard Coal | 670.9 | 1986
9273 | Indianapolis Power & Light Co | 994 | AES Petersburg | IN | Pike | IC1 | Petroleum Liquids | DFO | Petroleum | 2.7 | 1967
9273 | Indianapolis Power & Light Co | 994 | AES Petersburg | IN | Pike | IC2 | Petroleum Liquids | DFO | Petroleum | 2.7 | 1967
9273 | Indianapolis Power & Light Co | 994 | AES Petersburg | IN | Pike | IC3 | Petroleum Liquids | DFO | Petroleum | 2.7 | 1967
9273 | Indianapolis Power & Light Co | 994 | AES Petersburg | IN | Pike | ST1 | Conventional Steam Coal | BIT | Hard Coal | 281.6 | 1967
9273 | Indianapolis Power & Light Co | 994 | AES Petersburg | IN | Pike | ST2 | Conventional Steam Coal | BIT | Hard Coal | 523.3 | 1969
9273 | Indianapolis Power & Light Co | 994 | AES Petersburg | IN | Pike | ST3 | Conventional Steam Coal | BIT | Hard Coal | 670.9 | 1977
13756 | Northern Indiana Pub Serv Co | 995 | Bailly | IN | Porter | 10 | Natural Gas Fired Combustion Turbine | NG | Natural Gas Peaker | 37.5 | 1968
13756 | Northern Indiana Pub Serv Co | 995 | Bailly | IN | Porter | 7 | Conventional Steam Coal | BIT | Hard Coal | 190.4 | 1962
13756 | Northern Indiana Pub Serv Co | 995 | Bailly | IN | Porter | 8 | Conventional Steam Coal | BIT | Hard Coal | 413.1 | 1968
13756 | Northern Indiana Pub Serv Co | 997 | Michigan City | IN | LaPorte | 12 | Conventional Steam Coal | SUB | Hard Coal | 540 | 1974
13756 | Northern Indiana Pub Serv Co | 998 | Norway (IN) | IN | White | 1 | Conventional Hydroelectric | WAT | Hydro | 2 | 1923
13756 | Northern Indiana Pub Serv Co | 998 | Norway (IN) | IN | White | 2 | Conventional Hydroelectric | WAT | Hydro | 2 | 1923
13756 | Northern Indiana Pub Serv Co | 998 | Norway (IN) | IN | White | 3 | Conventional Hydroelectric | WAT | Hydro | 2 | 1923
13756 | Northern Indiana Pub Serv Co | 998 | Norway (IN) | IN | White | 4 | Conventional Hydroelectric | WAT | Hydro | 1.3 | 1923
13756 | Northern Indiana Pub Serv Co | 999 | Oakdale | IN | Carroll | 1 | Conventional Hydroelectric | WAT | Hydro | 4.3 | 1925
13756 | Northern Indiana Pub Serv Co | 999 | Oakdale | IN | Carroll | 2 | Conventional Hydroelectric | WAT | Hydro | 3.2 | 1925
13756 | Northern Indiana Pub Serv Co | 999 | Oakdale | IN | Carroll | 3 | Conventional Hydroelectric | WAT | Hydro | 4.3 | 1925
15470 | Duke Energy Indiana, LLC | 1001 | Cayuga | IN | Vermillion | 1 | Conventional Steam Coal | BIT | Hard Coal | 531 | 1970
15470 | Duke Energy Indiana, LLC | 1001 | Cayuga | IN | Vermillion | 2 | Conventional Steam Coal | BIT | Hard Coal | 531 | 1972
15470 | Duke Energy Indiana, LLC | 1001 | Cayuga | IN | Vermillion | 31 | Petroleum Liquids | DFO | Petroleum | 2.6 | 1972
15470 | Duke Energy Indiana, LLC | 1001 | Cayuga | IN | Vermillion | 32 | Petroleum Liquids | DFO | Petroleum | 2.6 | 1972
15470 | Duke Energy Indiana, LLC | 1001 | Cayuga | IN | Vermillion | 33 | Petroleum Liquids | DFO | Petroleum | 2.6 | 1972
15470 | Duke Energy Indiana, LLC | 1001 | Cayuga | IN | Vermillion | 34 | Petroleum Liquids | DFO | Petroleum | 2.6 | 1972
15470 | Duke Energy Indiana, LLC | 1001 | Cayuga | IN | Vermillion | 4 | Natural Gas Fired Combustion Turbine | NG | Natural Gas Peaker | 112.5 | 1993
15470 | Duke Energy Indiana, LLC | 1002 | Connersville | IN | Fayette | 1 | Petroleum Liquids | DFO | Petroleum | 41.8 | 1972
15470 | Duke Energy Indiana, LLC | 1002 | Connersville | IN | Fayette | 2 | Petroleum Liquids | DFO | Petroleum | 41.8 | 1972
15470 | Duke Energy Indiana, LLC | 1004 | Edwardsport | IN | Knox | CT1 | Coal Integrated Gasification Combined Cycle | SGC | Hard Coal | 236.5 | 2013
15470 | Duke Energy Indiana, LLC | 1004 | Edwardsport | IN | Knox | CT2 | Coal Integrated Gasification Combined Cycle | SGC | Hard Coal | 236.5 | 2013
15470 | Duke Energy Indiana, LLC | 1004 | Edwardsport | IN | Knox | ST | Coal Integrated Gasification Combined Cycle | SGC | Hard Coal | 331.5 | 2013
15470 | Duke Energy Indiana, LLC | 1005 | Markland | IN | Switzerland | 1 | Conventional Hydroelectric | WAT | Hydro | 21.6 | 1967
15470 | Duke Energy Indiana, LLC | 1005 | Markland | IN | Switzerland | 2 | Conventional Hydroelectric | WAT | Hydro | 21.6 | 1967
15470 | Duke Energy Indiana, LLC | 1005 | Markland | IN | Switzerland | 3 | Conventional Hydroelectric | WAT | Hydro | 21.6 | 1967
15470 | Duke Energy Indiana, LLC | 1006 | Miami Wabash | IN | Wabash | 1 | Petroleum Liquids | DFO | Petroleum | 18 | 1968
15470 | Duke Energy Indiana, LLC | 1006 | Miami Wabash | IN | Wabash | 2 | Petroleum Liquids | DFO | Petroleum | 18 | 1968
15470 | Duke Energy Indiana, LLC | 1006 | Miami Wabash | IN | Wabash | 3 | Petroleum Liquids | DFO | Petroleum | 18 | 1968
15470 | Duke Energy Indiana, LLC | 1006 | Miami Wabash | IN | Wabash | 5 | Petroleum Liquids | DFO | Petroleum | 16.3 | 1969
15470 | Duke Energy Indiana, LLC | 1006 | Miami Wabash | IN | Wabash | 6 | Petroleum Liquids | DFO | Petroleum | 16.3 | 1969
15470 | Duke Energy Indiana, LLC | 1007 | Noblesville | IN | Hamilton | 1 | Natural Gas Fired Combined Cycle | NG | Natural Gas Nonpeaker | 50 | 1950
15470 | Duke Energy Indiana, LLC | 1007 | Noblesville | IN | Hamilton | 2 | Natural Gas Fired Combined Cycle | NG | Natural Gas Nonpeaker | 50 | 1950
15470 | Duke Energy Indiana, LLC | 1007 | Noblesville | IN | Hamilton | 3 | Natural Gas Fired Combined Cycle | NG | Natural Gas Nonpeaker | 61 | 2003
15470 | Duke Energy Indiana, LLC | 1007 | Noblesville | IN | Hamilton | 4 | Natural Gas Fired Combined Cycle | NG | Natural Gas Nonpeaker | 61 | 2003
15470 | Duke Energy Indiana, LLC | 1007 | Noblesville | IN | Hamilton | 5 | Natural Gas Fired Combined Cycle | NG | Natural Gas Nonpeaker | 61 | 2003
15470 | Duke Energy Indiana, LLC | 1008 | R Gallagher | IN | Floyd | 2 | Conventional Steam Coal | BIT | Hard Coal | 150 | 1958
15470 | Duke Energy Indiana, LLC | 1008 | R Gallagher | IN | Floyd | 4 | Conventional Steam Coal | BIT | Hard Coal | 150 | 1961
15470 | Duke Energy Indiana, LLC | 1010 | Wabash River | IN | Vigo | 2 | Conventional Steam Coal | BIT | Hard Coal | 112.5 | 1953
15470 | Duke Energy Indiana, LLC | 1010 | Wabash River | IN | Vigo | 3 | Conventional Steam Coal | BIT | Hard Coal | 112.5 | 1954
15470 | Duke Energy Indiana, LLC | 1010 | Wabash River | IN | Vigo | 4 | Conventional Steam Coal | BIT | Hard Coal | 123.2 | 1955
15470 | Duke Energy Indiana, LLC | 1010 | Wabash River | IN | Vigo | 5 | Conventional Steam Coal | BIT | Hard Coal | 125 | 1956
15470 | Duke Energy Indiana, LLC | 1010 | Wabash River | IN | Vigo | 6 | Conventional Steam Coal | BIT | Hard Coal | 387 | 1968
15470 | Duke Energy Indiana, LLC | 1010 | Wabash River | IN | Vigo | 71 | Petroleum Liquids | DFO | Petroleum | 2.7 | 1967
15470 | Duke Energy Indiana, LLC | 1010 | Wabash River | IN | Vigo | 72 | Petroleum Liquids | DFO | Petroleum | 2.7 | 1967
15470 | Duke Energy Indiana, LLC | 1010 | Wabash River | IN | Vigo | 73 | Petroleum Liquids | DFO | Petroleum | 2.7 | 1967
17633 | Southern Indiana Gas & Elec Co | 1011 | Broadway (IN) | IN | Vanderburgh | 1 | Natural Gas Fired Combustion Turbine | NG | Natural Gas Peaker | 53.1 | 1971
17633 | Southern Indiana Gas & Elec Co | 1011 | Broadway (IN) | IN | Vanderburgh | 2 | Natural Gas Fired Combustion Turbine | NG | Natural Gas Peaker | 88.8 | 1981
17633 | Southern Indiana Gas & Elec Co | 1012 | F B Culley | IN | Warrick | 2 | Conventional Steam Coal | BIT | Hard Coal | 103.7 | 1966
17633 | Southern Indiana Gas & Elec Co | 1012 | F B Culley | IN | Warrick | 3 | Conventional Steam Coal | BIT | Hard Coal | 265.2 | 1973
17633 | Southern Indiana Gas & Elec Co | 1013 | Northeast (IN) | IN | Vanderburgh | 1 | Natural Gas Fired Combustion Turbine | NG | Natural Gas Peaker | 10.7 | 1963
17633 | Southern Indiana Gas & Elec Co | 1013 | Northeast (IN) | IN | Vanderburgh | 2 | Natural Gas Fired Combustion Turbine | NG | Natural Gas Peaker | 11.5 | 1964
6235 | Public Works Comm-City of Fayetteville | 1016 | Butler-Warner Generation Plant | NC | Cumberland | 1 | Natural Gas Fired Combined Cycle | NG | Natural Gas Nonpeaker | 28.8 | 1976
6235 | Public Works Comm-City of Fayetteville | 1016 | Butler-Warner Generation Plant | NC | Cumberland | 2 | Natural Gas Fired Combined Cycle | NG | Natural Gas Nonpeaker | 28.8 | 1976
6235 | Public Works Comm-City of Fayetteville | 1016 | Butler-Warner Generation Plant | NC | Cumberland | 3 | Natural Gas Fired Combined Cycle | NG | Natural Gas Nonpeaker | 28.8 | 1976
6235 | Public Works Comm-City of Fayetteville | 1016 | Butler-Warner Generation Plant | NC | Cumberland | 4 | Natural Gas Fired Combustion Turbine | NG | Natural Gas Peaker | 28.8 | 1976
6235 | Public Works Comm-City of Fayetteville | 1016 | Butler-Warner Generation Plant | NC | Cumberland | 5 | Natural Gas Fired Combustion Turbine | NG | Natural Gas Peaker | 28.8 | 1977
6235 | Public Works Comm-City of Fayetteville | 1016 | Butler-Warner Generation Plant | NC | Cumberland | 6 | Natural Gas Fired Combined Cycle | NG | Natural Gas Nonpeaker | 28.8 | 1978
6235 | Public Works Comm-City of Fayetteville | 1016 | Butler-Warner Generation Plant | NC | Cumberland | 7 | Natural Gas Fired Combined Cycle | NG | Natural Gas Nonpeaker | 28.8 | 1979
6235 | Public Works Comm-City of Fayetteville | 1016 | Butler-Warner Generation Plant | NC | Cumberland | 8 | Natural Gas Fired Combined Cycle | NG | Natural Gas Nonpeaker | 28.8 | 1980
6235 | Public Works Comm-City of Fayetteville | 1016 | Butler-Warner Generation Plant | NC | Cumberland | 9 | Natural Gas Fired Combined Cycle | NG | Natural Gas Nonpeaker | 73 | 1988
11588 | City of Manti - (UT) | 1020 | Manti Lower | UT | Sanpete | 2 | Conventional Hydroelectric | WAT | Hydro | 0.6 | 1989
11588 | City of Manti - (UT) | 1020 | Manti Lower | UT | Sanpete | HC1 | Conventional Hydroelectric | WAT | Hydro | 0.6 | 1989
59774 | Crawfordsville Energy LLC | 1024 | Crawfordsville Power Plant | IN | Montgomery | 4 | Conventional Steam Coal | BIT | Hard Coal | 11.5 | 1955
59774 | Crawfordsville Energy LLC | 1024 | Crawfordsville Power Plant | IN | Montgomery | 5 | Conventional Steam Coal | BIT | Hard Coal | 12.6 | 1965
59774 | Crawfordsville Energy LLC | 1024 | Crawfordsville Power Plant | IN | Montgomery | D1 | Petroleum Liquids | DFO | Petroleum | 0.8 | 1994
11142 | City of Logansport - (IN) | 1032 | Logansport | IN | Cass | 4 | Conventional Steam Coal | BIT | Hard Coal | 18 | 1958
11142 | City of Logansport - (IN) | 1032 | Logansport | IN | Cass | 5 | Conventional Steam Coal | BIT | Hard Coal | 25 | 1964
11142 | City of Logansport - (IN) | 1032 | Logansport | IN | Cass | 6 | Natural Gas Fired Combustion Turbine | NG | Natural Gas Peaker | 18 | 1969
14839 | City of Peru - (IN) | 1037 | Peru (IN) | IN | Miami | D1 | Petroleum Liquids | DFO | Petroleum | 1.8 | 2002
15860 | City of Rensselaer - (IN) | 1038 | Rensselaer City Light Plant | IN | JASPER | 10 | Petroleum Liquids | DFO | Petroleum | 2 | 1971
15860 | City of Rensselaer - (IN) | 1038 | Rensselaer City Light Plant | IN | JASPER | 11 | Petroleum Liquids | DFO | Petroleum | 2 | 1971
15860 | City of Rensselaer - (IN) | 1038 | Rensselaer City Light Plant | IN | JASPER | 14 | Natural Gas Internal Combustion Engine | NG | Natural Gas Peaker | 5 | 1994
15860 | City of Rensselaer - (IN) | 1038 | Rensselaer City Light Plant | IN | JASPER | 15 | Natural Gas Internal Combustion Engine | NG | Natural Gas Peaker | 8.4 | 2006
15860 | City of Rensselaer - (IN) | 1038 | Rensselaer City Light Plant | IN | JASPER | 5 | Petroleum Liquids | DFO | Petroleum | 1.9 | 1950
15860 | City of Rensselaer - (IN) | 1038 | Rensselaer City Light Plant | IN | JASPER | 6 | Petroleum Liquids | DFO | Petroleum | 2.5 | 1957
15989 | City of Richmond - (IN) | 1040 | Whitewater Valley | IN | WAYNE | 1 | Conventional Steam Coal | BIT | Hard Coal | 33 | 1955
15989 | City of Richmond - (IN) | 1040 | Whitewater Valley | IN | WAYNE | 2 | Conventional Steam Coal | BIT | Hard Coal | 60.9 | 1973
9417 | Interstate Power and Light Co | 1046 | Dubuque | IA | Dubuque | 3 | Natural Gas Steam Turbine | NG | Natural Gas Peaker | 28.7 | 1952
9417 | Interstate Power and Light Co | 1046 | Dubuque | IA | Dubuque | 4 | Natural Gas Steam Turbine | NG | Natural Gas Peaker | 37.5 | 1959
9417 | Interstate Power and Light Co | 1046 | Dubuque | IA | Dubuque | IC1 | Petroleum Liquids | DFO | Petroleum | 2 | 1966
9417 | Interstate Power and Light Co | 1046 | Dubuque | IA | Dubuque | IC2 | Petroleum Liquids | DFO | Petroleum | 2 | 1966
9417 | Interstate Power and Light Co | 1047 | Lansing | IA | Allamakee | 4 | Conventional Steam Coal | SUB | Hard Coal | 274.5 | 1977
9417 | Interstate Power and Light Co | 1048 | Milton L Kapp | IA | Clinton | 2 | Conventional Steam Coal | SUB | Hard Coal | 218.5 | 1967
55269 | NextEra Energy Duane Arnold LLC | 1060 | Duane Arnold Energy Center | IA | Linn | 1 | Nuclear | NUC | Nuclear | 679.5 | 1975
58149 | Renewable World Energies LLC | 1067 | Iowa Hydro LLC | IA | Jackson | 1 | Conventional Hydroelectric | WAT | Hydro | 0.6 | 1924
58149 | Renewable World Energies LLC | 1067 | Iowa Hydro LLC | IA | Jackson | 2 | Conventional Hydroelectric | WAT | Hydro | 0.6 | 1924
9417 | Interstate Power and Light Co | 1068 | Marshalltown | IA | Marshall | 1 | Petroleum Liquids | DFO | Petroleum | 63 | 1978
9417 | Interstate Power and Light Co | 1068 | Marshalltown | IA | Marshall | 2 | Petroleum Liquids | DFO | Petroleum | 63 | 1978
9417 | Interstate Power and Light Co | 1068 | Marshalltown | IA | Marshall | 3 | Petroleum Liquids | DFO | Petroleum | 63 | 1978
9417 | Interstate Power and Light Co | 1073 | Prairie Creek | IA | Linn | 1 | Conventional Steam Coal | SUB | Hard Coal | 14.6 | 1997
9417 | Interstate Power and Light Co | 1073 | Prairie Creek | IA | Linn | 3 | Conventional Steam Coal | SUB | Hard Coal | 50 | 1958
9417 | Interstate Power and Light Co | 1073 | Prairie Creek | IA | Linn | 4 | Conventional Steam Coal | SUB | Hard Coal | 148.8 | 1967
9417 | Interstate Power and Light Co | 1077 | Sutherland | IA | Marshall | 1 | Natural Gas Steam Turbine | NG | Natural Gas Peaker | 37.5 | 1955
9417 | Interstate Power and Light Co | 1077 | Sutherland | IA | Marshall | 3 | Natural Gas Steam Turbine | NG | Natural Gas Peaker | 81.6 | 1961
12341 | MidAmerican Energy Co | 1079 | Coralville GT | IA | Johnson | 1 | Natural Gas Fired Combustion Turbine | NG | Natural Gas Peaker | 18 | 1970
12341 | MidAmerican Energy Co | 1079 | Coralville GT | IA | Johnson | 2 | Natural Gas Fired Combustion Turbine | NG | Natural Gas Peaker | 18 | 1970
12341 | MidAmerican Energy Co | 1079 | Coralville GT | IA | Johnson | 3 | Natural Gas Fired Combustion Turbine | NG | Natural Gas Peaker | 18 | 1970
12341 | MidAmerican Energy Co | 1079 | Coralville GT | IA | Johnson | 4 | Natural Gas Fired Combustion Turbine | NG | Natural Gas Peaker | 18 | 1970
12341 | MidAmerican Energy Co | 1081 | Riverside | IA | Scott | 5 | Natural Gas Steam Turbine | NG | Natural Gas Peaker | 136 | 1961
12341 | MidAmerican Energy Co | 1082 | Walter Scott Jr Energy Center | IA | Pottawattamie | 3 | Conventional Steam Coal | SUB | Hard Coal | 725.8 | 1978
12341 | MidAmerican Energy Co | 1082 | Walter Scott Jr Energy Center | IA | Pottawattamie | 4 | Conventional Steam Coal | SUB | Hard Coal | 922.5 | 2007
12341 | MidAmerican Energy Co | 1084 | River Hills | IA | Polk | 1 | Natural Gas Fired Combustion Turbine | NG | Natural Gas Peaker | 16 | 1966
12341 | MidAmerican Energy Co | 1084 | River Hills | IA | Polk | 2 | Natural Gas Fired Combustion Turbine | NG | Natural Gas Peaker | 16 | 1966
12341 | MidAmerican Energy Co | 1084 | River Hills | IA | Polk | 3 | Natural Gas Fired Combustion Turbine | NG | Natural Gas Peaker | 16 | 1966
12341 | MidAmerican Energy Co | 1084 | River Hills | IA | Polk | 4 | Natural Gas Fired Combustion Turbine | NG | Natural Gas Peaker | 16 | 1966
12341 | MidAmerican Energy Co | 1084 | River Hills | IA | Polk | 5 | Natural Gas Fired Combustion Turbine | NG | Natural Gas Peaker | 16 | 1967
12341 | MidAmerican Energy Co | 1084 | River Hills | IA | Polk | 6 | Natural Gas Fired Combustion Turbine | NG | Natural Gas Peaker | 16 | 1967
12341 | MidAmerican Energy Co | 1084 | River Hills | IA | Polk | 7 | Natural Gas Fired Combustion Turbine | NG | Natural Gas Peaker | 16 | 1968
12341 | MidAmerican Energy Co | 1084 | River Hills | IA | Polk | 8 | Natural Gas Fired Combustion Turbine | NG | Natural Gas Peaker | 16 | 1968
12341 | MidAmerican Energy Co | 1091 | George Neal North | IA | Woodbury | 1 | Conventional Steam Coal | SUB | Hard Coal | 147 | 1964
12341 | MidAmerican Energy Co | 1091 | George Neal North | IA | Woodbury | 2 | Conventional Steam Coal | SUB | Hard Coal | 349.2 | 1972
12341 | MidAmerican Energy Co | 1091 | George Neal North | IA | Woodbury | 3 | Conventional Steam Coal | SUB | Hard Coal | 584.1 | 1975
12341 | MidAmerican Energy Co | 1097 | Merle Parr | IA | Floyd | 1 | Natural Gas Fired Combustion Turbine | NG | Natural Gas Peaker | 18 | 1969
12341 | MidAmerican Energy Co | 1097 | Merle Parr | IA | Floyd | 2 | Natural Gas Fired Combustion Turbine | NG | Natural Gas Peaker | 18 | 1969
9417 | Interstate Power and Light Co | 1104 | Burlington (IA) | IA | Des Moines | 1 | Conventional Steam Coal | SUB | Hard Coal | 212 | 1968
9417 | Interstate Power and Light Co | 1104 | Burlington (IA) | IA | Des Moines | GT1 | Natural Gas Fired Combustion Turbine | NG | Natural Gas Peaker | 19.7 | 1994
9417 | Interstate Power and Light Co | 1104 | Burlington (IA) | IA | Des Moines | GT2 | Natural Gas Fired Combustion Turbine | NG | Natural Gas Peaker | 19.7 | 1995
9417 | Interstate Power and Light Co | 1104 | Burlington (IA) | IA | Des Moines | GT3 | Natural Gas Fired Combustion Turbine | NG | Natural Gas Peaker | 19.7 | 1996
9417 | Interstate Power and Light Co | 1104 | Burlington (IA) | IA | Des Moines | GT4 | Natural Gas Fired Combustion Turbine | NG | Natural Gas Peaker | 19.7 | 1994
9417 | Interstate Power and Light Co | 1105 | Centerville | IA | Appanoose | 1 | Petroleum Liquids | DFO | Petroleum | 2 | 1963
9417 | Interstate Power and Light Co | 1105 | Centerville | IA | Appanoose | 2 | Petroleum Liquids | DFO | Petroleum | 2 | 1963
9417 | Interstate Power and Light Co | 1105 | Centerville | IA | Appanoose | 3 | Petroleum Liquids | DFO | Petroleum | 2 | 1963
9417 | Interstate Power and Light Co | 1105 | Centerville | IA | Appanoose | GT1 | Petroleum Liquids | DFO | Petroleum | 27 | 1990
9417 | Interstate Power and Light Co | 1105 | Centerville | IA | Appanoose | GT2 | Petroleum Liquids | DFO | Petroleum | 27 | 1990
19436 | Union Electric Co - (MO) | 1109 | Keokuk | IA | Lee | 1 | Conventional Hydroelectric | WAT | Hydro | 7.6 | 1913
19436 | Union Electric Co - (MO) | 1109 | Keokuk | IA | Lee | 10 | Conventional Hydroelectric | WAT | Hydro | 8.8 | 1913
19436 | Union Electric Co - (MO) | 1109 | Keokuk | IA | Lee | 11 | Conventional Hydroelectric | WAT | Hydro | 8.8 | 1913
19436 | Union Electric Co - (MO) | 1109 | Keokuk | IA | Lee | 12 | Conventional Hydroelectric | WAT | Hydro | 8.8 | 1913
19436 | Union Electric Co - (MO) | 1109 | Keokuk | IA | Lee | 13 | Conventional Hydroelectric | WAT | Hydro | 8.8 | 1913
19436 | Union Electric Co - (MO) | 1109 | Keokuk | IA | Lee | 14 | Conventional Hydroelectric | WAT | Hydro | 8.8 | 1913
19436 | Union Electric Co - (MO) | 1109 | Keokuk | IA | Lee | 15 | Conventional Hydroelectric | WAT | Hydro | 8.8 | 1913
19436 | Union Electric Co - (MO) | 1109 | Keokuk | IA | Lee | 2 | Conventional Hydroelectric | WAT | Hydro | 7.6 | 1913
19436 | Union Electric Co - (MO) | 1109 | Keokuk | IA | Lee | 3 | Conventional Hydroelectric | WAT | Hydro | 7.6 | 1913
19436 | Union Electric Co - (MO) | 1109 | Keokuk | IA | Lee | 4 | Conventional Hydroelectric | WAT | Hydro | 7.6 | 1913
19436 | Union Electric Co - (MO) | 1109 | Keokuk | IA | Lee | 5 | Conventional Hydroelectric | WAT | Hydro | 7.6 | 1913
19436 | Union Electric Co - (MO) | 1109 | Keokuk | IA | Lee | 6 | Conventional Hydroelectric | WAT | Hydro | 7.6 | 1913
19436 | Union Electric Co - (MO) | 1109 | Keokuk | IA | Lee | 7 | Conventional Hydroelectric | WAT | Hydro | 8.8 | 1913
19436 | Union Electric Co - (MO) | 1109 | Keokuk | IA | Lee | 8 | Conventional Hydroelectric | WAT | Hydro | 8.8 | 1913
19436 | Union Electric Co - (MO) | 1109 | Keokuk | IA | Lee | 9 | Conventional Hydroelectric | WAT | Hydro | 8.8 | 1913
309 | City of Algona - (IA) | 1120 | Algona | IA | Kossuth | 6 | Petroleum Liquids | DFO | Petroleum | 3.2 | 1965
309 | City of Algona - (IA) | 1120 | Algona | IA | Kossuth | 7 | Petroleum Liquids | DFO | Petroleum | 4.1 | 1970
309 | City of Algona - (IA) | 1120 | Algona | IA | Kossuth | 8 | Petroleum Liquids | DFO | Petroleum | 4.4 | 1994
309 | City of Algona - (IA) | 1120 | Algona | IA | Kossuth | 9 | Petroleum Liquids | DFO | Petroleum | 4.4 | 1994
405 | City of Alta - (IA) | 1121 | Alta Municipal Utilities | IA | Buena Vista | 1 | Petroleum Liquids | DFO | Petroleum | 1 | 1947
554 | City of Ames - (IA) | 1122 | Ames Electric Services Power Plant | IA | Story | 7 | Conventional Steam Coal | SUB | Hard Coal | 37.5 | 1968
554 | City of Ames - (IA) | 1122 | Ames Electric Services Power Plant | IA | Story | 8 | Conventional Steam Coal | SUB | Hard Coal | 71.3 | 1982
682 | City of Anita - (IA) | 1123 | Anita | IA | Cass | 2 | Petroleum Liquids | DFO | Petroleum | 0.2 | 1939
682 | City of Anita - (IA) | 1123 | Anita | IA | Cass | 3 | Petroleum Liquids | DFO | Petroleum | 0.3 | 1951
682 | City of Anita - (IA) | 1123 | Anita | IA | Cass | 4 | Petroleum Liquids | DFO | Petroleum | 0.2 | 2000
682 | City of Anita - (IA) | 1123 | Anita | IA | Cass | 5 | Petroleum Liquids | DFO | Petroleum | 0.2 | 2000
682 | City of Anita - (IA) | 1123 | Anita | IA | Cass | 6 | Petroleum Liquids | DFO | Petroleum | 2 | 2003
965 | Atlantic Municipal Utilities | 1124 | Atlantic | IA | Cass | 1 | Petroleum Liquids | DFO | Petroleum | 5.3 | 1966
965 | Atlantic Municipal Utilities | 1124 | Atlantic | IA | Cass | 6 | Natural Gas Fired Combustion Turbine | NG | Natural Gas Peaker | 10 | 1999
1172 | Bancroft Municipal Utilities | 1125 | Bancroft | IA | Kossuth | 5 | Petroleum Liquids | DFO | Petroleum | 0.6 | 1954
1172 | Bancroft Municipal Utilities | 1125 | Bancroft | IA | Kossuth | 6 | Petroleum Liquids | DFO | Petroleum | 1.8 | 2001
1172 | Bancroft Municipal Utilities | 1125 | Bancroft | IA | Kossuth | 7 | Petroleum Liquids | DFO | Petroleum | 1.8 | 2001
1515 | City of Bellevue - (IA) | 1126 | Bellevue | IA | Jackson | 1 | Petroleum Liquids | DFO | Petroleum | 0.6 | 1947
1515 | City of Bellevue - (IA) | 1126 | Bellevue | IA | Jackson | 2 | Petroleum Liquids | DFO | Petroleum | 1.6 | 1992
1515 | City of Bellevue - (IA) | 1126 | Bellevue | IA | Jackson | 3 | Petroleum Liquids | DFO | Petroleum | 1.8 | 2001
1515 | City of Bellevue - (IA) | 1126 | Bellevue | IA | Jackson | 4 | Petroleum Liquids | DFO | Petroleum | 0.7 | 1963
1515 | City of Bellevue - (IA) | 1126 | Bellevue | IA | Jackson | 5 | Petroleum Liquids | DFO | Petroleum | 0.9 | 1953
1515 | City of Bellevue - (IA) | 1126 | Bellevue | IA | Jackson | 6 | Petroleum Liquids | DFO | Petroleum | 3 | 1971
1869 | City of Bloomfield - (IA) | 1127 | Bloomfield | IA | Davis | 1 | Natural Gas Internal Combustion Engine | NG | Natural Gas Peaker | 2.8 | 1975
1869 | City of Bloomfield - (IA) | 1127 | Bloomfield | IA | Davis | 2 | Petroleum Liquids | DFO | Petroleum | 0.3 | 1945
1869 | City of Bloomfield - (IA) | 1127 | Bloomfield | IA | Davis | 3 | Natural Gas Internal Combustion Engine | NG | Natural Gas Peaker | 2.7 | 1964
1869 | City of Bloomfield - (IA) | 1127 | Bloomfield | IA | Davis | 4 | Petroleum Liquids | DFO | Petroleum | 0.3 | 1946
1869 | City of Bloomfield - (IA) | 1127 | Bloomfield | IA | Davis | 5 | Natural Gas Internal Combustion Engine | NG | Natural Gas Peaker | 0.9 | 1951
1869 | City of Bloomfield - (IA) | 1127 | Bloomfield | IA | Davis | 6 | Natural Gas Internal Combustion Engine | NG | Natural Gas Peaker | 1.5 | 1958
2287 | City of Brooklyn - (IA) | 1128 | Brooklyn | IA | Poweshiek | 7 | Petroleum Liquids | DFO | Petroleum | 2.3 | 2012
3137 | Cascade Municipal Utilities | 1129 | Cascade | IA | Dubuque | 1 | Petroleum Liquids | DFO | Petroleum | 0.7 | 1957
3137 | Cascade Municipal Utilities | 1129 | Cascade | IA | Dubuque | 2 | Petroleum Liquids | DFO | Petroleum | 2 | 1971
3137 | Cascade Municipal Utilities | 1129 | Cascade | IA | Dubuque | 3A | Petroleum Liquids | DFO | Petroleum | 1.8 | 1998
3137 | Cascade Municipal Utilities | 1129 | Cascade | IA | Dubuque | 4 | Petroleum Liquids | DFO | Petroleum | 0.7 | 1951
3203 | Cedar Falls Utilities | 1130 | Gas Turbine (IA) | IA | Black Hawk | 1 | Natural Gas Fired Combustion Turbine | NG | Natural Gas Peaker | 19.6 | 1968
3203 | Cedar Falls Utilities | 1130 | Gas Turbine (IA) | IA | Black Hawk | 2 | Natural Gas Fired Combustion Turbine | NG | Natural Gas Peaker | 23.8 | 2000
3203 | Cedar Falls Utilities | 1131 | Streeter Station | IA | Black Hawk | 6 | Conventional Steam Coal | BIT | Hard Coal | 16.5 | 1963
3203 | Cedar Falls Utilities | 1131 | Streeter Station | IA | Black Hawk | 7 | Natural Gas Steam Turbine | NG | Natural Gas Peaker | 35 | 1973
3900 | City of Coggon - (IA) | 1132 | Coggon | IA | Linn | IC1 | Petroleum Liquids | DFO | Petroleum | 0.6 | 1957
3900 | City of Coggon - (IA) | 1132 | Coggon | IA | Linn | IC5 | Petroleum Liquids | DFO | Petroleum | 2 | 2003
4375 | City of Corning - (IA) | 1134 | Corning | IA | Adams | 5 | Petroleum Liquids | DFO | Petroleum | 2.8 | 1975
4375 | City of Corning - (IA) | 1134 | Corning | IA | Adams | 6 | Petroleum Liquids | DFO | Petroleum | 2 | 2006
4375 | City of Corning - (IA) | 1134 | Corning | IA | Adams | 7 | Petroleum Liquids | DFO | Petroleum | 2 | 2006
4919 | City of Dayton - (IA) | 1135 | Dayton (IA) | IA | WEBSTER | 5 | Petroleum Liquids | DFO | Petroleum | 1.8 | 2000
5998 | City of Estherville - (IA) | 1137 | Estherville | IA | Emmet | 2 | Petroleum Liquids | DFO | Petroleum | 1.6 | 1946
5998 | City of Estherville - (IA) | 1137 | Estherville | IA | Emmet | 3 | Natural Gas Internal Combustion Engine | NG | Natural Gas Peaker | 3 | 1960
5998 | City of Estherville - (IA) | 1137 | Estherville | IA | Emmet | 4 | Natural Gas Internal Combustion Engine | NG | Natural Gas Peaker | 4 | 1969
5998 | City of Estherville - (IA) | 1137 | Estherville | IA | Emmet | 5 | Natural Gas Internal Combustion Engine | NG | Natural Gas Peaker | 4 | 1969
5998 | City of Estherville - (IA) | 1137 | Estherville | IA | Emmet | 7 | Natural Gas Internal Combustion Engine | NG | Natural Gas Peaker | 3 | 1960
6579 | City of Forest City- (IA) | 1138 | Forest City Light Plant | IA | WINNEBAGO | 1 | Petroleum Liquids | DFO | Petroleum | 1.2 | 1958
6579 | City of Forest City- (IA) | 1138 | Forest City Light Plant | IA | WINNEBAGO | 2 | Petroleum Liquids | DFO | Petroleum | 2.7 | 1965
6579 | City of Forest City- (IA) | 1138 | Forest City Light Plant | IA | WINNEBAGO | 3 | Petroleum Liquids | DFO | Petroleum | 3.5 | 1968
6579 | City of Forest City- (IA) | 1138 | Forest City Light Plant | IA | WINNEBAGO | 4 | Petroleum Liquids | DFO | Petroleum | 6.3 | 1976
6579 | City of Forest City- (IA) | 1138 | Forest City Light Plant | IA | WINNEBAGO | 5 | Petroleum Liquids | DFO | Petroleum | 0.7 | 1950
6579 | City of Forest City- (IA) | 1138 | Forest City Light Plant | IA | WINNEBAGO | 6 | Petroleum Liquids | DFO | Petroleum | 7.6 | 2000
7424 | Gowrie Municipal Utilities | 1141 | Gowrie | IA | Webster | 3 | Petroleum Liquids | DFO | Petroleum | 2.5 | 2013
7443 | City of Graettinger - (IA) | 1142 | Graettinger | IA | PALO ALTO | 4 | Petroleum Liquids | DFO | Petroleum | 0.5 | 1957
7443 | City of Graettinger - (IA) | 1142 | Graettinger | IA | PALO ALTO | 5 | Petroleum Liquids | DFO | Petroleum | 1.1 | 1990
7443 | City of Graettinger - (IA) | 1142 | Graettinger | IA | PALO ALTO | 6 | Petroleum Liquids | DFO | Petroleum | 2 | 2002
7486 | City of Grand Junction - (IA) | 1143 | Grand Junction | IA | Greene | 2 | Petroleum Liquids | DFO | Petroleum | 1.7 | 1994
7626 | City of Greenfield - (IA) | 1144 | Greenfield | IA | Adair | 3 | Petroleum Liquids | DFO | Petroleum | 1.3 | 1952
7626 | City of Greenfield - (IA) | 1144 | Greenfield | IA | Adair | 4 | Petroleum Liquids | DFO | Petroleum | 1.8 | 1961
7626 | City of Greenfield - (IA) | 1144 | Greenfield | IA | Adair | 5 | Petroleum Liquids | DFO | Petroleum | 3 | 1973
7743 | Grundy Center Mun Light & Power | 1145 | Grundy Center City Light Plant | IA | GRUNDY | IC1 | Petroleum Liquids | DFO | Petroleum | 2.2 | 1963
7743 | Grundy Center Mun Light & Power | 1145 | Grundy Center City Light Plant | IA | GRUNDY | IC2 | Petroleum Liquids | DFO | Petroleum | 3.5 | 1972
7743 | Grundy Center Mun Light & Power | 1145 | Grundy Center City Light Plant | IA | GRUNDY | IC3 | Petroleum Liquids | DFO | Petroleum | 3 | 1990
8122 | Harlan Municipal Utilities - (IA) | 1146 | Harlan | IA | Shelby | HMU1 | Petroleum Liquids | DFO | Petroleum | 1.7 | 2001
8122 | Harlan Municipal Utilities - (IA) | 1146 | Harlan | IA | Shelby | HMU2 | Petroleum Liquids | DFO | Petroleum | 1.7 | 2001
9275 | Indianola Municipal Utilities | 1150 | Indianola | IA | Warren | 5 | Petroleum Liquids | DFO | Petroleum | 4 | 1966
9275 | Indianola Municipal Utilities | 1150 | Indianola | IA | Warren | 6 | Petroleum Liquids | DFO | Petroleum | 5.1 | 1970
9275 | Indianola Municipal Utilities | 1150 | Indianola | IA | Warren | 7 | Petroleum Liquids | DFO | Petroleum | 20.6 | 1977
9275 | Indianola Municipal Utilities | 1150 | Indianola | IA | Warren | 8 | Petroleum Liquids | DFO | Petroleum | 20.3 | 2000
10608 | City of Lake Park - (IA) | 1153 | Lake Park | IA | Dickinson | 3 | Petroleum Liquids | DFO | Petroleum | 2 | 2005
10608 | City of Lake Park - (IA) | 1153 | Lake Park | IA | Dickinson | G2 | Petroleum Liquids | DFO | Petroleum | 2 | 2005
10606 | City of Lake Mills | 1154 | Lake Mills | IA | Winnebago | 1A | Petroleum Liquids | DFO | Petroleum | 3 | 1969
10606 | City of Lake Mills | 1154 | Lake Mills | IA | Winnebago | 4 | Petroleum Liquids | DFO | Petroleum | 1.3 | 1962
10606 | City of Lake Mills | 1154 | Lake Mills | IA | Winnebago | 5 | Petroleum Liquids | DFO | Petroleum | 0.9 | 1956
10606 | City of Lake Mills | 1154 | Lake Mills | IA | Winnebago | 6 | Petroleum Liquids | DFO | Petroleum | 5.7 | 1979
10606 | City of Lake Mills | 1154 | Lake Mills | IA | Winnebago | 7 | Petroleum Liquids | DFO | Petroleum | 7.6 | 1999
10650 | City of Lamoni - (IA) | 1155 | Lamoni Municipal Utilities | IA | Decatur | 1 | Petroleum Liquids | DFO | Petroleum | 2.8 | 1973
10650 | City of Lamoni - (IA) | 1155 | Lamoni Municipal Utilities | IA | Decatur | 2 | Petroleum Liquids | DFO | Petroleum | 0.2 | 1940
10650 | City of Lamoni - (IA) | 1155 | Lamoni Municipal Utilities | IA | Decatur | 3 | Petroleum Liquids | DFO | Petroleum | 0.3 | 1941
10650 | City of Lamoni - (IA) | 1155 | Lamoni Municipal Utilities | IA | Decatur | 4 | Petroleum Liquids | DFO | Petroleum | 0.6 | 1948
10650 | City of Lamoni - (IA) | 1155 | Lamoni Municipal Utilities | IA | Decatur | 5 | Petroleum Liquids | DFO | Petroleum | 1.1 | 1955
10650 | City of Lamoni - (IA) | 1155 | Lamoni Municipal Utilities | IA | Decatur | 6 | Petroleum Liquids | DFO | Petroleum | 0.5 | 1993
10650 | City of Lamoni - (IA) | 1155 | Lamoni Municipal Utilities | IA | Decatur | 7 | Petroleum Liquids | DFO | Petroleum | 2.5 | 2011
10650 | City of Lamoni - (IA) | 1155 | Lamoni Municipal Utilities | IA | Decatur | 8 | Petroleum Liquids | DFO | Petroleum | 2.5 | 2011
10542 | La Porte City Utilities | 1156 | La Porte | IA | Black Hawk | 3A | Petroleum Liquids | DFO | Petroleum | 1.8 | 2000
10542 | La Porte City Utilities | 1156 | La Porte | IA | Black Hawk | 4A | Petroleum Liquids | DFO | Petroleum | 1.8 | 2000
10542 | La Porte City Utilities | 1156 | La Porte | IA | Black Hawk | 6 | Petroleum Liquids | DFO | Petroleum | 1.8 | 2013
10769 | City of Laurens - (IA) | 1157 | Laurens | IA | Pocahontas | 3 | Petroleum Liquids | DFO | Petroleum | 0.8 | 1952
10769 | City of Laurens - (IA) | 1157 | Laurens | IA | Pocahontas | 4 | Petroleum Liquids | DFO | Petroleum | 0.8 | 1951
10769 | City of Laurens - (IA) | 1157 | Laurens | IA | Pocahontas | 5 | Petroleum Liquids | DFO | Petroleum | 2.5 | 2013
10769 | City of Laurens - (IA) | 1157 | Laurens | IA | Pocahontas | 6 | Petroleum Liquids | DFO | Petroleum | 2.5 | 2013
10769 | City of Laurens - (IA) | 1157 | Laurens | IA | Pocahontas | 7 | Petroleum Liquids | DFO | Petroleum | 2.5 | 2013
10908 | City of Lenox - (IA) | 1158 | Lenox | IA | Taylor | 1 | Petroleum Liquids | DFO | Petroleum | 0.3 | 1948
10908 | City of Lenox - (IA) | 1158 | Lenox | IA | Taylor | 2 | Petroleum Liquids | DFO | Petroleum | 1.1 | 1965
10908 | City of Lenox - (IA) | 1158 | Lenox | IA | Taylor | 3 | Petroleum Liquids | DFO | Petroleum | 0.9 | 1966
10908 | City of Lenox - (IA) | 1158 | Lenox | IA | Taylor | 4 | Petroleum Liquids | DFO | Petroleum | 1.8 | 2001
11581 | City of Manning | 1160 | Manning | IA | Carroll | 1 | Petroleum Liquids | DFO | Petroleum | 0.2 | 1928
11581 | City of Manning | 1160 | Manning | IA | Carroll | 2 | Petroleum Liquids | DFO | Petroleum | 0.2 | 1928
11581 | City of Manning | 1160 | Manning | IA | Carroll | 4 | Petroleum Liquids | DFO | Petroleum | 0.6 | 1949
11581 | City of Manning | 1160 | Manning | IA | Carroll | M1 | Petroleum Liquids | DFO | Petroleum | 2.3 | 2012
11581 | City of Manning | 1160 | Manning | IA | Carroll | M2 | Petroleum Liquids | DFO | Petroleum | 2.3 | 2012
11581 | City of Manning | 1160 | Manning | IA | Carroll | M3 | Petroleum Liquids | DFO | Petroleum | 2.3 | 2012
11611 | City of Maquoketa - (IA) | 1162 | Maquoketa 1 | IA | Jackson | 1A | Natural Gas Internal Combustion Engine | NG | Natural Gas Peaker | 3.1 | 2004
11611 | City of Maquoketa - (IA) | 1162 | Maquoketa 1 | IA | Jackson | 2A | Natural Gas Internal Combustion Engine | NG | Natural Gas Peaker | 3.1 | 2004
11611 | City of Maquoketa - (IA) | 1162 | Maquoketa 1 | IA | Jackson | 3 | Natural Gas Internal Combustion Engine | NG | Natural Gas Peaker | 2.1 | 1969
11611 | City of Maquoketa - (IA) | 1162 | Maquoketa 1 | IA | Jackson | 4A | Petroleum Liquids | DFO | Petroleum | 1.8 | 1999
11611 | City of Maquoketa - (IA) | 1162 | Maquoketa 1 | IA | Jackson | 5 | Natural Gas Internal Combustion Engine | NG | Natural Gas Peaker | 1.7 | 1956
11611 | City of Maquoketa - (IA) | 1162 | Maquoketa 1 | IA | Jackson | 6 | Natural Gas Internal Combustion Engine | NG | Natural Gas Peaker | 2.5 | 1962
11611 | City of Maquoketa - (IA) | 1162 | Maquoketa 1 | IA | Jackson | 7 | Natural Gas Internal Combustion Engine | NG | Natural Gas Peaker | 6.5 | 1982
11611 | City of Maquoketa - (IA) | 1162 | Maquoketa 1 | IA | Jackson | 8 | Petroleum Liquids | DFO | Petroleum | 1.8 | 1996
11611 | City of Maquoketa - (IA) | 1162 | Maquoketa 1 | IA | Jackson | 9 | Petroleum Liquids | DFO | Petroleum | 1.8 | 2000
12114 | City of McGregor- (IA) | 1163 | McGregor | IA | Clayton | 1 | Petroleum Liquids | DFO | Petroleum | 1.2 | 1977
12114 | City of McGregor- (IA) | 1163 | McGregor | IA | Clayton | 2 | Petroleum Liquids | DFO | Petroleum | 0.3 | 1941
12114 | City of McGregor- (IA) | 1163 | McGregor | IA | Clayton | 3 | Petroleum Liquids | DFO | Petroleum | 0.5 | 1955
12541 | City of Milford - (IA) | 1164 | Milford | IA | DICKINSON | 1 | Petroleum Liquids | DFO | Petroleum | 0.6 | 1954
12541 | City of Milford - (IA) | 1164 | Milford | IA | DICKINSON | 4 | Petroleum Liquids | DFO | Petroleum | 0.5 | 1949
12541 | City of Milford - (IA) | 1164 | Milford | IA | DICKINSON | 5 | Petroleum Liquids | DFO | Petroleum | 1.8 | 1997
12541 | City of Milford - (IA) | 1164 | Milford | IA | DICKINSON | 6 | Petroleum Liquids | DFO | Petroleum | 1.8 | 1997
12541 | City of Milford - (IA) | 1164 | Milford | IA | DICKINSON | 7 | Petroleum Liquids | DFO | Petroleum | 1.8 | 1997
12839 | City of Montezuma - (IA) | 1165 | Montezuma | IA | Poweshiek | 1 | Petroleum Liquids | DFO | Petroleum | 0.2 | 1940
12839 | City of Montezuma - (IA) | 1165 | Montezuma | IA | Poweshiek | 10 | Petroleum Liquids | DFO | Petroleum | 0.2 | 2003
12839 | City of Montezuma - (IA) | 1165 | Montezuma | IA | Poweshiek | 4 | Petroleum Liquids | DFO | Petroleum | 0.5 | 1947
12839 | City of Montezuma - (IA) | 1165 | Montezuma | IA | Poweshiek | 5 | Petroleum Liquids | DFO | Petroleum | 1.1 | 1959
12839 | City of Montezuma - (IA) | 1165 | Montezuma | IA | Poweshiek | 6 | Natural Gas Internal Combustion Engine | NG | Natural Gas Peaker | 1.7 | 1967
12839 | City of Montezuma - (IA) | 1165 | Montezuma | IA | Poweshiek | 7 | Natural Gas Internal Combustion Engine | NG | Natural Gas Peaker | 2.5 | 1974
12839 | City of Montezuma - (IA) | 1165 | Montezuma | IA | Poweshiek | 8 | Petroleum Liquids | DFO | Petroleum | 1.8 | 1998
12839 | City of Montezuma - (IA) | 1165 | Montezuma | IA | Poweshiek | 9 | Petroleum Liquids | DFO | Petroleum | 1.8 | 2000
13038 | City of Mt Pleasant - (IA) | 1166 | Mt Pleasant | IA | Henry | 1 | Petroleum Liquids | DFO | Petroleum | 2 | 2002
13038 | City of Mt Pleasant - (IA) | 1166 | Mt Pleasant | IA | Henry | 10 | Petroleum Liquids | DFO | Petroleum | 2 | 2002
13038 | City of Mt Pleasant - (IA) | 1166 | Mt Pleasant | IA | Henry | 11 | Petroleum Liquids | DFO | Petroleum | 2 | 2002
13038 | City of Mt Pleasant - (IA) | 1166 | Mt Pleasant | IA | Henry | 12 | Petroleum Liquids | DFO | Petroleum | 2 | 2002
13038 | City of Mt Pleasant - (IA) | 1166 | Mt Pleasant | IA | Henry | 2 | Petroleum Liquids | DFO | Petroleum | 2 | 2002
13038 | City of Mt Pleasant - (IA) | 1166 | Mt Pleasant | IA | Henry | 3 | Petroleum Liquids | DFO | Petroleum | 2 | 2002
13038 | City of Mt Pleasant - (IA) | 1166 | Mt Pleasant | IA | Henry | 4A | Petroleum Liquids | DFO | Petroleum | 2 | 2002
13038 | City of Mt Pleasant - (IA) | 1166 | Mt Pleasant | IA | Henry | 5A | Petroleum Liquids | DFO | Petroleum | 2 | 2002
13038 | City of Mt Pleasant - (IA) | 1166 | Mt Pleasant | IA | Henry | 6 | Petroleum Liquids | DFO | Petroleum | 2 | 2002
13038 | City of Mt Pleasant - (IA) | 1166 | Mt Pleasant | IA | Henry | 7 | Petroleum Liquids | DFO | Petroleum | 2 | 2002
13038 | City of Mt Pleasant - (IA) | 1166 | Mt Pleasant | IA | Henry | 8 | Petroleum Liquids | DFO | Petroleum | 2 | 2002
13038 | City of Mt Pleasant - (IA) | 1166 | Mt Pleasant | IA | Henry | 9 | Petroleum Liquids | DFO | Petroleum | 2 | 2002
13143 | Board of Water Electric & Communications | 1167 | Muscatine Plant #1 | IA | Muscatine | 7 | Conventional Steam Coal | SUB | Hard Coal | 25 | 1958
13143 | Board of Water Electric & Communications | 1167 | Muscatine Plant #1 | IA | Muscatine | 8 | Conventional Steam Coal | SUB | Hard Coal | 75 | 1969
13143 | Board of Water Electric & Communications | 1167 | Muscatine Plant #1 | IA | Muscatine | 8A | Conventional Steam Coal | SUB | Hard Coal | 18 | 2000
13143 | Board of Water Electric & Communications | 1167 | Muscatine Plant #1 | IA | Muscatine | 9 | Conventional Steam Coal | SUB | Hard Coal | 175.5 | 1983
13444 | City of New Hampton - (IA) | 1168 | New Hampton | IA | Chickasaw | 3 | Natural Gas Internal Combustion Engine | NG | Natural Gas Peaker | 3.5 | 1967
13444 | City of New Hampton - (IA) | 1168 | New Hampton | IA | Chickasaw | 4 | Natural Gas Internal Combustion Engine | NG | Natural Gas Peaker | 6.2 | 1973
13444 | City of New Hampton - (IA) | 1168 | New Hampton | IA | Chickasaw | 5 | Natural Gas Internal Combustion Engine | NG | Natural Gas Peaker | 6.2 | 1973
13444 | City of New Hampton - (IA) | 1168 | New Hampton | IA | Chickasaw | 7 | Petroleum Liquids | DFO | Petroleum | 5.3 | 1999
13444 | City of New Hampton - (IA) | 1168 | New Hampton | IA | Chickasaw | 8 | Petroleum Liquids | DFO | Petroleum | 5.3 | 1999
13990 | City of Ogden - (IA) | 1169 | Ogden | IA | Boone | 4 | Petroleum Liquids | DFO | Petroleum | 0.4 | 1951
13990 | City of Ogden - (IA) | 1169 | Ogden | IA | Boone | 5 | Petroleum Liquids | DFO | Petroleum | 1 | 1958
13990 | City of Ogden - (IA) | 1169 | Ogden | IA | Boone | 6 | Petroleum Liquids | DFO | Petroleum | 2.5 | 1971
14201 | City of Osage - (IA) | 1172 | Osage (IA) | IA | MITCHELL | 5 | Natural Gas Internal Combustion Engine | NG | Natural Gas Peaker | 3.2 | 1963
14201 | City of Osage - (IA) | 1172 | Osage (IA) | IA | MITCHELL | 6 | Natural Gas Internal Combustion Engine | NG | Natural Gas Peaker | 6.2 | 1973
14201 | City of Osage - (IA) | 1172 | Osage (IA) | IA | MITCHELL | 7 | Petroleum Liquids | DFO | Petroleum | 3.6 | 1996
14201 | City of Osage - (IA) | 1172 | Osage (IA) | IA | MITCHELL | 8 | Petroleum Liquids | DFO | Petroleum | 3.6 | 1998
14201 | City of Osage - (IA) | 1172 | Osage (IA) | IA | MITCHELL | W1 | Onshore Wind Turbine | WND | Wind | 1.6 | 2009
14236 | Ottumwa City of | 1173 | Ottumwa City of | IA | WAPELLO | 1 | Conventional Hydroelectric | WAT | Hydro | 1 | 1931
14236 | Ottumwa City of | 1173 | Ottumwa City of | IA | WAPELLO | 2 | Conventional Hydroelectric | WAT | Hydro | 1.2 | 1931
14236 | Ottumwa City of | 1173 | Ottumwa City of | IA | WAPELLO | 3 | Conventional Hydroelectric | WAT | Hydro | 1 | 1931
15349 | City of Preston | 1176 | Preston (IA) | IA | JACKSON | 1 | Petroleum Liquids | DFO | Petroleum | 0.7 | 1968
15349 | City of Preston | 1176 | Preston (IA) | IA | JACKSON | 2 | Petroleum Liquids | DFO | Petroleum | 0.7 | 1968
15349 | City of Preston | 1176 | Preston (IA) | IA | JACKSON | 4 | Natural Gas Internal Combustion Engine | NG | Natural Gas Peaker | 1.8 | 1980
15377 | City of Primghar - (IA) | 1177 | Primghar | IA | O'Brien | 4 | Petroleum Liquids | DFO | Petroleum | 0.6 | 1972
15377 | City of Primghar - (IA) | 1177 | Primghar | IA | O'Brien | 5 | Petroleum Liquids | DFO | Petroleum | 1.1 | 1992
16211 | City of Rockford- (IA) | 1180 | Rockford | IA | Floyd | 1 | Petroleum Liquids | DFO | Petroleum | 0.4 | 1951
16211 | City of Rockford- (IA) | 1180 | Rockford | IA | Floyd | 5 | Petroleum Liquids | DFO | Petroleum | 0.9 | 1961
16211 | City of Rockford- (IA) | 1180 | Rockford | IA | Floyd | 6 | Petroleum Liquids | DFO | Petroleum | 1.6 | 1999
16206 | Rock Rapids Municipal Utility | 1181 | Rock Rapids | IA | Lyon | 1 | Petroleum Liquids | DFO | Petroleum | 2.5 | 1968
17141 | City of Sibley - (IA) | 1184 | Sibley One | IA | Osceola | 2 | Petroleum Liquids | DFO | Petroleum | 2 | 1971
17141 | City of Sibley - (IA) | 1184 | Sibley One | IA | Osceola | 3 | Petroleum Liquids | DFO | Petroleum | 1.2 | 1987
17141 | City of Sibley - (IA) | 1184 | Sibley One | IA | Osceola | 5 | Petroleum Liquids | DFO | Petroleum | 2 | 2000
17783 | City of Spencer - (IA) | 1186 | Spencer Gas Turbine | IA | Clay | GT1 | Petroleum Liquids | KER | Petroleum | 23.8 | 1970
18014 | City of State Center - (IA) | 1187 | State Center | IA | Marshall | 1 | Petroleum Liquids | DFO | Petroleum | 0.6 | 1995
18014 | City of State Center - (IA) | 1187 | State Center | IA | Marshall | 2 | Petroleum Liquids | DFO | Petroleum | 0.6 | 1995
18014 | City of State Center - (IA) | 1187 | State Center | IA | Marshall | 3 | Petroleum Liquids | DFO | Petroleum | 1.3 | 1995
18014 | City of State Center - (IA) | 1187 | State Center | IA | Marshall | 4 | Petroleum Liquids | DFO | Petroleum | 1.3 | 1995
18014 | City of State Center - (IA) | 1187 | State Center | IA | Marshall | 6 | Natural Gas Internal Combustion Engine | NG | Natural Gas Peaker | 2.5 | 1972
18177 | City of Story City - (IA) | 1188 | Story City | IA | Story | 1 | Petroleum Liquids | DFO | Petroleum | 1.3 | 1964
18177 | City of Story City - (IA) | 1188 | Story City | IA | Story | 2 | Petroleum Liquids | DFO | Petroleum | 2 | 1972
18177 | City of Story City - (IA) | 1188 | Story City | IA | Story | 4A | Petroleum Liquids | DFO | Petroleum | 3.5 | 2003
18177 | City of Story City - (IA) | 1188 | Story City | IA | Story | 5A | Petroleum Liquids | DFO | Petroleum | 3.1 | 1993
18177 | City of Story City - (IA) | 1188 | Story City | IA | Story | 6 | Petroleum Liquids | DFO | Petroleum | 2 | 1978
18177 | City of Story City - (IA) | 1188 | Story City | IA | Story | 7 | Petroleum Liquids | DFO | Petroleum | 2 | 1978
18231 | City of Stuart - (IA) | 1190 | Stuart (IA) | IA | Guthrie | 1 | Petroleum Liquids | DFO | Petroleum | 0.6 | 1956
18231 | City of Stuart - (IA) | 1190 | Stuart (IA) | IA | Guthrie | 2 | Petroleum Liquids | DFO | Petroleum | 1.1 | 1968
18231 | City of Stuart - (IA) | 1190 | Stuart (IA) | IA | Guthrie | 4 | Petroleum Liquids | DFO | Petroleum | 1.1 | 1964
18301 | City of Sumner - (IA) | 1191 | Sumner | IA | BREMER | 1 | Petroleum Liquids | DFO | Petroleum | 2.6 | 1972
18301 | City of Sumner - (IA) | 1191 | Sumner | IA | BREMER | 2 | Petroleum Liquids | DFO | Petroleum | 1.2 | 1956
18301 | City of Sumner - (IA) | 1191 | Sumner | IA | BREMER | 6 | Petroleum Liquids | DFO | Petroleum | 1.8 | 1999
19062 | City of Traer - (IA) | 1192 | Traer Main | IA | Tama | 3 | Petroleum Liquids | DFO | Petroleum | 1.1 | 1963
19062 | City of Traer - (IA) | 1192 | Traer Main | IA | Tama | 4 | Petroleum Liquids | DFO | Petroleum | 1.1 | 1963
19062 | City of Traer - (IA) | 1192 | Traer Main | IA | Tama | 5 | Petroleum Liquids | DFO | Petroleum | 0.6 | 1969
19062 | City of Traer - (IA) | 1192 | Traer Main | IA | Tama | 6 | Petroleum Liquids | DFO | Petroleum | 1.3 | 1970
19843 | City of Villisca - (IA) | 1193 | Villisca Municipal Power Plant | IA | Montgomery | 5 | Petroleum Liquids | DFO | Petroleum | 2 | 2003
19843 | City of Villisca - (IA) | 1193 | Villisca Municipal Power Plant | IA | Montgomery | 6 | Petroleum Liquids | DFO | Petroleum | 2 | 2003
19865 | City of Vinton - (IA) | 1194 | Vinton | IA | Benton | 1 | Petroleum Liquids | DFO | Petroleum | 1.3 | 1955
19865 | City of Vinton - (IA) | 1194 | Vinton | IA | Benton | 10 | Petroleum Liquids | DFO | Petroleum | 0.8 | 2009
19865 | City of Vinton - (IA) | 1194 | Vinton | IA | Benton | 5 | Petroleum Liquids | DFO | Petroleum | 0.6 | 1946
19865 | City of Vinton - (IA) | 1194 | Vinton | IA | Benton | 6 | Petroleum Liquids | DFO | Petroleum | 2.5 | 1961
19865 | City of Vinton - (IA) | 1194 | Vinton | IA | Benton | 7 | Petroleum Liquids | DFO | Petroleum | 3.7 | 1967
19865 | City of Vinton - (IA) | 1194 | Vinton | IA | Benton | 8 | Petroleum Liquids | DFO | Petroleum | 5.6 | 1973
19865 | City of Vinton - (IA) | 1194 | Vinton | IA | Benton | 9 | Petroleum Liquids | DFO | Petroleum | 3 | 1992
20259 | City of Webster City - (IA) | 1198 | Webster City | IA | Hamilton | 6 | Petroleum Liquids | DFO | Petroleum | 21.3 | 1972
20364 | City of West Bend | 1199 | West Bend | IA | Palo Alto | 1 | Petroleum Liquids | DFO | Petroleum | 1.1 | 1959
20364 | City of West Bend | 1199 | West Bend | IA | Palo Alto | 3 | Petroleum Liquids | DFO | Petroleum | 0.9 | 1954
20364 | City of West Bend | 1199 | West Bend | IA | Palo Alto | 4 | Petroleum Liquids | DFO | Petroleum | 2.2 | 1973
20364 | City of West Bend | 1199 | West Bend | IA | Palo Alto | 5 | Petroleum Liquids | DFO | Petroleum | 2.5 | 2013
20380 | City of West Liberty - (IA) | 1200 | West Liberty | IA | Muscatine | 2 | Petroleum Liquids | DFO | Petroleum | 2.5 | 1974
20380 | City of West Liberty - (IA) | 1200 | West Liberty | IA | Muscatine | 3 | Petroleum Liquids | DFO | Petroleum | 3 | 1982
20380 | City of West Liberty - (IA) | 1200 | West Liberty | IA | Muscatine | 5 | Petroleum Liquids | DFO | Petroleum | 5.5 | 2004
20380 | City of West Liberty - (IA) | 1200 | West Liberty | IA | Muscatine | 6 | Petroleum Liquids | DFO | Petroleum | 5.5 | 2004
20604 | City of Whittemore - (IA) | 1201 | Whittemore | IA | Kossuth | 4 | Petroleum Liquids | DFO | Petroleum | 1.1 | 1964
20789 | City of Wilton | 1202 | Wilton | IA | Muscatine | 5 | Petroleum Liquids | DFO | Petroleum | 1.6 | 1992
20789 | City of Wilton | 1202 | Wilton | IA | Muscatine | 6 | Petroleum Liquids | DFO | Petroleum | 1.6 | 1992
20789 | City of Wilton | 1202 | Wilton | IA | Muscatine | 7 | Petroleum Liquids | DFO | Petroleum | 1.6 | 1992
20789 | City of Wilton | 1202 | Wilton | IA | Muscatine | 8 | Petroleum Liquids | DFO | Petroleum | 2.2 | 2002
20789 | City of Wilton | 1202 | Wilton | IA | Muscatine | 9 | Petroleum Liquids | DFO | Petroleum | 2.2 | 2002
20835 | City of Winterset - (IA) | 1203 | Winterset | IA | Madison | 2 | Petroleum Liquids | DFO | Petroleum | 1.5 | 1956
20835 | City of Winterset - (IA) | 1203 | Winterset | IA | Madison | 3 | Petroleum Liquids | DFO | Petroleum | 1.7 | 1966
20835 | City of Winterset - (IA) | 1203 | Winterset | IA | Madison | 4 | Petroleum Liquids | DFO | Petroleum | 4.4 | 1972
20835 | City of Winterset - (IA) | 1203 | Winterset | IA | Madison | 5 | Petroleum Liquids | DFO | Petroleum | 2 | 2002
20835 | City of Winterset - (IA) | 1203 | Winterset | IA | Madison | 6 | Petroleum Liquids | DFO | Petroleum | 2 | 2002
20835 | City of Winterset - (IA) | 1203 | Winterset | IA | Madison | 7 | Petroleum Liquids | DFO | Petroleum | 2 | 2002
3258 | Central Iowa Power Cooperative | 1206 | Summit Lake | IA | UNION | 1 | Natural Gas Fired Combined Cycle | NG | Natural Gas Nonpeaker | 7.5 | 1951
3258 | Central Iowa Power Cooperative | 1206 | Summit Lake | IA | UNION | 2 | Natural Gas Fired Combined Cycle | NG | Natural Gas Nonpeaker | 7.5 | 1951
3258 | Central Iowa Power Cooperative | 1206 | Summit Lake | IA | UNION | 3 | Natural Gas Fired Combined Cycle | NG | Natural Gas Nonpeaker | 7.5 | 1957
3258 | Central Iowa Power Cooperative | 1206 | Summit Lake | IA | UNION | GT1 | Natural Gas Fired Combined Cycle | NG | Natural Gas Nonpeaker | 27 | 1973
3258 | Central Iowa Power Cooperative | 1206 | Summit Lake | IA | UNION | GT2 | Natural Gas Fired Combined Cycle | NG | Natural Gas Nonpeaker | 35.3 | 1975
4363 | Corn Belt Power Coop | 1217 | Earl F Wisdom | IA | Clay | 1 | Natural Gas Steam Turbine | NG | Natural Gas Peaker | 37.5 | 1960
4363 | Corn Belt Power Coop | 1217 | Earl F Wisdom | IA | Clay | 2 | Natural Gas Fired Combustion Turbine | NG | Natural Gas Peaker | 81.6 | 2004
12524 | Midwest Energy Inc | 1224 | Bird City | KS | Cheyenne | 1 | Petroleum Liquids | DFO | Petroleum | 2 | 1965
12524 | Midwest Energy Inc | 1224 | Bird City | KS | Cheyenne | 2 | Petroleum Liquids | DFO | Petroleum | 2 | 1966
12524 | Midwest Energy Inc | 1225 | Colby | KS | Thomas | GT1 | Natural Gas Fired Combustion Turbine | NG | Natural Gas Peaker | 16 | 1970
18315 | Sunflower Electric Power Corp | 1230 | Cimarron River | KS | Seward | 1 | Natural Gas Steam Turbine | NG | Natural Gas Peaker | 50 | 1963
18315 | Sunflower Electric Power Corp | 1230 | Cimarron River | KS | Seward | 2 | Natural Gas Fired Combustion Turbine | NG | Natural Gas Peaker | 15 | 1968
18315 | Sunflower Electric Power Corp | 1233 | Fort Dodge | KS | Ford | 4 | Natural Gas Steam Turbine | NG | Natural Gas Peaker | 149 | 1969
18315 | Sunflower Electric Power Corp | 1235 | Great Bend - Sunflower | KS | Barton | 3 | Natural Gas Steam Turbine | NG | Natural Gas Peaker | 81.6 | 1963
5860 | Empire District Electric Co | 1239 | Riverton | KS | Cherokee | 10 | Natural Gas Fired Combustion Turbine | NG | Natural Gas Peaker | 16.3 | 1988
5860 | Empire District Electric Co | 1239 | Riverton | KS | Cherokee | 11 | Natural Gas Fired Combustion Turbine | NG | Natural Gas Peaker | 16.3 | 1988
5860 | Empire District Electric Co | 1239 | Riverton | KS | Cherokee | 12 | Natural Gas Fired Combined Cycle | NG | Natural Gas Nonpeaker | 148.8 | 2007
10005 | Kansas Gas & Electric Co | 1240 | Gordon Evans Energy Center | KS | Sedgwick | 1 | Natural Gas Steam Turbine | NG | Natural Gas Peaker | 136 | 1961
10005 | Kansas Gas & Electric Co | 1240 | Gordon Evans Energy Center | KS | Sedgwick | 2 | Natural Gas Steam Turbine | NG | Natural Gas Peaker | 390 | 1967
10005 | Kansas Gas & Electric Co | 1240 | Gordon Evans Energy Center | KS | Sedgwick | 5 | Petroleum Liquids | DFO | Petroleum | 2.9 | 1969
10005 | Kansas Gas & Electric Co | 1240 | Gordon Evans Energy Center | KS | Sedgwick | GT1 | Natural Gas Fired Combustion Turbine | NG | Natural Gas Peaker | 98.3 | 2000
10005 | Kansas Gas & Electric Co | 1240 | Gordon Evans Energy Center | KS | Sedgwick | GT2 | Natural Gas Fired Combustion Turbine | NG | Natural Gas Peaker | 98.3 | 2000
10005 | Kansas Gas & Electric Co | 1240 | Gordon Evans Energy Center | KS | Sedgwick | GT3 | Natural Gas Fired Combustion Turbine | NG | Natural Gas Peaker | 178.5 | 2001
10000 | Kansas City Power & Light Co | 1241 | La Cygne | KS | Linn | 1 | Conventional Steam Coal | SUB | Hard Coal | 893 | 1973
10000 | Kansas City Power & Light Co | 1241 | La Cygne | KS | Linn | 2 | Conventional Steam Coal | SUB | Hard Coal | 685 | 1977
10005 | Kansas Gas & Electric Co | 1242 | Murray Gill | KS | Sedgwick | 3 | Natural Gas Steam Turbine | NG | Natural Gas Peaker | 114 | 1956
10005 | Kansas Gas & Electric Co | 1242 | Murray Gill | KS | Sedgwick | 4 | Natural Gas Steam Turbine | NG | Natural Gas Peaker | 114 | 1959
22500 | Westar Energy Inc | 1248 | Hutchinson Energy Center | KS | Reno | GT1 | Natural Gas Fired Combustion Turbine | NG | Natural Gas Peaker | 71 | 1974
22500 | Westar Energy Inc | 1248 | Hutchinson Energy Center | KS | Reno | GT2 | Natural Gas Fired Combustion Turbine | NG | Natural Gas Peaker | 71 | 1974
22500 | Westar Energy Inc | 1248 | Hutchinson Energy Center | KS | Reno | GT3 | Natural Gas Fired Combustion Turbine | NG | Natural Gas Peaker | 71 | 1974
22500 | Westar Energy Inc | 1248 | Hutchinson Energy Center | KS | Reno | GT4 | Petroleum Liquids | DFO | Petroleum | 86 | 1975
22500 | Westar Energy Inc | 1248 | Hutchinson Energy Center | KS | Reno | H1DG | Petroleum Liquids | DFO | Petroleum | 2.7 | 1983
22500 | Westar Energy Inc | 1250 | Lawrence Energy Center | KS | Douglas | 4 | Conventional Steam Coal | SUB | Hard Coal | 114 | 1960
22500 | Westar Energy Inc | 1250 | Lawrence Energy Center | KS | Douglas | 5 | Conventional Steam Coal | SUB | Hard Coal | 403 | 1971
22500 | Westar Energy Inc | 1252 | Tecumseh Energy Center | KS | Shawnee | 7 | Conventional Steam Coal | SUB | Hard Coal | 82 | 1957
701 | City of Anthony - (KS) | 1258 | Anthony | KS | Harper | IC1 | Natural Gas Internal Combustion Engine | NG | Natural Gas Peaker | 4.1 | 1972
701 | City of Anthony - (KS) | 1258 | Anthony | KS | Harper | IC2 | Natural Gas Internal Combustion Engine | NG | Natural Gas Peaker | 3 | 1976
701 | City of Anthony - (KS) | 1258 | Anthony | KS | Harper | IC3 | Natural Gas Internal Combustion Engine | NG | Natural Gas Peaker | 4 | 1981
911 | City of Ashland - (KS) | 1259 | Ashland | KS | Clark | 1 | Natural Gas Internal Combustion Engine | NG | Natural Gas Peaker | 0.6 | 1953
911 | City of Ashland - (KS) | 1259 | Ashland | KS | Clark | 2 | Natural Gas Internal Combustion Engine | NG | Natural Gas Peaker | 0.9 | 1974
911 | City of Ashland - (KS) | 1259 | Ashland | KS | Clark | 3 | Petroleum Liquids | DFO | Petroleum | 1.2 | 1963
911 | City of Ashland - (KS) | 1259 | Ashland | KS | Clark | 4B | Petroleum Liquids | DFO | Petroleum | 2 | 2014
911 | City of Ashland - (KS) | 1259 | Ashland | KS | Clark | 5 | Petroleum Liquids | DFO | Petroleum | 0.9 | 1971
998 | City of Augusta - (KS) | 1261 | Augusta Electric Plant No 1 | KS | Butler | 1 | Natural Gas Internal Combustion Engine | NG | Natural Gas Peaker | 1.1 | 1954
998 | City of Augusta - (KS) | 1261 | Augusta Electric Plant No 1 | KS | Butler | 2 | Petroleum Liquids | DFO | Petroleum | 0.3 | 1929
998 | City of Augusta - (KS) | 1261 | Augusta Electric Plant No 1 | KS | Butler | 3 | Natural Gas Internal Combustion Engine | NG | Natural Gas Peaker | 1 | 1949
998 | City of Augusta - (KS) | 1261 | Augusta Electric Plant No 1 | KS | Butler | 4 | Petroleum Liquids | DFO | Petroleum | 0.7 | 1939
998 | City of Augusta - (KS) | 1261 | Augusta Electric Plant No 1 | KS | Butler | 5 | Natural Gas Internal Combustion Engine | NG | Natural Gas Peaker | 2.2 | 1956
998 | City of Augusta - (KS) | 1261 | Augusta Electric Plant No 1 | KS | Butler | 6 | Natural Gas Internal Combustion Engine | NG | Natural Gas Peaker | 2.2 | 1956
998 | City of Augusta - (KS) | 1261 | Augusta Electric Plant No 1 | KS | Butler | 7 | Natural Gas Internal Combustion Engine | NG | Natural Gas Peaker | 2 | 1964
1148 | City of Baldwin City- (KS) | 1262 | Baldwin City Plant No 1 | KS | Douglas | 3 | Petroleum Liquids | DFO | Petroleum | 1.1 | 1956
1148 | City of Baldwin City- (KS) | 1262 | Baldwin City Plant No 1 | KS | Douglas | 4 | Petroleum Liquids | DFO | Petroleum | 2 | 1970
1148 | City of Baldwin City- (KS) | 1262 | Baldwin City Plant No 1 | KS | Douglas | 5 | Petroleum Liquids | DFO | Petroleum | 1.1 | 1964
1148 | City of Baldwin City- (KS) | 1262 | Baldwin City Plant No 1 | KS | Douglas | 6 | Petroleum Liquids | DFO | Petroleum | 1.1 | 1964
1512 | City of Belleville - (KS) | 1263 | Belleville | KS | Republic | 4 | Petroleum Liquids | DFO | Petroleum | 1 | 1955
1512 | City of Belleville - (KS) | 1263 | Belleville | KS | Republic | 5 | Petroleum Liquids | DFO | Petroleum | 1.7 | 1961
1512 | City of Belleville - (KS) | 1263 | Belleville | KS | Republic | 6 | Petroleum Liquids | DFO | Petroleum | 3.7 | 1966
1512 | City of Belleville - (KS) | 1263 | Belleville | KS | Republic | 7 | Petroleum Liquids | DFO | Petroleum | 5.1 | 1971
1512 | City of Belleville - (KS) | 1263 | Belleville | KS | Republic | 8 | Petroleum Liquids | DFO | Petroleum | 2.8 | 2007
1525 | City of Beloit - (KS) | 1264 | Beloit | KS | Mitchell | 1 | Petroleum Liquids | DFO | Petroleum | 1.5 | 1951
1525 | City of Beloit - (KS) | 1264 | Beloit | KS | Mitchell | 2 | Petroleum Liquids | DFO | Petroleum | 1.5 | 1951
1525 | City of Beloit - (KS) | 1264 | Beloit | KS | Mitchell | 3 | Petroleum Liquids | DFO | Petroleum | 2 | 1961
1525 | City of Beloit - (KS) | 1264 | Beloit | KS | Mitchell | 4 | Petroleum Liquids | DFO | Petroleum | 3.5 | 1964
1525 | City of Beloit - (KS) | 1264 | Beloit | KS | Mitchell | 5 | Petroleum Liquids | DFO | Petroleum | 0.7 | 1950
1525 | City of Beloit - (KS) | 1264 | Beloit | KS | Mitchell | 6 | Petroleum Liquids | DFO | Petroleum | 4.1 | 1971
1525 | City of Beloit - (KS) | 1264 | Beloit | KS | Mitchell | 7 | Petroleum Liquids | DFO | Petroleum | 6 | 1980
2547 | City of Burlingame - (KS) | 1265 | Burlingame | KS | Osage | 1 | Natural Gas Internal Combustion Engine | NG | Natural Gas Peaker | 1.1 | 1973
2547 | City of Burlingame - (KS) | 1265 | Burlingame | KS | Osage | 3 | Natural Gas Internal Combustion Engine | NG | Natural Gas Peaker | 0.9 | 1963
2547 | City of Burlingame - (KS) | 1265 | Burlingame | KS | Osage | 4 | Natural Gas Internal Combustion Engine | NG | Natural Gas Peaker | 1.1 | 1969
2547 | City of Burlingame - (KS) | 1265 | Burlingame | KS | Osage | 5 | Natural Gas Internal Combustion Engine | NG | Natural Gas Peaker | 0.9 | 1980
2551 | City of Burlington - (KS) | 1266 | Burlington (KS) | KS | Coffey | 1A | Petroleum Liquids | DFO | Petroleum | 2 | 2003
2551 | City of Burlington - (KS) | 1266 | Burlington (KS) | KS | Coffey | 2 | Natural Gas Internal Combustion Engine | NG | Natural Gas Peaker | 1.3 | 1962
2551 | City of Burlington - (KS) | 1266 | Burlington (KS) | KS | Coffey | 4A | Natural Gas Internal Combustion Engine | NG | Natural Gas Peaker | 2.3 | 2005
2551 | City of Burlington - (KS) | 1266 | Burlington (KS) | KS | Coffey | 5 | Natural Gas Internal Combustion Engine | NG | Natural Gas Peaker | 1 | 1955
2551 | City of Burlington - (KS) | 1266 | Burlington (KS) | KS | Coffey | IC6 | Natural Gas Internal Combustion Engine | NG | Natural Gas Peaker | 4.8 | 1983
3355 | City of Chanute | 1268 | Chanute 2 | KS | Neosho | 14 | Natural Gas Fired Combustion Turbine | NG | Natural Gas Peaker | 60 | 2002
3355 | City of Chanute | 1268 | Chanute 2 | KS | Neosho | 7 | Natural Gas Internal Combustion Engine | NG | Natural Gas Peaker | 2 | 1965
3355 | City of Chanute | 1268 | Chanute 2 | KS | Neosho | 8 | Natural Gas Internal Combustion Engine | NG | Natural Gas Peaker | 2 | 1965
3710 | City of Clay Center - (KS) | 1270 | Clay Center | KS | Clay | 5 | Natural Gas Steam Turbine | NG | Natural Gas Peaker | 3 | 1948
3710 | City of Clay Center - (KS) | 1270 | Clay Center | KS | Clay | 6 | Natural Gas Steam Turbine | NG | Natural Gas Peaker | 5 | 1961
3710 | City of Clay Center - (KS) | 1270 | Clay Center | KS | Clay | IC1 | Natural Gas Internal Combustion Engine | NG | Natural Gas Peaker | 0.9 | 1958
3710 | City of Clay Center - (KS) | 1270 | Clay Center | KS | Clay | IC2 | Natural Gas Internal Combustion Engine | NG | Natural Gas Peaker | 2.1 | 1966
3710 | City of Clay Center - (KS) | 1270 | Clay Center | KS | Clay | IC3 | Natural Gas Internal Combustion Engine | NG | Natural Gas Peaker | 5.1 | 1972
3710 | City of Clay Center - (KS) | 1270 | Clay Center | KS | Clay | IC4 | Natural Gas Internal Combustion Engine | NG | Natural Gas Peaker | 3.5 | 1996
3710 | City of Clay Center - (KS) | 1270 | Clay Center | KS | Clay | IC5 | Natural Gas Internal Combustion Engine | NG | Natural Gas Peaker | 3.5 | 1996
3710 | City of Clay Center - (KS) | 1270 | Clay Center | KS | Clay | IC6 | Natural Gas Internal Combustion Engine | NG | Natural Gas Peaker | 6.8 | 2005
3892 | City of Coffeyville - (KS) | 1271 | Coffeyville | KS | Montgomery | 1 | Petroleum Liquids | DFO | Petroleum | 2 | 2007
3892 | City of Coffeyville - (KS) | 1271 | Coffeyville | KS | Montgomery | 2 | Petroleum Liquids | DFO | Petroleum | 2 | 2007
3892 | City of Coffeyville - (KS) | 1271 | Coffeyville | KS | Montgomery | 6 | Natural Gas Steam Turbine | NG | Natural Gas Peaker | 18.7 | 1956
3892 | City of Coffeyville - (KS) | 1271 | Coffeyville | KS | Montgomery | 7 | Natural Gas Steam Turbine | NG | Natural Gas Peaker | 40 | 1973
3913 | City of Colby - (KS) | 1272 | Colby City of | KS | THOMAS | 3 | Petroleum Liquids | DFO | Petroleum | 2.5 | 1963
3913 | City of Colby - (KS) | 1272 | Colby City of | KS | THOMAS | 4 | Petroleum Liquids | DFO | Petroleum | 1.7 | 1958
3913 | City of Colby - (KS) | 1272 | Colby City of | KS | THOMAS | 5 | Petroleum Liquids | DFO | Petroleum | 1.3 | 1958
3913 | City of Colby - (KS) | 1272 | Colby City of | KS | THOMAS | 6 | Petroleum Liquids | DFO | Petroleum | 4.5 | 1971
3913 | City of Colby - (KS) | 1272 | Colby City of | KS | THOMAS | 7 | Petroleum Liquids | DFO | Petroleum | 4.5 | 1971
3913 | City of Colby - (KS) | 1272 | Colby City of | KS | THOMAS | 8 | Petroleum Liquids | DFO | Petroleum | 2.7 | 1965
5802 | City of Ellinwood - (KS) | 1274 | Ellinwood | KS | BARTON | 1 | Petroleum Liquids | DFO | Petroleum | 2.1 | 1965
5802 | City of Ellinwood - (KS) | 1274 | Ellinwood | KS | BARTON | 2 | Petroleum Liquids | DFO | Petroleum | 1.4 | 1957
5802 | City of Ellinwood - (KS) | 1274 | Ellinwood | KS | BARTON | 3 | Petroleum Liquids | DFO | Petroleum | 0.6 | 1948
5802 | City of Ellinwood - (KS) | 1274 | Ellinwood | KS | BARTON | 4 | Petroleum Liquids | DFO | Petroleum | 1.1 | 1953
5802 | City of Ellinwood - (KS) | 1274 | Ellinwood | KS | BARTON | 5 | Petroleum Liquids | DFO | Petroleum | 3.3 | 1971
5957 | City of Erie - (KS) | 1276 | Erie | KS | Neosho | 3 | Petroleum Liquids | DFO | Petroleum | 1 | 1958
5957 | City of Erie - (KS) | 1276 | Erie | KS | Neosho | 6 | Petroleum Liquids | DFO | Petroleum | 1.1 | 2005
5957 | City of Erie - (KS) | 1276 | Erie | KS | Neosho | 7 | Petroleum Liquids | DFO | Petroleum | 1.1 | 2005
5957 | City of Erie - (KS) | 1276 | Erie | KS | Neosho | 8 | Petroleum Liquids | DFO | Petroleum | 1.1 | 2005
6965 | City of Garnett - (KS) | 1278 | Garnett Municipal | KS | Anderson | 1 | Petroleum Liquids | DFO | Petroleum | 1.5 | 1961
6965 | City of Garnett - (KS) | 1278 | Garnett Municipal | KS | Anderson | 2 | Petroleum Liquids | DFO | Petroleum | 0.4 | 1930
6965 | City of Garnett - (KS) | 1278 | Garnett Municipal | KS | Anderson | 3 | Petroleum Liquids | DFO | Petroleum | 1.5 | 1955
6965 | City of Garnett - (KS) | 1278 | Garnett Municipal | KS | Anderson | 4 | Petroleum Liquids | DFO | Petroleum | 0.9 | 1948
6965 | City of Garnett - (KS) | 1278 | Garnett Municipal | KS | Anderson | 7 | Petroleum Liquids | DFO | Petroleum | 2.5 | 2000
6965 | City of Garnett - (KS) | 1278 | Garnett Municipal | KS | Anderson | IC5 | Petroleum Liquids | DFO | Petroleum | 2.4 | 1981
6965 | City of Garnett - (KS) | 1278 | Garnett Municipal | KS | Anderson | IC6 | Petroleum Liquids | DFO | Petroleum | 2.5 | 1978
7257 | City of Girard - (KS) | 1279 | Girard | KS | Crawford | 1 | Natural Gas Internal Combustion Engine | NG | Natural Gas Peaker | 1.4 | 1955
7257 | City of Girard - (KS) | 1279 | Girard | KS | Crawford | 4 | Natural Gas Internal Combustion Engine | NG | Natural Gas Peaker | 2.2 | 1962
7257 | City of Girard - (KS) | 1279 | Girard | KS | Crawford | 6 | Natural Gas Internal Combustion Engine | NG | Natural Gas Peaker | 3.5 | 1997
7257 | City of Girard - (KS) | 1279 | Girard | KS | Crawford | 7 | Natural Gas Internal Combustion Engine | NG | Natural Gas Peaker | 3.7 | 1997
7374 | City of Goodland - (KS) | 1280 | Goodland | KS | Sherman | 10 | Natural Gas Internal Combustion Engine | NG | Natural Gas Peaker | 2 | 1971
7374 | City of Goodland - (KS) | 1280 | Goodland | KS | Sherman | 11 | Natural Gas Internal Combustion Engine | NG | Natural Gas Peaker | 4.3 | 1978
7374 | City of Goodland - (KS) | 1280 | Goodland | KS | Sherman | 12 | Natural Gas Internal Combustion Engine | NG | Natural Gas Peaker | 1 | 1995
7374 | City of Goodland - (KS) | 1280 | Goodland | KS | Sherman | 13 | Natural Gas Internal Combustion Engine | NG | Natural Gas Peaker | 1.3 | 1999
7374 | City of Goodland - (KS) | 1280 | Goodland | KS | Sherman | 3 | Petroleum Liquids | DFO | Petroleum | 0.7 | 1939
7374 | City of Goodland - (KS) | 1280 | Goodland | KS | Sherman | 6 | Natural Gas Internal Combustion Engine | NG | Natural Gas Peaker | 2.2 | 1962
7374 | City of Goodland - (KS) | 1280 | Goodland | KS | Sherman | 7 | Natural Gas Internal Combustion Engine | NG | Natural Gas Peaker | 2.2 | 1966
7374 | City of Goodland - (KS) | 1280 | Goodland | KS | Sherman | 8 | Natural Gas Internal Combustion Engine | NG | Natural Gas Peaker | 5 | 1975
8490 | City of Herington - (KS) | 1283 | Herington | KS | Dickinson | 4B | Petroleum Liquids | DFO | Petroleum | 1.6 | 2001
8599 | City of Hill City | 1285 | Hill City | KS | GRAHAM | 1 | Natural Gas Internal Combustion Engine | NG | Natural Gas Peaker | 1.3 | 1962
8599 | City of Hill City | 1285 | Hill City | KS | GRAHAM | 2 | Natural Gas Internal Combustion Engine | NG | Natural Gas Peaker | 1.3 | 1962
8599 | City of Hill City | 1285 | Hill City | KS | GRAHAM | 3 | Natural Gas Internal Combustion Engine | NG | Natural Gas Peaker | 0.6 | 1952
8599 | City of Hill City | 1285 | Hill City | KS | GRAHAM | 4 | Natural Gas Internal Combustion Engine | NG | Natural Gas Peaker | 1.1 | 1967
8599 | City of Hill City | 1285 | Hill City | KS | GRAHAM | 5 | Natural Gas Internal Combustion Engine | NG | Natural Gas Peaker | 1.3 | 1974
8599 | City of Hill City | 1285 | Hill City | KS | GRAHAM | 6 | Natural Gas Internal Combustion Engine | NG | Natural Gas Peaker | 1.3 | 1974
8703 | City of Hoisington - (KS) | 1286 | Hoisington | KS | Barton | 2A | Petroleum Liquids | DFO | Petroleum | 1 | 1996
8703 | City of Hoisington - (KS) | 1286 | Hoisington | KS | Barton | 6 | Natural Gas Internal Combustion Engine | NG | Natural Gas Peaker | 2 | 1961
8703 | City of Hoisington - (KS) | 1286 | Hoisington | KS | Barton | 7 | Natural Gas Internal Combustion Engine | NG | Natural Gas Peaker | 4 | 1966
8703 | City of Hoisington - (KS) | 1286 | Hoisington | KS | Barton | 8 | Natural Gas Internal Combustion Engine | NG | Natural Gas Peaker | 7 | 1981
8770 | City of Holton - (KS) | 1287 | Holton | KS | Jackson | 10 | Petroleum Liquids | DFO | Petroleum | 2 | 1970
8770 | City of Holton - (KS) | 1287 | Holton | KS | Jackson | 11 | Petroleum Liquids | DFO | Petroleum | 2.4 | 1994
8770 | City of Holton - (KS) | 1287 | Holton | KS | Jackson | 12 | Natural Gas Internal Combustion Engine | NG | Natural Gas Peaker | 3.1 | 2001
8770 | City of Holton - (KS) | 1287 | Holton | KS | Jackson | 13 | Natural Gas Internal Combustion Engine | NG | Natural Gas Peaker | 3.1 | 2001
8770 | City of Holton - (KS) | 1287 | Holton | KS | Jackson | 6 | Petroleum Liquids | DFO | Petroleum | 1.8 | 1958
8770 | City of Holton - (KS) | 1287 | Holton | KS | Jackson | 7 | Petroleum Liquids | DFO | Petroleum | 2.8 | 1963
8770 | City of Holton - (KS) | 1287 | Holton | KS | Jackson | 8 | Petroleum Liquids | DFO | Petroleum | 4.3 | 1969
8770 | City of Holton - (KS) | 1287 | Holton | KS | Jackson | 9 | Petroleum Liquids | DFO | Petroleum | 2 | 1970
9418 | City of Iola - (KS) | 1291 | Iola | KS | Allen | 1 | Natural Gas Internal Combustion Engine | NG | Natural Gas Peaker | 5 | 1998
9418 | City of Iola - (KS) | 1291 | Iola | KS | Allen | 10 | Petroleum Liquids | DFO | Petroleum | 2.7 | 1981
9418 | City of Iola - (KS) | 1291 | Iola | KS | Allen | 2 | Natural Gas Internal Combustion Engine | NG | Natural Gas Peaker | 5 | 2000
9418 | City of Iola - (KS) | 1291 | Iola | KS | Allen | 6 | Petroleum Liquids | DFO | Petroleum | 2.7 | 1969
9418 | City of Iola - (KS) | 1291 | Iola | KS | Allen | 7 | Petroleum Liquids | DFO | Petroleum | 2.7 | 1971
9418 | City of Iola - (KS) | 1291 | Iola | KS | Allen | 8 | Petroleum Liquids | DFO | Petroleum | 2.7 | 1976
9418 | City of Iola - (KS) | 1291 | Iola | KS | Allen | 9 | Petroleum Liquids | DFO | Petroleum | 2.7 | 1977
9732 | City of Jetmore | 1292 | Jetmore | KS | HODGEMAN | 8 | Petroleum Liquids | DFO | Petroleum | 2.5 | 2015
9996 | City of Kansas City - (KS) | 1294 | Kaw | KS | Wyandotte | 1 | Natural Gas Steam Turbine | NG | Natural Gas Peaker | 50.1 | 1955
9996 | City of Kansas City - (KS) | 1294 | Kaw | KS | Wyandotte | 2 | Natural Gas Steam Turbine | NG | Natural Gas Peaker | 50.1 | 1957
9996 | City of Kansas City - (KS) | 1294 | Kaw | KS | Wyandotte | 3 | Natural Gas Steam Turbine | NG | Natural Gas Peaker | 65.5 | 1962
9996 | City of Kansas City - (KS) | 1295 | Quindaro | KS | Wyandotte | GT1 | Natural Gas Fired Combustion Turbine | NG | Natural Gas Peaker | 17.9 | 1969
9996 | City of Kansas City - (KS) | 1295 | Quindaro | KS | Wyandotte | GT2 | Petroleum Liquids | DFO | Petroleum | 65.7 | 1974
9996 | City of Kansas City - (KS) | 1295 | Quindaro | KS | Wyandotte | GT3 | Petroleum Liquids | DFO | Petroleum | 65.7 | 1977
9996 | City of Kansas City - (KS) | 1295 | Quindaro | KS | Wyandotte | ST1 | Natural Gas Steam Turbine | NG | Natural Gas Peaker | 81.6 | 1965
9996 | City of Kansas City - (KS) | 1295 | Quindaro | KS | Wyandotte | ST2 | Natural Gas Steam Turbine | NG | Natural Gas Peaker | 157.5 | 1971
10321 | City of Kingman - (KS) | 1296 | Kingman Municipal Power and Light Plant | KS | KINGMAN | 2 | Natural Gas Internal Combustion Engine | NG | Natural Gas Peaker | 2.2 | 1962
10321 | City of Kingman - (KS) | 1296 | Kingman Municipal Power and Light Plant | KS | KINGMAN | 4 | Natural Gas Internal Combustion Engine | NG | Natural Gas Peaker | 2.2 | 1977
10321 | City of Kingman - (KS) | 1296 | Kingman Municipal Power and Light Plant | KS | KINGMAN | 6 | Natural Gas Internal Combustion Engine | NG | Natural Gas Peaker | 3.5 | 1969
10321 | City of Kingman - (KS) | 1296 | Kingman Municipal Power and Light Plant | KS | KINGMAN | 7 | Natural Gas Internal Combustion Engine | NG | Natural Gas Peaker | 2.4 | 1979
10321 | City of Kingman - (KS) | 1296 | Kingman Municipal Power and Light Plant | KS | KINGMAN | 8 | Natural Gas Internal Combustion Engine | NG | Natural Gas Peaker | 2.5 | 1984
10321 | City of Kingman - (KS) | 1296 | Kingman Municipal Power and Light Plant | KS | KINGMAN | 9 | Natural Gas Internal Combustion Engine | NG | Natural Gas Peaker | 6.3 | 1993
10559 | City of La Crosse - (KS) | 1297 | La Crosse | KS | Rush | 1 | Petroleum Liquids | DFO | Petroleum | 1.1 | 1962
10559 | City of La Crosse - (KS) | 1297 | La Crosse | KS | Rush | 2 | Petroleum Liquids | DFO | Petroleum | 1.1 | 1964
10559 | City of La Crosse - (KS) | 1297 | La Crosse | KS | Rush | 5 | Petroleum Liquids | DFO | Petroleum | 1.5 | 1969
10559 | City of La Crosse - (KS) | 1297 | La Crosse | KS | Rush | 6 | Petroleum Liquids | DFO | Petroleum | 1.8 | 1975
10713 | City of Larned - (KS) | 1299 | Larned | KS | Pawnee | CAT | Petroleum Liquids | DFO | Petroleum | 2 | 2004
10713 | City of Larned - (KS) | 1299 | Larned | KS | Pawnee | CAT1 | Petroleum Liquids | DFO | Petroleum | 2 | 2004
10713 | City of Larned - (KS) | 1299 | Larned | KS | Pawnee | CAT2 | Petroleum Liquids | DFO | Petroleum | 2 | 2004
10713 | City of Larned - (KS) | 1299 | Larned | KS | Pawnee | CAT3 | Petroleum Liquids | DFO | Petroleum | 2 | 2004
10713 | City of Larned - (KS) | 1299 | Larned | KS | Pawnee | CAT4 | Petroleum Liquids | DFO | Petroleum | 2 | 2004
10713 | City of Larned - (KS) | 1299 | Larned | KS | Pawnee | IC5 | Petroleum Liquids | DFO | Petroleum | 6.4 | 1976
11017 | City of Lincoln Center - (KS) | 1300 | Lincoln | KS | LINCOLN | 1 | Natural Gas Internal Combustion Engine | NG | Natural Gas Peaker | 1.3 | 1964
11017 | City of Lincoln Center - (KS) | 1300 | Lincoln | KS | LINCOLN | 2 | Natural Gas Internal Combustion Engine | NG | Natural Gas Peaker | 1.3 | 1964
11017 | City of Lincoln Center - (KS) | 1300 | Lincoln | KS | LINCOLN | 4 | Natural Gas Internal Combustion Engine | NG | Natural Gas Peaker | 0.7 | 1958
11017 | City of Lincoln Center - (KS) | 1300 | Lincoln | KS | LINCOLN | 5 | Natural Gas Internal Combustion Engine | NG | Natural Gas Peaker | 1.3 | 1960
11017 | City of Lincoln Center - (KS) | 1300 | Lincoln | KS | LINCOLN | 6 | Natural Gas Internal Combustion Engine | NG | Natural Gas Peaker | 2.5 | 1979
11017 | City of Lincoln Center - (KS) | 1300 | Lincoln | KS | LINCOLN | 7 | Natural Gas Internal Combustion Engine | NG | Natural Gas Peaker | 3.5 | 1974
12208 | City of McPherson - (KS) | 1305 | McPherson 2 | KS | McPherson | GT1 | Natural Gas Fired Combustion Turbine | NG | Natural Gas Peaker | 72.4 | 1973
12208 | City of McPherson - (KS) | 1305 | McPherson 2 | KS | McPherson | GT2 | Petroleum Liquids | DFO | Petroleum | 71.2 | 1976
12208 | City of McPherson - (KS) | 1305 | McPherson 2 | KS | McPherson | GT3 | Natural Gas Fired Combustion Turbine | NG | Natural Gas Peaker | 71.2 | 1979
12242 | City of Meade - (KS) | 1306 | Meade | KS | Meade | 2 | Natural Gas Internal Combustion Engine | NG | Natural Gas Peaker | 0.9 | 1951
12242 | City of Meade - (KS) | 1306 | Meade | KS | Meade | 3 | Natural Gas Internal Combustion Engine | NG | Natural Gas Peaker | 1.1 | 1957
12242 | City of Meade - (KS) | 1306 | Meade | KS | Meade | 4 | Natural Gas Internal Combustion Engine | NG | Natural Gas Peaker | 1.4 | 1961
12242 | City of Meade - (KS) | 1306 | Meade | KS | Meade | 5 | Petroleum Liquids | DFO | Petroleum | 2.1 | 1965
12242 | City of Meade - (KS) | 1306 | Meade | KS | Meade | 6 | Natural Gas Internal Combustion Engine | NG | Natural Gas Peaker | 2.7 | 1972
21533 | City of Minneapolis - (KS) | 1307 | Minneapolis City of | KS | OTTAWA | 3 | Natural Gas Internal Combustion Engine | NG | Natural Gas Peaker | 1.3 | 1961
21533 | City of Minneapolis - (KS) | 1307 | Minneapolis City of | KS | OTTAWA | 4 | Natural Gas Internal Combustion Engine | NG | Natural Gas Peaker | 0.7 | 1955
21533 | City of Minneapolis - (KS) | 1307 | Minneapolis City of | KS | OTTAWA | 5 | Natural Gas Internal Combustion Engine | NG | Natural Gas Peaker | 2.1 | 1966
21533 | City of Minneapolis - (KS) | 1307 | Minneapolis City of | KS | OTTAWA | 6 | Natural Gas Internal Combustion Engine | NG | Natural Gas Peaker | 3 | 1972
21533 | City of Minneapolis - (KS) | 1307 | Minneapolis City of | KS | OTTAWA | 7 | Petroleum Liquids | DFO | Petroleum | 2 | 1989
13095 | City of Mulvane - (KS) | 1308 | Mulvane Power Plant | KS | Sumner | 1 | Petroleum Liquids | DFO | Petroleum | 0.3 | 1949
13095 | City of Mulvane - (KS) | 1308 | Mulvane Power Plant | KS | Sumner | 2 | Petroleum Liquids | DFO | Petroleum | 0.3 | 1945
13095 | City of Mulvane - (KS) | 1308 | Mulvane Power Plant | KS | Sumner | 3 | Natural Gas Internal Combustion Engine | NG | Natural Gas Peaker | 1.3 | 1963
13095 | City of Mulvane - (KS) | 1308 | Mulvane Power Plant | KS | Sumner | 4 | Natural Gas Internal Combustion Engine | NG | Natural Gas Peaker | 1.3 | 1958
13095 | City of Mulvane - (KS) | 1308 | Mulvane Power Plant | KS | Sumner | 5 | Petroleum Liquids | DFO | Petroleum | 0.8 | 1955
13095 | City of Mulvane - (KS) | 1308 | Mulvane Power Plant | KS | Sumner | 6 | Natural Gas Internal Combustion Engine | NG | Natural Gas Peaker | 2 | 1967
13095 | City of Mulvane - (KS) | 1308 | Mulvane Power Plant | KS | Sumner | 7 | Petroleum Liquids | DFO | Petroleum | 0.6 | 2004
13095 | City of Mulvane - (KS) | 1308 | Mulvane Power Plant | KS | Sumner | 8 | Petroleum Liquids | DFO | Petroleum | 0.6 | 2004
13948 | City of Oberlin - (KS) | 1312 | Oberlin (KS) | KS | Decatur | 1 | Natural Gas Internal Combustion Engine | NG | Natural Gas Peaker | 1.1 | 1956
13948 | City of Oberlin - (KS) | 1312 | Oberlin (KS) | KS | Decatur | 2 | Natural Gas Internal Combustion Engine | NG | Natural Gas Peaker | 0.8 | 1954
13948 | City of Oberlin - (KS) | 1312 | Oberlin (KS) | KS | Decatur | 4 | Natural Gas Internal Combustion Engine | NG | Natural Gas Peaker | 1.5 | 1967
13948 | City of Oberlin - (KS) | 1312 | Oberlin (KS) | KS | Decatur | 5 | Natural Gas Internal Combustion Engine | NG | Natural Gas Peaker | 2 | 1973
13948 | City of Oberlin - (KS) | 1312 | Oberlin (KS) | KS | Decatur | 6 | Natural Gas Internal Combustion Engine | NG | Natural Gas Peaker | 1.5 | 1963
14199 | City of Osage City - (KS) | 1313 | Osage City | KS | OSAGE | 1 | Natural Gas Internal Combustion Engine | NG | Natural Gas Peaker | 1.1 | 1955
14199 | City of Osage City - (KS) | 1313 | Osage City | KS | OSAGE | 10 | Petroleum Liquids | DFO | Petroleum | 0.8 | 2001
14199 | City of Osage City - (KS) | 1313 | Osage City | KS | OSAGE | 2 | Natural Gas Internal Combustion Engine | NG | Natural Gas Peaker | 1.2 | 1960
14199 | City of Osage City - (KS) | 1313 | Osage City | KS | OSAGE | 4 | Natural Gas Internal Combustion Engine | NG | Natural Gas Peaker | 2 | 1967
14199 | City of Osage City - (KS) | 1313 | Osage City | KS | OSAGE | 5 | Natural Gas Internal Combustion Engine | NG | Natural Gas Peaker | 2 | 1970
14199 | City of Osage City - (KS) | 1313 | Osage City | KS | OSAGE | 7 | Natural Gas Internal Combustion Engine | NG | Natural Gas Peaker | 1.7 | 1984
14199 | City of Osage City - (KS) | 1313 | Osage City | KS | OSAGE | 8 | Petroleum Liquids | DFO | Petroleum | 0.8 | 2001
14199 | City of Osage City - (KS) | 1313 | Osage City | KS | OSAGE | IC3 | Natural Gas Internal Combustion Engine | NG | Natural Gas Peaker | 2 | 2011
14199 | City of Osage City - (KS) | 1313 | Osage City | KS | OSAGE | IC6 | Natural Gas Internal Combustion Engine | NG | Natural Gas Peaker | 1.1 | 1983
14203 | City of Osawatomie - (KS) | 1314 | Osawatomie City of | KS | MIAMI | 2 | Petroleum Liquids | DFO | Petroleum | 2.3 | 1957
14203 | City of Osawatomie - (KS) | 1314 | Osawatomie City of | KS | MIAMI | 4 | Petroleum Liquids | DFO | Petroleum | 1.2 | 1950
14203 | City of Osawatomie - (KS) | 1314 | Osawatomie City of | KS | MIAMI | 5 | Petroleum Liquids | DFO | Petroleum | 3.1 | 1966
14214 | City of Osborne - (KS) | 1315 | Osborne | KS | Osborne | 1 | Petroleum Liquids | DFO | Petroleum | 2.3 | 1967
14214 | City of Osborne - (KS) | 1315 | Osborne | KS | Osborne | 2 | Petroleum Liquids | DFO | Petroleum | 2 | 1963
14214 | City of Osborne - (KS) | 1315 | Osborne | KS | Osborne | 3 | Petroleum Liquids | DFO | Petroleum | 1.1 | 1957
14214 | City of Osborne - (KS) | 1315 | Osborne | KS | Osborne | 6 | Natural Gas Internal Combustion Engine | NG | Natural Gas Peaker | 0.5 | 1992
14214 | City of Osborne - (KS) | 1315 | Osborne | KS | Osborne | 7 | Natural Gas Internal Combustion Engine | NG | Natural Gas Peaker | 0.5 | 1992
14214 | City of Osborne - (KS) | 1315 | Osborne | KS | Osborne | 8 | Natural Gas Internal Combustion Engine | NG | Natural Gas Peaker | 0.7 | 1994
14229 | City of Ottawa - (KS) | 1316 | Ottawa | KS | Franklin | GT1 | Natural Gas Fired Combustion Turbine | NG | Natural Gas Peaker | 11.5 | 1967
14229 | City of Ottawa - (KS) | 1316 | Ottawa | KS | Franklin | IC3 | Natural Gas Internal Combustion Engine | NG | Natural Gas Peaker | 3.7 | 1962
14229 | City of Ottawa - (KS) | 1316 | Ottawa | KS | Franklin | IC4 | Natural Gas Internal Combustion Engine | NG | Natural Gas Peaker | 3.5 | 1958
14229 | City of Ottawa - (KS) | 1316 | Ottawa | KS | Franklin | IC6 | Natural Gas Internal Combustion Engine | NG | Natural Gas Peaker | 6 | 1981
14229 | City of Ottawa - (KS) | 1316 | Ottawa | KS | Franklin | IC7 | Natural Gas Internal Combustion Engine | NG | Natural Gas Peaker | 6 | 1981
15321 | City of Pratt- (KS) | 1317 | Pratt | KS | Pratt | 5 | Natural Gas Steam Turbine | NG | Natural Gas Peaker | 14 | 1965
15321 | City of Pratt- (KS) | 1317 | Pratt | KS | Pratt | IC1 | Petroleum Liquids | DFO | Petroleum | 1.5 | 1958
16440 | City of Russell - (KS) | 1319 | Russell Downtown | KS | Russell | 11 | Natural Gas Internal Combustion Engine | NG | Natural Gas Peaker | 3.6 | 1994
16440 | City of Russell - (KS) | 1319 | Russell Downtown | KS | Russell | 12 | Natural Gas Internal Combustion Engine | NG | Natural Gas Peaker | 3.6 | 1994
16440 | City of Russell - (KS) | 1319 | Russell Downtown | KS | Russell | 7 | Natural Gas Internal Combustion Engine | NG | Natural Gas Peaker | 3.5 | 1971
16440 | City of Russell - (KS) | 1319 | Russell Downtown | KS | Russell | 8 | Petroleum Liquids | DFO | Petroleum | 2.5 | 1978
16440 | City of Russell - (KS) | 1319 | Russell Downtown | KS | Russell | 9 | Petroleum Liquids | DFO | Petroleum | 2.5 | 1981
16518 | City of Sabetha - (KS) | 1320 | Sabetha Power Plant | KS | Nemaha | 11 | Petroleum Liquids | DFO | Petroleum | 3 | 1992
16518 | City of Sabetha - (KS) | 1320 | Sabetha Power Plant | KS | Nemaha | 12 | Natural Gas Internal Combustion Engine | NG | Natural Gas Peaker | 4.4 | 2001
16518 | City of Sabetha - (KS) | 1320 | Sabetha Power Plant | KS | Nemaha | 2 | Petroleum Liquids | DFO | Petroleum | 1.5 | 1957
16518 | City of Sabetha - (KS) | 1320 | Sabetha Power Plant | KS | Nemaha | 3 | Petroleum Liquids | DFO | Petroleum | 0.8 | 1947
16518 | City of Sabetha - (KS) | 1320 | Sabetha Power Plant | KS | Nemaha | 4 | Petroleum Liquids | DFO | Petroleum | 1 | 1950
16518 | City of Sabetha - (KS) | 1320 | Sabetha Power Plant | KS | Nemaha | 5 | Petroleum Liquids | DFO | Petroleum | 1.4 | 1961
16518 | City of Sabetha - (KS) | 1320 | Sabetha Power Plant | KS | Nemaha | 6 | Petroleum Liquids | DFO | Petroleum | 1.4 | 1967
16518 | City of Sabetha - (KS) | 1320 | Sabetha Power Plant | KS | Nemaha | 7 | Petroleum Liquids | DFO | Petroleum | 2.2 | 1970
16518 | City of Sabetha - (KS) | 1320 | Sabetha Power Plant | KS | Nemaha | 8 | Petroleum Liquids | DFO | Petroleum | 2.5 | 1978
16518 | City of Sabetha - (KS) | 1320 | Sabetha Power Plant | KS | Nemaha | IC10 | Petroleum Liquids | DFO | Petroleum | 2.5 | 1990
16518 | City of Sabetha - (KS) | 1320 | Sabetha Power Plant | KS | Nemaha | IC9 | Petroleum Liquids | DFO | Petroleum | 1.1 | 1985
17872 | City of St Francis - (KS) | 1321 | St Francis | KS | Cheyenne | 2 | Petroleum Liquids | DFO | Petroleum | 1.5 | 1964
17872 | City of St Francis - (KS) | 1321 | St Francis | KS | Cheyenne | 3 | Petroleum Liquids | DFO | Petroleum | 0.8 | 1960
17872 | City of St Francis - (KS) | 1321 | St Francis | KS | Cheyenne | 4 | Petroleum Liquids | DFO | Petroleum | 2.7 | 1972
17872 | City of St Francis - (KS) | 1321 | St Francis | KS | Cheyenne | 5 | Petroleum Liquids | DFO | Petroleum | 0.9 | 1953
17879 | City of St. John - (KS) | 1322 | St John | KS | Stafford | 2 | Petroleum Liquids | DFO | Petroleum | 1.3 | 2002
17879 | City of St. John - (KS) | 1322 | St John | KS | Stafford | 4 | Petroleum Liquids | DFO | Petroleum | 1.7 | 1965
17879 | City of St. John - (KS) | 1322 | St John | KS | Stafford | 5 | Petroleum Liquids | DFO | Petroleum | 2 | 1982
16988 | City of Sharon Springs - (KS) | 1324 | Sharon Spring | KS | Wallace | 1 | Natural Gas Internal Combustion Engine | NG | Natural Gas Peaker | 1 | 1970
16988 | City of Sharon Springs - (KS) | 1324 | Sharon Spring | KS | Wallace | 2 | Natural Gas Internal Combustion Engine | NG | Natural Gas Peaker | 1 | 1964
16988 | City of Sharon Springs - (KS) | 1324 | Sharon Spring | KS | Wallace | 3 | Natural Gas Internal Combustion Engine | NG | Natural Gas Peaker | 0.4 | 1958
16988 | City of Sharon Springs - (KS) | 1324 | Sharon Spring | KS | Wallace | 4 | Natural Gas Internal Combustion Engine | NG | Natural Gas Peaker | 0.6 | 1951
17924 | City of Stafford - (KS) | 1325 | Stafford | KS | Stafford | 4 | Petroleum Liquids | DFO | Petroleum | 1.4 | 1973
17924 | City of Stafford - (KS) | 1325 | Stafford | KS | Stafford | 5 | Petroleum Liquids | DFO | Petroleum | 1.1 | 1983
18086 | City of Sterling - (KS) | 1326 | Sterling | KS | Rice | 1 | Petroleum Liquids | DFO | Petroleum | 1.5 | 1962
18086 | City of Sterling - (KS) | 1326 | Sterling | KS | Rice | 2 | Petroleum Liquids | DFO | Petroleum | 0.5 | 1950
18086 | City of Sterling - (KS) | 1326 | Sterling | KS | Rice | 3 | Petroleum Liquids | DFO | Petroleum | 3 | 1972
18086 | City of Sterling - (KS) | 1326 | Sterling | KS | Rice | 4 | Petroleum Liquids | DFO | Petroleum | 1.1 | 1955
18086 | City of Sterling - (KS) | 1326 | Sterling | KS | Rice | 5 | Petroleum Liquids | DFO | Petroleum | 1.4 | 2002
18086 | City of Sterling - (KS) | 1326 | Sterling | KS | Rice | 6 | Petroleum Liquids | DFO | Petroleum | 1.4 | 2002
18086 | City of Sterling - (KS) | 1326 | Sterling | KS | Rice | 7 | Petroleum Liquids | DFO | Petroleum | 1.4 | 2002
18137 | City of Stockton - (KS) | 1327 | Stockton | KS | ROOKS | 1 | Natural Gas Internal Combustion Engine | NG | Natural Gas Peaker | 1.1 | 1967
18137 | City of Stockton - (KS) | 1327 | Stockton | KS | ROOKS | 2 | Natural Gas Internal Combustion Engine | NG | Natural Gas Peaker | 1.1 | 1962
18137 | City of Stockton - (KS) | 1327 | Stockton | KS | ROOKS | 3 | Natural Gas Internal Combustion Engine | NG | Natural Gas Peaker | 2 | 1971
18137 | City of Stockton - (KS) | 1327 | Stockton | KS | ROOKS | 4 | Natural Gas Internal Combustion Engine | NG | Natural Gas Peaker | 0.5 | 1951
18137 | City of Stockton - (KS) | 1327 | Stockton | KS | ROOKS | 5 | Natural Gas Internal Combustion Engine | NG | Natural Gas Peaker | 1.3 | 1955
20069 | City of Wamego - (KS) | 1328 | Wamego | KS | POTTAWATOMIE | 1 | Natural Gas Internal Combustion Engine | NG | Natural Gas Peaker | 1.3 | 1963
20069 | City of Wamego - (KS) | 1328 | Wamego | KS | POTTAWATOMIE | 3 | Natural Gas Internal Combustion Engine | NG | Natural Gas Peaker | 1.3 | 1972
20069 | City of Wamego - (KS) | 1328 | Wamego | KS | POTTAWATOMIE | 4 | Natural Gas Internal Combustion Engine | NG | Natural Gas Peaker | 1.1 | 1956
20069 | City of Wamego - (KS) | 1328 | Wamego | KS | POTTAWATOMIE | 5 | Natural Gas Internal Combustion Engine | NG | Natural Gas Peaker | 2 | 1967
20069 | City of Wamego - (KS) | 1328 | Wamego | KS | POTTAWATOMIE | 6 | Natural Gas Internal Combustion Engine | NG | Natural Gas Peaker | 2.4 | 1979
20069 | City of Wamego - (KS) | 1328 | Wamego | KS | POTTAWATOMIE | 7 | Natural Gas Internal Combustion Engine | NG | Natural Gas Peaker | 1.3 | 1996
20069 | City of Wamego - (KS) | 1328 | Wamego | KS | POTTAWATOMIE | 8 | Natural Gas Internal Combustion Engine | NG | Natural Gas Peaker | 1.3 | 1996
20069 | City of Wamego - (KS) | 1328 | Wamego | KS | POTTAWATOMIE | 9 | Natural Gas Internal Combustion Engine | NG | Natural Gas Peaker | 1.3 | 1996
20141 | City of Washington - (KS) | 1329 | Washington | KS | WASHINGTON | 1 | Petroleum Liquids | DFO | Petroleum | 1.2 | 1963
20141 | City of Washington - (KS) | 1329 | Washington | KS | WASHINGTON | 2 | Petroleum Liquids | DFO | Petroleum | 1 | 1958
20141 | City of Washington - (KS) | 1329 | Washington | KS | WASHINGTON | 3 | Petroleum Liquids | DFO | Petroleum | 0.9 | 1978
20141 | City of Washington - (KS) | 1329 | Washington | KS | WASHINGTON | 5 | Petroleum Liquids | DFO | Petroleum | 0.6 | 1953
20141 | City of Washington - (KS) | 1329 | Washington | KS | WASHINGTON | 6 | Petroleum Liquids | DFO | Petroleum | 1.5 | 1967
20141 | City of Washington - (KS) | 1329 | Washington | KS | WASHINGTON | 7 | Petroleum Liquids | DFO | Petroleum | 1.1 | 1976
20141 | City of Washington - (KS) | 1329 | Washington | KS | WASHINGTON | IC4 | Petroleum Liquids | DFO | Petroleum | 2.6 | 1986
20315 | City of Wellington - (KS) | 1330 | Wellington 1 | KS | Sumner | 4 | Natural Gas Steam Turbine | NG | Natural Gas Peaker | 20 | 1972
20315 | City of Wellington - (KS) | 1330 | Wellington 1 | KS | Sumner | 7 | Petroleum Liquids | DFO | Petroleum | 2 | 2004
20315 | City of Wellington - (KS) | 1330 | Wellington 1 | KS | Sumner | 8 | Petroleum Liquids | DFO | Petroleum | 2 | 2004
20813 | City of Winfield - (KS) | 1332 | West 14th Street | KS | Cowley | GT1 | Natural Gas Fired Combustion Turbine | NG | Natural Gas Peaker | 11 | 1962
18315 | Sunflower Electric Power Corp | 1336 | Garden City | KS | Finney | S2 | Natural Gas Steam Turbine | NG | Natural Gas Peaker | 97.9 | 1973
18315 | Sunflower Electric Power Corp | 1336 | Garden City | KS | Finney | S3 | Natural Gas Fired Combustion Turbine | NG | Natural Gas Peaker | 16 | 1968
18315 | Sunflower Electric Power Corp | 1336 | Garden City | KS | Finney | S4 | Natural Gas Fired Combustion Turbine | NG | Natural Gas Peaker | 71.2 | 1976
18315 | Sunflower Electric Power Corp | 1336 | Garden City | KS | Finney | S5 | Natural Gas Fired Combustion Turbine | NG | Natural Gas Peaker | 71.2 | 1979
22053 | Kentucky Power Co | 1353 | Big Sandy | KY | Lawrence | 1 | Conventional Steam Coal | BIT | Hard Coal | 280.5 | 1963
10171 | Kentucky Utilities Co | 1354 | Dix Dam | KY | Mercer | 1 | Conventional Hydroelectric | WAT | Hydro | 9.4 | 1925
10171 | Kentucky Utilities Co | 1354 | Dix Dam | KY | Mercer | 2 | Conventional Hydroelectric | WAT | Hydro | 9.4 | 1925
10171 | Kentucky Utilities Co | 1354 | Dix Dam | KY | Mercer | 3 | Conventional Hydroelectric | WAT | Hydro | 9.4 | 1925
10171 | Kentucky Utilities Co | 1355 | E W Brown | KY | Mercer | 1 | Conventional Steam Coal | BIT | Hard Coal | 113.6 | 1957
10171 | Kentucky Utilities Co | 1355 | E W Brown | KY | Mercer | 10 | Natural Gas Fired Combustion Turbine | NG | Natural Gas Peaker | 126 | 1995
10171 | Kentucky Utilities Co | 1355 | E W Brown | KY | Mercer | 11 | Natural Gas Fired Combustion Turbine | NG | Natural Gas Peaker | 126 | 1996
10171 | Kentucky Utilities Co | 1355 | E W Brown | KY | Mercer | 2 | Conventional Steam Coal | BIT | Hard Coal | 179.5 | 1963
10171 | Kentucky Utilities Co | 1355 | E W Brown | KY | Mercer | 3 | Conventional Steam Coal | BIT | Hard Coal | 464 | 1971
10171 | Kentucky Utilities Co | 1355 | E W Brown | KY | Mercer | 5 | Natural Gas Fired Combustion Turbine | NG | Natural Gas Peaker | 123 | 2001
10171 | Kentucky Utilities Co | 1355 | E W Brown | KY | Mercer | 6 | Natural Gas Fired Combustion Turbine | NG | Natural Gas Peaker | 176.8 | 1999
10171 | Kentucky Utilities Co | 1355 | E W Brown | KY | Mercer | 7 | Natural Gas Fired Combustion Turbine | NG | Natural Gas Peaker | 176.8 | 1999
10171 | Kentucky Utilities Co | 1355 | E W Brown | KY | Mercer | 8 | Natural Gas Fired Combustion Turbine | NG | Natural Gas Peaker | 126 | 1995
10171 | Kentucky Utilities Co | 1355 | E W Brown | KY | Mercer | 9 | Natural Gas Fired Combustion Turbine | NG | Natural Gas Peaker | 126 | 1994
10171 | Kentucky Utilities Co | 1356 | Ghent | KY | Carroll | 1 | Conventional Steam Coal | BIT | Hard Coal | 556.9 | 1974
10171 | Kentucky Utilities Co | 1356 | Ghent | KY | Carroll | 2 | Conventional Steam Coal | BIT | Hard Coal | 556.3 | 1977
10171 | Kentucky Utilities Co | 1356 | Ghent | KY | Carroll | 3 | Conventional Steam Coal | BIT | Hard Coal | 556.5 | 1981
10171 | Kentucky Utilities Co | 1356 | Ghent | KY | Carroll | 4 | Conventional Steam Coal | BIT | Hard Coal | 556.2 | 1984
10171 | Kentucky Utilities Co | 1358 | Haefling | KY | Fayette | 1 | Natural Gas Fired Combustion Turbine | NG | Natural Gas Peaker | 20.7 | 1970
10171 | Kentucky Utilities Co | 1358 | Haefling | KY | Fayette | 2 | Natural Gas Fired Combustion Turbine | NG | Natural Gas Peaker | 20.7 | 1970
54775 | Lock 7 Hydro Partners LLC | 1359 | Mother Ann Lee | KY | MERCER | 1 | Conventional Hydroelectric | WAT | Hydro | 0.7 | 2008
54775 | Lock 7 Hydro Partners LLC | 1359 | Mother Ann Lee | KY | MERCER | 2 | Conventional Hydroelectric | WAT | Hydro | 0.7 | 2007
54775 | Lock 7 Hydro Partners LLC | 1359 | Mother Ann Lee | KY | MERCER | 3 | Conventional Hydroelectric | WAT | Hydro | 0.7 | 2007
11249 | Louisville Gas & Electric Co | 1363 | Cane Run | KY | Jefferson | 11 | Natural Gas Fired Combustion Turbine | NG | Natural Gas Peaker | 16.3 | 1968
11249 | Louisville Gas & Electric Co | 1363 | Cane Run | KY | Jefferson | 7A | Natural Gas Fired Combined Cycle | NG | Natural Gas Nonpeaker | 260 | 2015
11249 | Louisville Gas & Electric Co | 1363 | Cane Run | KY | Jefferson | 7B | Natural Gas Fired Combined Cycle | NG | Natural Gas Nonpeaker | 260 | 2015
11249 | Louisville Gas & Electric Co | 1363 | Cane Run | KY | Jefferson | 7S | Natural Gas Fired Combined Cycle | NG | Natural Gas Nonpeaker | 287 | 2015
11249 | Louisville Gas & Electric Co | 1364 | Mill Creek (KY) | KY | Jefferson | 1 | Conventional Steam Coal | BIT | Hard Coal | 355.5 | 1972
11249 | Louisville Gas & Electric Co | 1364 | Mill Creek (KY) | KY | Jefferson | 2 | Conventional Steam Coal | BIT | Hard Coal | 355.5 | 1974
11249 | Louisville Gas & Electric Co | 1364 | Mill Creek (KY) | KY | Jefferson | 3 | Conventional Steam Coal | BIT | Hard Coal | 462.6 | 1978
11249 | Louisville Gas & Electric Co | 1364 | Mill Creek (KY) | KY | Jefferson | 4 | Conventional Steam Coal | BIT | Hard Coal | 543.6 | 1982
11249 | Louisville Gas & Electric Co | 1365 | Ohio Falls | KY | Jefferson | 1 | Conventional Hydroelectric | WAT | Hydro | 10 | 1928
11249 | Louisville Gas & Electric Co | 1365 | Ohio Falls | KY | Jefferson | 2 | Conventional Hydroelectric | WAT | Hydro | 10 | 1928
11249 | Louisville Gas & Electric Co | 1365 | Ohio Falls | KY | Jefferson | 3 | Conventional Hydroelectric | WAT | Hydro | 10 | 1928
11249 | Louisville Gas & Electric Co | 1365 | Ohio Falls | KY | Jefferson | 4 | Conventional Hydroelectric | WAT | Hydro | 10 | 1928
11249 | Louisville Gas & Electric Co | 1365 | Ohio Falls | KY | Jefferson | 5 | Conventional Hydroelectric | WAT | Hydro | 10 | 1928
11249 | Louisville Gas & Electric Co | 1365 | Ohio Falls | KY | Jefferson | 6 | Conventional Hydroelectric | WAT | Hydro | 12.6 | 1928
11249 | Louisville Gas & Electric Co | 1365 | Ohio Falls | KY | Jefferson | 7 | Conventional Hydroelectric | WAT | Hydro | 12.6 | 1928
11249 | Louisville Gas & Electric Co | 1365 | Ohio Falls | KY | Jefferson | 8 | Conventional Hydroelectric | WAT | Hydro | 10 | 1928
11249 | Louisville Gas & Electric Co | 1366 | Paddys Run | KY | Jefferson | 11 | Natural Gas Fired Combustion Turbine | NG | Natural Gas Peaker | 16 | 1968
11249 | Louisville Gas & Electric Co | 1366 | Paddys Run | KY | Jefferson | 12 | Natural Gas Fired Combustion Turbine | NG | Natural Gas Peaker | 32.6 | 1968
11249 | Louisville Gas & Electric Co | 1366 | Paddys Run | KY | Jefferson | 13 | Natural Gas Fired Combustion Turbine | NG | Natural Gas Peaker | 178 | 2001
11249 | Louisville Gas & Electric Co | 1368 | Zorn | KY | Jefferson | 1 | Natural Gas Fired Combustion Turbine | NG | Natural Gas Peaker | 18 | 1969
19462 | USCE-Nashville District | 1371 | Barkley | KY | Lyon | 1 | Conventional Hydroelectric | WAT | Hydro | 32.5 | 1966
19462 | USCE-Nashville District | 1371 | Barkley | KY | Lyon | 2 | Conventional Hydroelectric | WAT | Hydro | 32.5 | 1966
19462 | USCE-Nashville District | 1371 | Barkley | KY | Lyon | 3 | Conventional Hydroelectric | WAT | Hydro | 32.5 | 1966
19462 | USCE-Nashville District | 1371 | Barkley | KY | Lyon | 4 | Conventional Hydroelectric | WAT | Hydro | 32.5 | 1966
14268 | City of Owensboro - (KY) | 1374 | Elmer Smith | KY | Daviess | 1 | Conventional Steam Coal | BIT | Hard Coal | 163.2 | 1964
14268 | City of Owensboro - (KY) | 1374 | Elmer Smith | KY | Daviess | 2 | Conventional Steam Coal | BIT | Hard Coal | 282.1 | 1974
14459 | City of Paris - (KY) | 1376 | Paris (KY) | KY | Bourbon | 1 | Petroleum Liquids | DFO | Petroleum | 1.3 | 1952
14459 | City of Paris - (KY) | 1376 | Paris (KY) | KY | Bourbon | 2 | Petroleum Liquids | DFO | Petroleum | 1.3 | 1954
14459 | City of Paris - (KY) | 1376 | Paris (KY) | KY | Bourbon | 3 | Petroleum Liquids | DFO | Petroleum | 0.7 | 1934
14459 | City of Paris - (KY) | 1376 | Paris (KY) | KY | Bourbon | 4 | Petroleum Liquids | DFO | Petroleum | 0.9 | 1947
14459 | City of Paris - (KY) | 1376 | Paris (KY) | KY | Bourbon | 5 | Petroleum Liquids | DFO | Petroleum | 1.1 | 1949
14459 | City of Paris - (KY) | 1376 | Paris (KY) | KY | Bourbon | 6 | Petroleum Liquids | DFO | Petroleum | 3.1 | 1974
14459 | City of Paris - (KY) | 1376 | Paris (KY) | KY | Bourbon | 7 | Petroleum Liquids | DFO | Petroleum | 3.1 | 1974
18642 | Tennessee Valley Authority | 1377 | Kentucky Dam | KY | Marshall | 1 | Conventional Hydroelectric | WAT | Hydro | 44.6 | 1945
18642 | Tennessee Valley Authority | 1377 | Kentucky Dam | KY | Marshall | 2 | Conventional Hydroelectric | WAT | Hydro | 42.4 | 1944
18642 | Tennessee Valley Authority | 1377 | Kentucky Dam | KY | Marshall | 3 | Conventional Hydroelectric | WAT | Hydro | 42.4 | 1944
18642 | Tennessee Valley Authority | 1377 | Kentucky Dam | KY | Marshall | 4 | Conventional Hydroelectric | WAT | Hydro | 44.6 | 1945
18642 | Tennessee Valley Authority | 1377 | Kentucky Dam | KY | Marshall | 5 | Conventional Hydroelectric | WAT | Hydro | 44.6 | 1948
18642 | Tennessee Valley Authority | 1378 | Paradise | KY | Muhlenberg | 1 | Conventional Steam Coal | BIT | Hard Coal | 704 | 1963
18642 | Tennessee Valley Authority | 1378 | Paradise | KY | Muhlenberg | 2 | Conventional Steam Coal | BIT | Hard Coal | 704 | 1963
18642 | Tennessee Valley Authority | 1378 | Paradise | KY | Muhlenberg | 3 | Conventional Steam Coal | SUB | Hard Coal | 1150.2 | 1970
18642 | Tennessee Valley Authority | 1379 | Shawnee | KY | McCracken | 1 | Conventional Steam Coal | SUB | Hard Coal | 175 | 1953
18642 | Tennessee Valley Authority | 1379 | Shawnee | KY | McCracken | 2 | Conventional Steam Coal | SUB | Hard Coal | 175 | 1953
18642 | Tennessee Valley Authority | 1379 | Shawnee | KY | McCracken | 3 | Conventional Steam Coal | SUB | Hard Coal | 175 | 1953
18642 | Tennessee Valley Authority | 1379 | Shawnee | KY | McCracken | 4 | Conventional Steam Coal | SUB | Hard Coal | 175 | 1954
18642 | Tennessee Valley Authority | 1379 | Shawnee | KY | McCracken | 5 | Conventional Steam Coal | SUB | Hard Coal | 175 | 1954
18642 | Tennessee Valley Authority | 1379 | Shawnee | KY | McCracken | 6 | Conventional Steam Coal | SUB | Hard Coal | 175 | 1954
18642 | Tennessee Valley Authority | 1379 | Shawnee | KY | McCracken | 7 | Conventional Steam Coal | SUB | Hard Coal | 175 | 1954
18642 | Tennessee Valley Authority | 1379 | Shawnee | KY | McCracken | 8 | Conventional Steam Coal | SUB | Hard Coal | 175 | 1955
18642 | Tennessee Valley Authority | 1379 | Shawnee | KY | McCracken | 9 | Conventional Steam Coal | SUB | Hard Coal | 175 | 1955
19462 | USCE-Nashville District | 1380 | Wolf Creek | KY | Russell | 1 | Conventional Hydroelectric | WAT | Hydro | 45 | 1952
19462 | USCE-Nashville District | 1380 | Wolf Creek | KY | Russell | 2 | Conventional Hydroelectric | WAT | Hydro | 45 | 1952
19462 | USCE-Nashville District | 1380 | Wolf Creek | KY | Russell | 3 | Conventional Hydroelectric | WAT | Hydro | 45 | 1952
19462 | USCE-Nashville District | 1380 | Wolf Creek | KY | Russell | 4 | Conventional Hydroelectric | WAT | Hydro | 45 | 1951
19462 | USCE-Nashville District | 1380 | Wolf Creek | KY | Russell | 5 | Conventional Hydroelectric | WAT | Hydro | 45 | 1951
19462 | USCE-Nashville District | 1380 | Wolf Creek | KY | Russell | 6 | Conventional Hydroelectric | WAT | Hydro | 45 | 1951
1692 | Big Rivers Electric Corp | 1381 | Kenneth C Coleman | KY | Hancock | 1 | Conventional Steam Coal | BIT | Hard Coal | 205 | 1969
1692 | Big Rivers Electric Corp | 1381 | Kenneth C Coleman | KY | Hancock | 2 | Conventional Steam Coal | BIT | Hard Coal | 205 | 1970
1692 | Big Rivers Electric Corp | 1381 | Kenneth C Coleman | KY | Hancock | 3 | Conventional Steam Coal | BIT | Hard Coal | 192 | 1971
1692 | Big Rivers Electric Corp | 1382 | HMP&L Station Two Henderson | KY | Henderson | 1 | Conventional Steam Coal | BIT | Hard Coal | 200 | 1973
1692 | Big Rivers Electric Corp | 1382 | HMP&L Station Two Henderson | KY | Henderson | 2 | Conventional Steam Coal | BIT | Hard Coal | 205 | 1974
1692 | Big Rivers Electric Corp | 1383 | Robert A Reid | KY | Webster | 1 | Petroleum Liquids | DFO | Petroleum | 96 | 1966
1692 | Big Rivers Electric Corp | 1383 | Robert A Reid | KY | Webster | GEN2 | Natural Gas Fired Combustion Turbine | NG | Natural Gas Peaker | 98.8 | 1976
5580 | East Kentucky Power Coop, Inc | 1384 | Cooper | KY | Pulaski | 1 | Conventional Steam Coal | BIT | Hard Coal | 113.6 | 1965
5580 | East Kentucky Power Coop, Inc | 1384 | Cooper | KY | Pulaski | 2 | Conventional Steam Coal | BIT | Hard Coal | 230.4 | 1969
5580 | East Kentucky Power Coop, Inc | 1385 | Dale | KY | Clark | 3 | Conventional Steam Coal | BIT | Hard Coal | 81 | 1957
5580 | East Kentucky Power Coop, Inc | 1385 | Dale | KY | Clark | 4 | Conventional Steam Coal | BIT | Hard Coal | 81 | 1960
11241 | Entergy Louisiana LLC | 1391 | Louisiana 1 | LA | East Baton Rouge | 1A | Other Gases | OG | Biomass | 23 | 1951
11241 | Entergy Louisiana LLC | 1391 | Louisiana 1 | LA | East Baton Rouge | 2A | Other Gases | OG | Biomass | 62.5 | 1954
11241 | Entergy Louisiana LLC | 1391 | Louisiana 1 | LA | East Baton Rouge | 3A | Other Gases | OG | Biomass | 63 | 1954
11241 | Entergy Louisiana LLC | 1391 | Louisiana 1 | LA | East Baton Rouge | 4A | Other Gases | OG | Biomass | 129.1 | 1987
11241 | Entergy Louisiana LLC | 1391 | Louisiana 1 | LA | East Baton Rouge | 5A | Other Gases | OG | Biomass | 173.3 | 1999
11241 | Entergy Louisiana LLC | 1392 | Louisiana 2 | LA | East Baton Rouge | 10 | Natural Gas Steam Turbine | NG | Natural Gas Peaker | 50 | 1950
11241 | Entergy Louisiana LLC | 1392 | Louisiana 2 | LA | East Baton Rouge | 11 | Natural Gas Steam Turbine | NG | Natural Gas Peaker | 50 | 1950
11241 | Entergy Louisiana LLC | 1392 | Louisiana 2 | LA | East Baton Rouge | 12 | Natural Gas Steam Turbine | NG | Natural Gas Peaker | 75 | 1953
11241 | Entergy Louisiana LLC | 1393 | R S Nelson | LA | Calcasieu | 1 | Petroleum Coke | PC | Hard Coal | 113.6 | 1959
11241 | Entergy Louisiana LLC | 1393 | R S Nelson | LA | Calcasieu | 2 | Petroleum Coke | PC | Hard Coal | 113.6 | 1959
11241 | Entergy Louisiana LLC | 1393 | R S Nelson | LA | Calcasieu | 3 | Natural Gas Steam Turbine | NG | Natural Gas Peaker | 163.2 | 1960
11241 | Entergy Louisiana LLC | 1393 | R S Nelson | LA | Calcasieu | 4 | Natural Gas Steam Turbine | NG | Natural Gas Peaker | 591.8 | 1970
11241 | Entergy Louisiana LLC | 1393 | R S Nelson | LA | Calcasieu | 6 | Conventional Steam Coal | SUB | Hard Coal | 614.6 | 1982
11241 | Entergy Louisiana LLC | 1394 | Willow Glen | LA | Iberville | 1 | Natural Gas Steam Turbine | NG | Natural Gas Peaker | 163.2 | 1960
11241 | Entergy Louisiana LLC | 1394 | Willow Glen | LA | Iberville | 2 | Natural Gas Steam Turbine | NG | Natural Gas Peaker | 239.4 | 1964
11241 | Entergy Louisiana LLC | 1394 | Willow Glen | LA | Iberville | 3 | Natural Gas Steam Turbine | NG | Natural Gas Peaker | 591.8 | 1968
11241 | Entergy Louisiana LLC | 1394 | Willow Glen | LA | Iberville | 4 | Natural Gas Steam Turbine | NG | Natural Gas Peaker | 591.8 | 1973
11241 | Entergy Louisiana LLC | 1394 | Willow Glen | LA | Iberville | 5 | Natural Gas Steam Turbine | NG | Natural Gas Peaker | 591.8 | 1976
3265 | Cleco Power LLC | 1396 | Coughlin Power Station | LA | Evangeline | 6 | Natural Gas Fired Combined Cycle | NG | Natural Gas Nonpeaker | 113.6 | 1961
3265 | Cleco Power LLC | 1396 | Coughlin Power Station | LA | Evangeline | 7 | Natural Gas Fired Combined Cycle | NG | Natural Gas Nonpeaker | 243.1 | 1966
3265 | Cleco Power LLC | 1396 | Coughlin Power Station | LA | Evangeline | U6CT | Natural Gas Fired Combined Cycle | NG | Natural Gas Nonpeaker | 188.7 | 2000
3265 | Cleco Power LLC | 1396 | Coughlin Power Station | LA | Evangeline | U72 | Natural Gas Fired Combined Cycle | NG | Natural Gas Nonpeaker | 188.7 | 2000
3265 | Cleco Power LLC | 1396 | Coughlin Power Station | LA | Evangeline | U7CT | Natural Gas Fired Combined Cycle | NG | Natural Gas Nonpeaker | 188.7 | 2000
3265 | Cleco Power LLC | 1400 | Teche | LA | St Mary | 1 | Natural Gas Steam Turbine | NG | Natural Gas Peaker | 23 | 1953
3265 | Cleco Power LLC | 1400 | Teche | LA | St Mary | 3 | Natural Gas Steam Turbine | NG | Natural Gas Peaker | 348.5 | 1971
3265 | Cleco Power LLC | 1400 | Teche | LA | St Mary | 4 | Natural Gas Fired Combustion Turbine | NG | Natural Gas Peaker | 42.2 | 2011
11241 | Entergy Louisiana LLC | 1401 | Buras | LA | Plaquemines | 8 | Natural Gas Fired Combustion Turbine | NG | Natural Gas Peaker | 20.7 | 1971
11241 | Entergy Louisiana LLC | 1402 | Little Gypsy | LA | St Charles | 2 | Natural Gas Steam Turbine | NG | Natural Gas Peaker | 420.7 | 1966
11241 | Entergy Louisiana LLC | 1402 | Little Gypsy | LA | St Charles | 3 | Natural Gas Steam Turbine | NG | Natural Gas Peaker | 582.2 | 1969
11241 | Entergy Louisiana LLC | 1403 | Nine Mile Point | LA | Jefferson | 3 | Natural Gas Steam Turbine | NG | Natural Gas Peaker | 169.8 | 1955
11241 | Entergy Louisiana LLC | 1403 | Nine Mile Point | LA | Jefferson | 5 | Natural Gas Steam Turbine | NG | Natural Gas Peaker | 895.1 | 1973
11241 | Entergy Louisiana LLC | 1403 | Nine Mile Point | LA | Jefferson | 6(4) | Natural Gas Steam Turbine | NG | Natural Gas Peaker | 895.1 | 1971
11241 | Entergy Louisiana LLC | 1403 | Nine Mile Point | LA | Jefferson | 6A | Natural Gas Fired Combined Cycle | NG | Natural Gas Nonpeaker | 194.7 | 2014
11241 | Entergy Louisiana LLC | 1403 | Nine Mile Point | LA | Jefferson | 6B | Natural Gas Fired Combined Cycle | NG | Natural Gas Nonpeaker | 194.7 | 2014
11241 | Entergy Louisiana LLC | 1403 | Nine Mile Point | LA | Jefferson | 6C | Natural Gas Fired Combined Cycle | NG | Natural Gas Nonpeaker | 260.1 | 2014
11241 | Entergy Louisiana LLC | 1404 | Sterlington | LA | Ouachita | 7A | Natural Gas Fired Combined Cycle | NG | Natural Gas Nonpeaker | 59.3 | 1973
11241 | Entergy Louisiana LLC | 1404 | Sterlington | LA | Ouachita | 7B | Natural Gas Fired Combined Cycle | NG | Natural Gas Nonpeaker | 66 | 1973
11241 | Entergy Louisiana LLC | 1404 | Sterlington | LA | Ouachita | 7C | Natural Gas Fired Combined Cycle | NG | Natural Gas Nonpeaker | 101 | 1974
13478 | Entergy New Orleans Inc | 1409 | Michoud | LA | Orleans | 2 | Natural Gas Steam Turbine | NG | Natural Gas Peaker | 261.8 | 1963
13478 | Entergy New Orleans Inc | 1409 | Michoud | LA | Orleans | 3 | Natural Gas Steam Turbine | NG | Natural Gas Peaker | 582.2 | 1967
17698 | Southwestern Electric Power Co | 1416 | Arsenal Hill | LA | Caddo | 5 | Natural Gas Steam Turbine | NG | Natural Gas Peaker | 125 | 1960
17698 | Southwestern Electric Power Co | 1417 | Lieberman | LA | Caddo | 2 | Natural Gas Steam Turbine | NG | Natural Gas Peaker | 25 | 1949
17698 | Southwestern Electric Power Co | 1417 | Lieberman | LA | Caddo | 3 | Natural Gas Steam Turbine | NG | Natural Gas Peaker | 114 | 1957
17698 | Southwestern Electric Power Co | 1417 | Lieberman | LA | Caddo | 4 | Natural Gas Steam Turbine | NG | Natural Gas Peaker | 114 | 1959
8884 | Terrebonne Parish Consol Gov't | 1439 | Houma | LA | Terrebonne | 14 | Natural Gas Steam Turbine | NG | Natural Gas Peaker | 12.6 | 1967
8884 | Terrebonne Parish Consol Gov't | 1439 | Houma | LA | Terrebonne | 15 | Natural Gas Steam Turbine | NG | Natural Gas Peaker | 25.5 | 1972
8884 | Terrebonne Parish Consol Gov't | 1439 | Houma | LA | Terrebonne | 16 | Natural Gas Steam Turbine | NG | Natural Gas Peaker | 40.8 | 1977
50111 | Lafayette Utilities System | 1443 | Louis Doc Bonin | LA | Lafayette | 1 | Natural Gas Steam Turbine | NG | Natural Gas Peaker | 53.9 | 1965
50111 | Lafayette Utilities System | 1443 | Louis Doc Bonin | LA | Lafayette | 2 | Natural Gas Steam Turbine | NG | Natural Gas Peaker | 100 | 1970
50111 | Lafayette Utilities System | 1443 | Louis Doc Bonin | LA | Lafayette | 3 | Natural Gas Steam Turbine | NG | Natural Gas Peaker | 187 | 1977
12625 | City of Minden - (LA) | 1447 | Minden | LA | WEBSTER | 1 | Natural Gas Steam Turbine | NG | Natural Gas Peaker | 12.5 | 1966
12625 | City of Minden - (LA) | 1447 | Minden | LA | WEBSTER | 2 | Natural Gas Steam Turbine | NG | Natural Gas Peaker | 12.5 | 1968
12625 | City of Minden - (LA) | 1447 | Minden | LA | WEBSTER | 6 | Petroleum Liquids | DFO | Petroleum | 2 | 1962
13483 | City of New Roads - (LA) | 1453 | New Roads | LA | Pointe Coupee | 1 | Natural Gas Internal Combustion Engine | NG | Natural Gas Peaker | 2.3 | 1965
13483 | City of New Roads - (LA) | 1453 | New Roads | LA | Pointe Coupee | 2 | Natural Gas Internal Combustion Engine | NG | Natural Gas Peaker | 0.6 | 1953
13483 | City of New Roads - (LA) | 1453 | New Roads | LA | Pointe Coupee | 3 | Natural Gas Internal Combustion Engine | NG | Natural Gas Peaker | 1.1 | 1957
13483 | City of New Roads - (LA) | 1453 | New Roads | LA | Pointe Coupee | 4 | Natural Gas Internal Combustion Engine | NG | Natural Gas Peaker | 1.7 | 1957
13483 | City of New Roads - (LA) | 1453 | New Roads | LA | Pointe Coupee | 5 | Natural Gas Internal Combustion Engine | NG | Natural Gas Peaker | 1.7 | 1951
13483 | City of New Roads - (LA) | 1453 | New Roads | LA | Pointe Coupee | 6 | Natural Gas Internal Combustion Engine | NG | Natural Gas Peaker | 2 | 1971
26253 | Louisiana Energy & Power Authority | 1456 | Rayne | LA | Acadia | 8 | Petroleum Liquids | DFO | Petroleum | 4.1 | 1969
26253 | Louisiana Energy & Power Authority | 1456 | Rayne | LA | Acadia | 9 | Petroleum Liquids | DFO | Petroleum | 4.1 | 1969
11252 | Louisiana Generating LLC | 1464 | Big Cajun 1 | LA | Pointe Coupee | 1 | Natural Gas Steam Turbine | NG | Natural Gas Peaker | 113.6 | 1972
11252 | Louisiana Generating LLC | 1464 | Big Cajun 1 | LA | Pointe Coupee | 2 | Natural Gas Steam Turbine | NG | Natural Gas Peaker | 113.6 | 1972
11252 | Louisiana Generating LLC | 1464 | Big Cajun 1 | LA | Pointe Coupee | 3 | Natural Gas Fired Combustion Turbine | NG | Natural Gas Peaker | 132.8 | 2001
11252 | Louisiana Generating LLC | 1464 | Big Cajun 1 | LA | Pointe Coupee | 4 | Natural Gas Fired Combustion Turbine | NG | Natural Gas Peaker | 132.8 | 2001
1179 | Emera Maine | 1468 | Eastport | ME | Washington | 3 | Petroleum Liquids | DFO | Petroleum | 2 | 1949
59178 | Brookfield Black Bear Hydro, LLC | 1469 | Ellsworth Hydro Station | ME | Hancock | EL01 | Conventional Hydroelectric | WAT | Hydro | 2.5 | 1924
59178 | Brookfield Black Bear Hydro, LLC | 1469 | Ellsworth Hydro Station | ME | Hancock | EL02 | Conventional Hydroelectric | WAT | Hydro | 2 | 1938
59178 | Brookfield Black Bear Hydro, LLC | 1469 | Ellsworth Hydro Station | ME | Hancock | EL03 | Conventional Hydroelectric | WAT | Hydro | 2 | 1938
59178 | Brookfield Black Bear Hydro, LLC | 1469 | Ellsworth Hydro Station | ME | Hancock | EL04 | Conventional Hydroelectric | WAT | Hydro | 2.4 | 1924
59178 | Brookfield Black Bear Hydro, LLC | 1472 | Howland Hydro Station | ME | Penobscot | HL01 | Conventional Hydroelectric | WAT | Hydro | 0.6 | 1921
59178 | Brookfield Black Bear Hydro, LLC | 1472 | Howland Hydro Station | ME | Penobscot | HL02 | Conventional Hydroelectric | WAT | Hydro | 0.6 | 1916
59178 | Brookfield Black Bear Hydro, LLC | 1472 | Howland Hydro Station | ME | Penobscot | HL03 | Conventional Hydroelectric | WAT | Hydro | 0.6 | 1916
59178 | Brookfield Black Bear Hydro, LLC | 1475 | Milford Hydro Station | ME | Penobscot | MF01 | Conventional Hydroelectric | WAT | Hydro | 0.7 | 2011
59178 | Brookfield Black Bear Hydro, LLC | 1475 | Milford Hydro Station | ME | Penobscot | MF02 | Conventional Hydroelectric | WAT | Hydro | 0.7 | 2011
59178 | Brookfield Black Bear Hydro, LLC | 1475 | Milford Hydro Station | ME | Penobscot | MF03 | Conventional Hydroelectric | WAT | Hydro | 1.6 | 1956
59178 | Brookfield Black Bear Hydro, LLC | 1475 | Milford Hydro Station | ME | Penobscot | MF04 | Conventional Hydroelectric | WAT | Hydro | 1.6 | 1946
59178 | Brookfield Black Bear Hydro, LLC | 1475 | Milford Hydro Station | ME | Penobscot | MF05 | Conventional Hydroelectric | WAT | Hydro | 1.6 | 1941
59178 | Brookfield Black Bear Hydro, LLC | 1475 | Milford Hydro Station | ME | Penobscot | MF06 | Conventional Hydroelectric | WAT | Hydro | 1.6 | 1942
59178 | Brookfield Black Bear Hydro, LLC | 1478 | Stillwater Hydro Station | ME | Penobscot | SW01 | Conventional Hydroelectric | WAT | Hydro | 0.4 | 1913
59178 | Brookfield Black Bear Hydro, LLC | 1478 | Stillwater Hydro Station | ME | Penobscot | SW02 | Conventional Hydroelectric | WAT | Hydro | 0.4 | 1913
59178 | Brookfield Black Bear Hydro, LLC | 1478 | Stillwater Hydro Station | ME | Penobscot | SW03 | Conventional Hydroelectric | WAT | Hydro | 0.4 | 1916
59178 | Brookfield Black Bear Hydro, LLC | 1478 | Stillwater Hydro Station | ME | Penobscot | SW04 | Conventional Hydroelectric | WAT | Hydro | 0.6 | 1929
39006 | Brookfield White Pine Hydro LLC | 1480 | Androscoggin 3 | ME | Androscoggin | 328 | Conventional Hydroelectric | WAT | Hydro | 3.6 | 1928
39006 | Brookfield White Pine Hydro LLC | 1481 | Bar Mills | ME | York | 1 | Conventional Hydroelectric | WAT | Hydro | 2 | 1956
39006 | Brookfield White Pine Hydro LLC | 1481 | Bar Mills | ME | York | 2 | Conventional Hydroelectric | WAT | Hydro | 2 | 1956
39006 | Brookfield White Pine Hydro LLC | 1482 | Bonny Eagle | ME | York | 1 | Conventional Hydroelectric | WAT | Hydro | 1.2 | 1910
39006 | Brookfield White Pine Hydro LLC | 1482 | Bonny Eagle | ME | York | 2 | Conventional Hydroelectric | WAT | Hydro | 1.2 | 1910
39006 | Brookfield White Pine Hydro LLC | 1482 | Bonny Eagle | ME | York | 3 | Conventional Hydroelectric | WAT | Hydro | 1.2 | 1910
39006 | Brookfield White Pine Hydro LLC | 1482 | Bonny Eagle | ME | York | 4 | Conventional Hydroelectric | WAT | Hydro | 1.2 | 1910
39006 | Brookfield White Pine Hydro LLC | 1482 | Bonny Eagle | ME | York | 5 | Conventional Hydroelectric | WAT | Hydro | 1.2 | 1910
39006 | Brookfield White Pine Hydro LLC | 1482 | Bonny Eagle | ME | York | 6 | Conventional Hydroelectric | WAT | Hydro | 1.2 | 1910
39006 | Brookfield White Pine Hydro LLC | 1483 | Brunswick Hydro | ME | Cumberland | B1 | Conventional Hydroelectric | WAT | Hydro | 12.6 | 1982
39006 | Brookfield White Pine Hydro LLC | 1483 | Brunswick Hydro | ME | Cumberland | B2 | Conventional Hydroelectric | WAT | Hydro | 3.5 | 1983
39006 | Brookfield White Pine Hydro LLC | 1483 | Brunswick Hydro | ME | Cumberland | B3 | Conventional Hydroelectric | WAT | Hydro | 3.5 | 1983
14876 | FPL Energy Cape LLC | 1484 | Cape Gas Turbine | ME | Cumberland | GT4 | Petroleum Liquids | DFO | Petroleum | 17.5 | 1970
14876 | FPL Energy Cape LLC | 1484 | Cape Gas Turbine | ME | Cumberland | GT5 | Petroleum Liquids | DFO | Petroleum | 17.5 | 1970
39006 | Brookfield White Pine Hydro LLC | 1486 | Cataract Hydro | ME | York | 1 | Conventional Hydroelectric | WAT | Hydro | 6.6 | 1937
39006 | Brookfield White Pine Hydro LLC | 1488 | Deer Rips | ME | Androscoggin | DR1 | Conventional Hydroelectric | WAT | Hydro | 0.6 | 1903
39006 | Brookfield White Pine Hydro LLC | 1488 | Deer Rips | ME | Androscoggin | DR2 | Conventional Hydroelectric | WAT | Hydro | 0.6 | 1903
39006 | Brookfield White Pine Hydro LLC | 1488 | Deer Rips | ME | Androscoggin | DR3 | Conventional Hydroelectric | WAT | Hydro | 0.9 | 1906
39006 | Brookfield White Pine Hydro LLC | 1488 | Deer Rips | ME | Androscoggin | DR4 | Conventional Hydroelectric | WAT | Hydro | 0.8 | 1911
39006 | Brookfield White Pine Hydro LLC | 1488 | Deer Rips | ME | Androscoggin | DR5 | Conventional Hydroelectric | WAT | Hydro | 0.8 | 1913
39006 | Brookfield White Pine Hydro LLC | 1488 | Deer Rips | ME | Androscoggin | DR6 | Conventional Hydroelectric | WAT | Hydro | 1.8 | 1919
39006 | Brookfield White Pine Hydro LLC | 1488 | Deer Rips | ME | Androscoggin | DR7 | Conventional Hydroelectric | WAT | Hydro | 1 | 1924
39006 | Brookfield White Pine Hydro LLC | 1491 | Gulf Island | ME | Androscoggin | GI1 | Conventional Hydroelectric | WAT | Hydro | 6.4 | 1926
39006 | Brookfield White Pine Hydro LLC | 1491 | Gulf Island | ME | Androscoggin | GI2 | Conventional Hydroelectric | WAT | Hydro | 6.4 | 1926
39006 | Brookfield White Pine Hydro LLC | 1491 | Gulf Island | ME | Androscoggin | GI3 | Conventional Hydroelectric | WAT | Hydro | 6.4 | 1926
39006 | Brookfield White Pine Hydro LLC | 1492 | Harris Hydro | ME | Somerset | HA1 | Conventional Hydroelectric | WAT | Hydro | 15 | 1954
39006 | Brookfield White Pine Hydro LLC | 1492 | Harris Hydro | ME | Somerset | HA2 | Conventional Hydroelectric | WAT | Hydro | 30 | 1954
39006 | Brookfield White Pine Hydro LLC | 1492 | Harris Hydro | ME | Somerset | HA3 | Conventional Hydroelectric | WAT | Hydro | 30 | 1955
39006 | Brookfield White Pine Hydro LLC | 1492 | Harris Hydro | ME | Somerset | HA4 | Conventional Hydroelectric | WAT | Hydro | 1.4 | 1955
39006 | Brookfield White Pine Hydro LLC | 1493 | Hiram | ME | Cumberland | 1 | Conventional Hydroelectric | WAT | Hydro | 2.4 | 1917
39006 | Brookfield White Pine Hydro LLC | 1493 | Hiram | ME | Cumberland | 2 | Conventional Hydroelectric | WAT | Hydro | 8.1 | 1985
56854 | Messalonskee Stream Hydro LLC | 1497 | Messalonskee 2 (Oakland) | ME | Kennebec | 1 | Conventional Hydroelectric | WAT | Hydro | 2.8 | 1924
56854 | Messalonskee Stream Hydro LLC | 1498 | Messalonskee 3 | ME | KENNEBEC | 1 | Conventional Hydroelectric | WAT | Hydro | 1.6 | 1918
56854 | Messalonskee Stream Hydro LLC | 1500 | Messalonskee 5 | ME | Kennebec | 1 | Conventional Hydroelectric | WAT | Hydro | 1.8 | 1935
39006 | Brookfield White Pine Hydro LLC | 1501 | North Gorham | ME | Cumberland | 1 | Conventional Hydroelectric | WAT | Hydro | 1.1 | 1925
39006 | Brookfield White Pine Hydro LLC | 1501 | North Gorham | ME | Cumberland | 2 | Conventional Hydroelectric | WAT | Hydro | 1.1 | 1925
39006 | Brookfield White Pine Hydro LLC | 1504 | Shawmut | ME | Somerset | SH1 | Conventional Hydroelectric | WAT | Hydro | 0.7 | 1913
39006 | Brookfield White Pine Hydro LLC | 1504 | Shawmut | ME | Somerset | SH2 | Conventional Hydroelectric | WAT | Hydro | 0.7 | 1913
39006 | Brookfield White Pine Hydro LLC | 1504 | Shawmut | ME | Somerset | SH3 | Conventional Hydroelectric | WAT | Hydro | 0.7 | 1913
39006 | Brookfield White Pine Hydro LLC | 1504 | Shawmut | ME | Somerset | SH4 | Conventional Hydroelectric | WAT | Hydro | 0.7 | 1913
39006 | Brookfield White Pine Hydro LLC | 1504 | Shawmut | ME | Somerset | SH5 | Conventional Hydroelectric | WAT | Hydro | 0.7 | 1913
39006 | Brookfield White Pine Hydro LLC | 1504 | Shawmut | ME | Somerset | SH6 | Conventional Hydroelectric | WAT | Hydro | 0.9 | 1921
39006 | Brookfield White Pine Hydro LLC | 1504 | Shawmut | ME | Somerset | SH7 | Conventional Hydroelectric | WAT | Hydro | 2.2 | 1982
39006 | Brookfield White Pine Hydro LLC | 1504 | Shawmut | ME | Somerset | SH8 | Conventional Hydroelectric | WAT | Hydro | 2.2 | 1982
39006 | Brookfield White Pine Hydro LLC | 1505 | Skelton | ME | York | 1 | Conventional Hydroelectric | WAT | Hydro | 8.4 | 1948
39006 | Brookfield White Pine Hydro LLC | 1505 | Skelton | ME | York | 2 | Conventional Hydroelectric | WAT | Hydro | 8.4 | 1948
31719 | FPL Energy Wyman LLC | 1507 | William F Wyman | ME | Cumberland | 1 | Petroleum Liquids | RFO | Petroleum | 50 | 1957
31719 | FPL Energy Wyman LLC | 1507 | William F Wyman | ME | Cumberland | 2 | Petroleum Liquids | RFO | Petroleum | 50 | 1958
31719 | FPL Energy Wyman LLC | 1507 | William F Wyman | ME | Cumberland | 3 | Petroleum Liquids | RFO | Petroleum | 113.6 | 1965
31719 | FPL Energy Wyman LLC | 1507 | William F Wyman | ME | Cumberland | 4 | Petroleum Liquids | RFO | Petroleum | 632.4 | 1978
39006 | Brookfield White Pine Hydro LLC | 1508 | West Buxton | ME | York | WB1 | Conventional Hydroelectric | WAT | Hydro | 0.6 | 1982
39006 | Brookfield White Pine Hydro LLC | 1508 | West Buxton | ME | York | WB2 | Conventional Hydroelectric | WAT | Hydro | 0.6 | 1982
39006 | Brookfield White Pine Hydro LLC | 1508 | West Buxton | ME | York | WB3 | Conventional Hydroelectric | WAT | Hydro | 1.1 | 1920
39006 | Brookfield White Pine Hydro LLC | 1508 | West Buxton | ME | York | WB4 | Conventional Hydroelectric | WAT | Hydro | 0.7 | 1907
39006 | Brookfield White Pine Hydro LLC | 1508 | West Buxton | ME | York | WB5 | Conventional Hydroelectric | WAT | Hydro | 0.7 | 1904
39006 | Brookfield White Pine Hydro LLC | 1508 | West Buxton | ME | York | WB6 | Conventional Hydroelectric | WAT | Hydro | 4 | 1927
39006 | Brookfield White Pine Hydro LLC | 1509 | Weston Hydro | ME | Somerset | WE1 | Conventional Hydroelectric | WAT | Hydro | 3 | 1921
39006 | Brookfield White Pine Hydro LLC | 1509 | Weston Hydro | ME | Somerset | WE2 | Conventional Hydroelectric | WAT | Hydro | 3 | 1920
39006 | Brookfield White Pine Hydro LLC | 1509 | Weston Hydro | ME | Somerset | WE3 | Conventional Hydroelectric | WAT | Hydro | 3 | 1921
39006 | Brookfield White Pine Hydro LLC | 1509 | Weston Hydro | ME | Somerset | WE4 | Conventional Hydroelectric | WAT | Hydro | 3 | 1923
39006 | Brookfield White Pine Hydro LLC | 1510 | Williams Hydro | ME | Somerset | WI1 | Conventional Hydroelectric | WAT | Hydro | 7 | 1939
39006 | Brookfield White Pine Hydro LLC | 1510 | Williams Hydro | ME | Somerset | WI2 | Conventional Hydroelectric | WAT | Hydro | 6 | 1950
39006 | Brookfield White Pine Hydro LLC | 1511 | Wyman Hydro | ME | Somerset | WY1 | Conventional Hydroelectric | WAT | Hydro | 24 | 1930
39006 | Brookfield White Pine Hydro LLC | 1511 | Wyman Hydro | ME | Somerset | WY2 | Conventional Hydroelectric | WAT | Hydro | 24 | 1931
39006 | Brookfield White Pine Hydro LLC | 1511 | Wyman Hydro | ME | Somerset | WY3 | Conventional Hydroelectric | WAT | Hydro | 24 | 1940
60160 | Merlin One LLC | 1513 | Caribou Generation Station | ME | Aroostook | 1 | Petroleum Liquids | RFO | Petroleum | 7.5 | 1950
60160 | Merlin One LLC | 1513 | Caribou Generation Station | ME | Aroostook | CD2 | Petroleum Liquids | DFO | Petroleum | 2.7 | 1948
60160 | Merlin One LLC | 1513 | Caribou Generation Station | ME | Aroostook | CD3 | Petroleum Liquids | DFO | Petroleum | 2.7 | 1948
60160 | Merlin One LLC | 1513 | Caribou Generation Station | ME | Aroostook | CD4 | Petroleum Liquids | DFO | Petroleum | 1 | 1948
60160 | Merlin One LLC | 1513 | Caribou Generation Station | ME | Aroostook | CD5 | Petroleum Liquids | DFO | Petroleum | 1.2 | 1951
60160 | Merlin One LLC | 1513 | Caribou Generation Station | ME | Aroostook | CH1 | Conventional Hydroelectric | WAT | Hydro | 0.4 | 1926
60160 | Merlin One LLC | 1513 | Caribou Generation Station | ME | Aroostook | CH2 | Conventional Hydroelectric | WAT | Hydro | 0.4 | 1926
60160 | Merlin One LLC | 1513 | Caribou Generation Station | ME | Aroostook | ST2 | Petroleum Liquids | RFO | Petroleum | 11.5 | 1955
14597 | Algonquin Northern Maine | 1514 | Flos Inn Diesel | ME | Aroostook | FID1 | Petroleum Liquids | DFO | Petroleum | 2 | 1959
14597 | Algonquin Northern Maine | 1514 | Flos Inn Diesel | ME | Aroostook | FID2 | Petroleum Liquids | DFO | Petroleum | 2 | 1959
14597 | Algonquin Northern Maine | 1514 | Flos Inn Diesel | ME | Aroostook | FID3 | Petroleum Liquids | DFO | Petroleum | 2 | 1959
14597 | Algonquin Northern Maine | 1516 | Squa Pan Hydro Station | ME | Aroostook | SP1 | Conventional Hydroelectric | WAT | Hydro | 1.5 | 1941
58177 | Raven Power Holdings LLC | 1552 | CP Crane Power, LLC | MD | Baltimore | 1 | Conventional Steam Coal | SUB | Hard Coal | 190.4 | 1961
58177 | Raven Power Holdings LLC | 1552 | CP Crane Power, LLC | MD | Baltimore | 2 | Conventional Steam Coal | SUB | Hard Coal | 209.4 | 1963
58177 | Raven Power Holdings LLC | 1552 | CP Crane Power, LLC | MD | Baltimore | GT1 | Petroleum Liquids | DFO | Petroleum | 16 | 1967
4161 | Constellation Power Source Gen | 1553 | Gould Street | MD | Baltimore City | 3 | Natural Gas Steam Turbine | NG | Natural Gas Peaker | 103.5 | 1952
58177 | Raven Power Holdings LLC | 1554 | Herbert A Wagner | MD | Anne Arundel | 1 | Natural Gas Steam Turbine | NG | Natural Gas Peaker | 132.8 | 1956
58177 | Raven Power Holdings LLC | 1554 | Herbert A Wagner | MD | Anne Arundel | 2 | Conventional Steam Coal | BIT | Hard Coal | 136 | 1959
58177 | Raven Power Holdings LLC | 1554 | Herbert A Wagner | MD | Anne Arundel | 3 | Conventional Steam Coal | BIT | Hard Coal | 359 | 1966
58177 | Raven Power Holdings LLC | 1554 | Herbert A Wagner | MD | Anne Arundel | 4 | Petroleum Liquids | RFO | Petroleum | 414.7 | 1972
58177 | Raven Power Holdings LLC | 1554 | Herbert A Wagner | MD | Anne Arundel | GT1 | Petroleum Liquids | DFO | Petroleum | 16 | 1967
4161 | Constellation Power Source Gen | 1555 | Notch Cliff | MD | Baltimore | GT1 | Natural Gas Fired Combustion Turbine | NG | Natural Gas Peaker | 18 | 1969
4161 | Constellation Power Source Gen | 1555 | Notch Cliff | MD | Baltimore | GT2 | Natural Gas Fired Combustion Turbine | NG | Natural Gas Peaker | 18 | 1969
4161 | Constellation Power Source Gen | 1555 | Notch Cliff | MD | Baltimore | GT3 | Natural Gas Fired Combustion Turbine | NG | Natural Gas Peaker | 18 | 1969
4161 | Constellation Power Source Gen | 1555 | Notch Cliff | MD | Baltimore | GT4 | Natural Gas Fired Combustion Turbine | NG | Natural Gas Peaker | 18 | 1969
4161 | Constellation Power Source Gen | 1555 | Notch Cliff | MD | Baltimore | GT5 | Natural Gas Fired Combustion Turbine | NG | Natural Gas Peaker | 18 | 1969
4161 | Constellation Power Source Gen | 1555 | Notch Cliff | MD | Baltimore | GT6 | Natural Gas Fired Combustion Turbine | NG | Natural Gas Peaker | 18 | 1969
4161 | Constellation Power Source Gen | 1555 | Notch Cliff | MD | Baltimore | GT7 | Natural Gas Fired Combustion Turbine | NG | Natural Gas Peaker | 18 | 1969
4161 | Constellation Power Source Gen | 1555 | Notch Cliff | MD | Baltimore | GT8 | Natural Gas Fired Combustion Turbine | NG | Natural Gas Peaker | 18 | 1969
4161 | Constellation Power Source Gen | 1556 | Perryman | MD | Harford | GT1 | Petroleum Liquids | DFO | Petroleum | 53.1 | 1972
4161 | Constellation Power Source Gen | 1556 | Perryman | MD | Harford | GT2 | Petroleum Liquids | DFO | Petroleum | 53.1 | 1972
4161 | Constellation Power Source Gen | 1556 | Perryman | MD | Harford | GT3 | Petroleum Liquids | DFO | Petroleum | 53.1 | 1972
4161 | Constellation Power Source Gen | 1556 | Perryman | MD | Harford | GT4 | Petroleum Liquids | DFO | Petroleum | 53.1 | 1972
4161 | Constellation Power Source Gen | 1556 | Perryman | MD | Harford | GT5 | Natural Gas Fired Combustion Turbine | NG | Natural Gas Peaker | 192 | 1995
4161 | Constellation Power Source Gen | 1556 | Perryman | MD | Harford | GT6 | Natural Gas Fired Combustion Turbine | NG | Natural Gas Peaker | 141 | 2015
4161 | Constellation Power Source Gen | 1557 | Philadelphia | MD | Baltimore City | GT1 | Petroleum Liquids | DFO | Petroleum | 20.7 | 1970
4161 | Constellation Power Source Gen | 1557 | Philadelphia | MD | Baltimore City | GT2 | Petroleum Liquids | DFO | Petroleum | 20.7 | 1970
4161 | Constellation Power Source Gen | 1557 | Philadelphia | MD | Baltimore City | GT3 | Petroleum Liquids | DFO | Petroleum | 20.7 | 1970
4161 | Constellation Power Source Gen | 1557 | Philadelphia | MD | Baltimore City | GT4 | Petroleum Liquids | DFO | Petroleum | 20.7 | 1970
4161 | Constellation Power Source Gen | 1559 | Riverside (MD) | MD | Baltimore | 4 | Natural Gas Steam Turbine | NG | Natural Gas Peaker | 72.2 | 1951
4161 | Constellation Power Source Gen | 1559 | Riverside (MD) | MD | Baltimore | GT7 | Petroleum Liquids | DFO | Petroleum | 25 | 1970
4161 | Constellation Power Source Gen | 1559 | Riverside (MD) | MD | Baltimore | GT8 | Petroleum Liquids | DFO | Petroleum | 25 | 1970
4161 | Constellation Power Source Gen | 1560 | Westport | MD | Baltimore City | GT5 | Natural Gas Fired Combustion Turbine | NG | Natural Gas Peaker | 121.5 | 1969
56609 | Calpine Mid-Atlantic Generation LLC | 1563 | Crisfield | MD | Somerset | CRIS | Petroleum Liquids | DFO | Petroleum | 2.9 | 1968
56609 | Calpine Mid-Atlantic Generation LLC | 1563 | Crisfield | MD | Somerset | CRS2 | Petroleum Liquids | DFO | Petroleum | 2.9 | 1968
56609 | Calpine Mid-Atlantic Generation LLC | 1563 | Crisfield | MD | Somerset | CRS3 | Petroleum Liquids | DFO | Petroleum | 2.9 | 1968
56609 | Calpine Mid-Atlantic Generation LLC | 1563 | Crisfield | MD | Somerset | CRS4 | Petroleum Liquids | DFO | Petroleum | 2.9 | 1968
19830 | NRG Vienna Operations Inc | 1564 | Vienna Operations | MD | Dorchester | 10 | Petroleum Liquids | DFO | Petroleum | 18.6 | 1968
19830 | NRG Vienna Operations Inc | 1564 | Vienna Operations | MD | Dorchester | 8 | Petroleum Liquids | RFO | Petroleum | 162 | 1972
54679 | BP Piney & Deep Creek LLC | 1567 | Deep Creek | MD | Garrett | 1 | Conventional Hydroelectric | WAT | Hydro | 10 | 1925
54679 | BP Piney & Deep Creek LLC | 1567 | Deep Creek | MD | Garrett | 2 | Conventional Hydroelectric | WAT | Hydro | 10 | 1925
12628 | NRG Chalk Point LLC | 1571 | Chalk Point LLC | MD | Prince Georges | 3 | Natural Gas Steam Turbine | NG | Natural Gas Peaker | 659 | 1975
12628 | NRG Chalk Point LLC | 1571 | Chalk Point LLC | MD | Prince Georges | 4 | Natural Gas Steam Turbine | NG | Natural Gas Peaker | 659 | 1981
12628 | NRG Chalk Point LLC | 1571 | Chalk Point LLC | MD | Prince Georges | GT1 | Petroleum Liquids | DFO | Petroleum | 16 | 1967
12628 | NRG Chalk Point LLC | 1571 | Chalk Point LLC | MD | Prince Georges | GT2 | Petroleum Liquids | DFO | Petroleum | 35 | 1974
12628 | NRG Chalk Point LLC | 1571 | Chalk Point LLC | MD | Prince Georges | GT3 | Petroleum Liquids | DFO | Petroleum | 103 | 1991
12628 | NRG Chalk Point LLC | 1571 | Chalk Point LLC | MD | Prince Georges | GT4 | Petroleum Liquids | DFO | Petroleum | 103 | 1991
12628 | NRG Chalk Point LLC | 1571 | Chalk Point LLC | MD | Prince Georges | GT5 | Petroleum Liquids | DFO | Petroleum | 125 | 1991
12628 | NRG Chalk Point LLC | 1571 | Chalk Point LLC | MD | Prince Georges | GT6 | Petroleum Liquids | DFO | Petroleum | 125 | 1991
12628 | NRG Chalk Point LLC | 1571 | Chalk Point LLC | MD | Prince Georges | SGT1 | Petroleum Liquids | DFO | Petroleum | 94 | 1990
12628 | NRG Chalk Point LLC | 1571 | Chalk Point LLC | MD | Prince Georges | ST1 | Conventional Steam Coal | BIT | Hard Coal | 364 | 1964
12628 | NRG Chalk Point LLC | 1571 | Chalk Point LLC | MD | Prince Georges | ST2 | Conventional Steam Coal | BIT | Hard Coal | 364 | 1965
12653 | GenOn Mid-Atlantic LLC | 1572 | Dickerson | MD | Montgomery | 2 | Conventional Steam Coal | BIT | Hard Coal | 196 | 1960
12653 | GenOn Mid-Atlantic LLC | 1572 | Dickerson | MD | Montgomery | 3 | Conventional Steam Coal | BIT | Hard Coal | 196 | 1962
12653 | GenOn Mid-Atlantic LLC | 1572 | Dickerson | MD | Montgomery | GT1 | Petroleum Liquids | DFO | Petroleum | 19 | 1967
12653 | GenOn Mid-Atlantic LLC | 1572 | Dickerson | MD | Montgomery | GT2 | Natural Gas Fired Combustion Turbine | NG | Natural Gas Peaker | 163 | 1992
12653 | GenOn Mid-Atlantic LLC | 1572 | Dickerson | MD | Montgomery | GT3 | Natural Gas Fired Combustion Turbine | NG | Natural Gas Peaker | 163 | 1992
12653 | GenOn Mid-Atlantic LLC | 1572 | Dickerson | MD | Montgomery | ST1 | Conventional Steam Coal | BIT | Hard Coal | 196 | 1959
12653 | GenOn Mid-Atlantic LLC | 1573 | Morgantown Generating Plant | MD | Charles | 3 | Petroleum Liquids | DFO | Petroleum | 65 | 1973
12653 | GenOn Mid-Atlantic LLC | 1573 | Morgantown Generating Plant | MD | Charles | 4 | Petroleum Liquids | DFO | Petroleum | 65 | 1973
12653 | GenOn Mid-Atlantic LLC | 1573 | Morgantown Generating Plant | MD | Charles | 5 | Petroleum Liquids | DFO | Petroleum | 65 | 1973
12653 | GenOn Mid-Atlantic LLC | 1573 | Morgantown Generating Plant | MD | Charles | 6 | Petroleum Liquids | DFO | Petroleum | 65 | 1973
12653 | GenOn Mid-Atlantic LLC | 1573 | Morgantown Generating Plant | MD | Charles | GT1 | Petroleum Liquids | DFO | Petroleum | 18 | 1970
12653 | GenOn Mid-Atlantic LLC | 1573 | Morgantown Generating Plant | MD | Charles | GT2 | Petroleum Liquids | DFO | Petroleum | 18 | 1971
12653 | GenOn Mid-Atlantic LLC | 1573 | Morgantown Generating Plant | MD | Charles | ST1 | Conventional Steam Coal | BIT | Hard Coal | 626 | 1970
12653 | GenOn Mid-Atlantic LLC | 1573 | Morgantown Generating Plant | MD | Charles | ST2 | Conventional Steam Coal | BIT | Hard Coal | 626 | 1971
6035 | Exelon Power | 1574 | Conowingo | MD | Harford | 1 | Conventional Hydroelectric | WAT | Hydro | 45 | 1928
6035 | Exelon Power | 1574 | Conowingo | MD | Harford | 10 | Conventional Hydroelectric | WAT | Hydro | 55.6 | 1964
6035 | Exelon Power | 1574 | Conowingo | MD | Harford | 11 | Conventional Hydroelectric | WAT | Hydro | 55.6 | 1964
6035 | Exelon Power | 1574 | Conowingo | MD | Harford | 2 | Conventional Hydroelectric | WAT | Hydro | 36 | 1928
6035 | Exelon Power | 1574 | Conowingo | MD | Harford | 3 | Conventional Hydroelectric | WAT | Hydro | 48 | 1928
6035 | Exelon Power | 1574 | Conowingo | MD | Harford | 4 | Conventional Hydroelectric | WAT | Hydro | 47.7 | 1928
6035 | Exelon Power | 1574 | Conowingo | MD | Harford | 5 | Conventional Hydroelectric | WAT | Hydro | 36 | 1928
6035 | Exelon Power | 1574 | Conowingo | MD | Harford | 6 | Conventional Hydroelectric | WAT | Hydro | 47.7 | 1928
6035 | Exelon Power | 1574 | Conowingo | MD | Harford | 7 | Conventional Hydroelectric | WAT | Hydro | 48 | 1928
6035 | Exelon Power | 1574 | Conowingo | MD | Harford | 8 | Conventional Hydroelectric | WAT | Hydro | 55.6 | 1964
6035 | Exelon Power | 1574 | Conowingo | MD | Harford | 9 | Conventional Hydroelectric | WAT | Hydro | 55.6 | 1964
5625 | Easton Utilities Comm | 1580 | Easton | MD | Talbot | 10 | Petroleum Liquids | DFO | Petroleum | 3.5 | 1966
5625 | Easton Utilities Comm | 1580 | Easton | MD | Talbot | 101 | Petroleum Liquids | DFO | Petroleum | 1.5 | 1995
5625 | Easton Utilities Comm | 1580 | Easton | MD | Talbot | 102 | Petroleum Liquids | DFO | Petroleum | 1.5 | 1995
5625 | Easton Utilities Comm | 1580 | Easton | MD | Talbot | 11 | Petroleum Liquids | DFO | Petroleum | 3.8 | 1968
5625 | Easton Utilities Comm | 1580 | Easton | MD | Talbot | 12 | Petroleum Liquids | DFO | Petroleum | 4.1 | 1970
5625 | Easton Utilities Comm | 1580 | Easton | MD | Talbot | 13 | Petroleum Liquids | DFO | Petroleum | 5.6 | 1973
5625 | Easton Utilities Comm | 1580 | Easton | MD | Talbot | 14 | Petroleum Liquids | DFO | Petroleum | 5.6 | 1973
5625 | Easton Utilities Comm | 1580 | Easton | MD | Talbot | 7 | Petroleum Liquids | DFO | Petroleum | 2.5 | 1954
5625 | Easton Utilities Comm | 1580 | Easton | MD | Talbot | 8 | Petroleum Liquids | DFO | Petroleum | 2.5 | 1957
5625 | Easton Utilities Comm | 1580 | Easton | MD | Talbot | 9 | Petroleum Liquids | DFO | Petroleum | 3 | 1961
6035 | Exelon Power | 1586 | Exelon Framingham LLC | MA | Norfolk | GT1 | Petroleum Liquids | DFO | Petroleum | 14.2 | 1970
6035 | Exelon Power | 1586 | Exelon Framingham LLC | MA | Norfolk | GT2 | Petroleum Liquids | DFO | Petroleum | 14.2 | 1969
6035 | Exelon Power | 1586 | Exelon Framingham LLC | MA | Norfolk | GT3 | Petroleum Liquids | DFO | Petroleum | 14.2 | 1969
6035 | Exelon Power | 1587 | Exelon L Street | MA | Suffolk | GT1 | Petroleum Liquids | DFO | Petroleum | 18.6 | 1966
49965 | Constellation Mystic Power LLC | 1588 | Mystic Generating Station | MA | Middlesex | 7 | Petroleum Liquids | RFO | Petroleum | 617 | 1975
49965 | Constellation Mystic Power LLC | 1588 | Mystic Generating Station | MA | Middlesex | GT1 | Petroleum Liquids | DFO | Petroleum | 14.2 | 1969
49965 | Constellation Mystic Power LLC | 1588 | Mystic Generating Station | MA | Middlesex | GT81 | Natural Gas Fired Combined Cycle | NG | Natural Gas Nonpeaker | 278.6 | 2003
49965 | Constellation Mystic Power LLC | 1588 | Mystic Generating Station | MA | Middlesex | GT82 | Natural Gas Fired Combined Cycle | NG | Natural Gas Nonpeaker | 278.6 | 2003
49965 | Constellation Mystic Power LLC | 1588 | Mystic Generating Station | MA | Middlesex | GT93 | Natural Gas Fired Combined Cycle | NG | Natural Gas Nonpeaker | 278.6 | 2003
49965 | Constellation Mystic Power LLC | 1588 | Mystic Generating Station | MA | Middlesex | GT94 | Natural Gas Fired Combined Cycle | NG | Natural Gas Nonpeaker | 278.6 | 2003
49965 | Constellation Mystic Power LLC | 1588 | Mystic Generating Station | MA | Middlesex | ST85 | Natural Gas Fired Combined Cycle | NG | Natural Gas Nonpeaker | 315 | 2003
49965 | Constellation Mystic Power LLC | 1588 | Mystic Generating Station | MA | Middlesex | ST96 | Natural Gas Fired Combined Cycle | NG | Natural Gas Nonpeaker | 315 | 2003
29926 | Entergy Nuclear Generation Co | 1590 | Pilgrim Nuclear Power Station | MA | Plymouth | 1 | Nuclear | NUC | Nuclear | 670 | 1972
6035 | Exelon Power | 1592 | Exelon Medway LLC | MA | Norfolk | GT1 | Petroleum Liquids | DFO | Petroleum | 45 | 1970
6035 | Exelon Power | 1592 | Exelon Medway LLC | MA | Norfolk | GT2 | Petroleum Liquids | DFO | Petroleum | 45 | 1971
6035 | Exelon Power | 1592 | Exelon Medway LLC | MA | Norfolk | GT3 | Petroleum Liquids | DFO | Petroleum | 45 | 1970
59528 | Veolia - Kendall Green Energy | 1595 | Kendall Square Station | MA | Middlesex | 1 | Natural Gas Fired Combined Cycle | NG | Natural Gas Nonpeaker | 17.2 | 1949
59528 | Veolia - Kendall Green Energy | 1595 | Kendall Square Station | MA | Middlesex | 2 | Natural Gas Fired Combined Cycle | NG | Natural Gas Nonpeaker | 23 | 1951
59528 | Veolia - Kendall Green Energy | 1595 | Kendall Square Station | MA | Middlesex | 3 | Natural Gas Fired Combined Cycle | NG | Natural Gas Nonpeaker | 27.2 | 1958
59528 | Veolia - Kendall Green Energy | 1595 | Kendall Square Station | MA | Middlesex | GEN4 | Natural Gas Fired Combined Cycle | NG | Natural Gas Nonpeaker | 186.2 | 2002
59528 | Veolia - Kendall Green Energy | 1595 | Kendall Square Station | MA | Middlesex | JET1 | Petroleum Liquids | DFO | Petroleum | 20 | 1970
21461 | NRG Canal LLC | 1597 | Oak Bluffs Diesel Generating Facility | MA | Dukes | UN1 | Petroleum Liquids | DFO | Petroleum | 2.7 | 1969
21461 | NRG Canal LLC | 1597 | Oak Bluffs Diesel Generating Facility | MA | Dukes | UN2 | Petroleum Liquids | DFO | Petroleum | 2.7 | 1969
21461 | NRG Canal LLC | 1597 | Oak Bluffs Diesel Generating Facility | MA | Dukes | UN3 | Petroleum Liquids | DFO | Petroleum | 2.7 | 1972
21461 | NRG Canal LLC | 1599 | Canal | MA | Barnstable | 1 | Petroleum Liquids | RFO | Petroleum | 585 | 1968
21461 | NRG Canal LLC | 1599 | Canal | MA | Barnstable | 2 | Petroleum Liquids | RFO | Petroleum | 580 | 1976
8776 | City of Holyoke Gas and Electric Dept. | 1603 | Boatlock | MA | Hampden | 1 | Conventional Hydroelectric | WAT | Hydro | 0.7 | 1921
8776 | City of Holyoke Gas and Electric Dept. | 1603 | Boatlock | MA | Hampden | 2 | Conventional Hydroelectric | WAT | Hydro | 1.2 | 1924
8776 | City of Holyoke Gas and Electric Dept. | 1603 | Boatlock | MA | Hampden | 3 | Conventional Hydroelectric | WAT | Hydro | 1.2 | 1924
8776 | City of Holyoke Gas and Electric Dept. | 1604 | Chemical | MA | Hampden | 1 | Conventional Hydroelectric | WAT | Hydro | 0.8 | 1935
8776 | City of Holyoke Gas and Electric Dept. | 1604 | Chemical | MA | Hampden | 2 | Conventional Hydroelectric | WAT | Hydro | 0.8 | 1935
8776 | City of Holyoke Gas and Electric Dept. | 1605 | Hadley Falls | MA | Hampden | 1 | Conventional Hydroelectric | WAT | Hydro | 17.6 | 1952
8776 | City of Holyoke Gas and Electric Dept. | 1605 | Hadley Falls | MA | Hampden | 2 | Conventional Hydroelectric | WAT | Hydro | 15.8 | 1983
8776 | City of Holyoke Gas and Electric Dept. | 1607 | Riverside Holyoke | MA | Hampden | 4 | Conventional Hydroelectric | WAT | Hydro | 0.8 | 1906
8776 | City of Holyoke Gas and Electric Dept. | 1607 | Riverside Holyoke | MA | Hampden | 5 | Conventional Hydroelectric | WAT | Hydro | 0.6 | 1906
8776 | City of Holyoke Gas and Electric Dept. | 1607 | Riverside Holyoke | MA | Hampden | 7 | Conventional Hydroelectric | WAT | Hydro | 1.5 | 1922
8776 | City of Holyoke Gas and Electric Dept. | 1607 | Riverside Holyoke | MA | Hampden | 8 | Conventional Hydroelectric | WAT | Hydro | 4 | 1931
13206 | Nantucket Electric Co | 1615 | Nantucket | MA | Nantucket | 12 | Petroleum Liquids | DFO | Petroleum | 3.7 | 1988
13206 | Nantucket Electric Co | 1615 | Nantucket | MA | Nantucket | 13 | Petroleum Liquids | DFO | Petroleum | 3.7 | 1988
58534 | Brayton Point Energy LLC | 1619 | Brayton Point | MA | Bristol | 1 | Conventional Steam Coal | BIT | Hard Coal | 241 | 1963
58534 | Brayton Point Energy LLC | 1619 | Brayton Point | MA | Bristol | 2 | Conventional Steam Coal | BIT | Hard Coal | 241 | 1964
58534 | Brayton Point Energy LLC | 1619 | Brayton Point | MA | Bristol | 3 | Conventional Steam Coal | BIT | Hard Coal | 642.6 | 1969
58534 | Brayton Point Energy LLC | 1619 | Brayton Point | MA | Bristol | 4 | Petroleum Liquids | RFO | Petroleum | 475.5 | 1974
50048 | TransCanada Hydro Northeast Inc., | 1620 | Deerfield 5 | MA | Berkshire | GEN1 | Conventional Hydroelectric | WAT | Hydro | 17.5 | 1974
58185 | FirstLight Power Resources, Inc. - MA | 1629 | Cabot | MA | Franklin | 1 | Conventional Hydroelectric | WAT | Hydro | 10.3 | 1915
58185 | FirstLight Power Resources, Inc. - MA | 1629 | Cabot | MA | Franklin | 2 | Conventional Hydroelectric | WAT | Hydro | 10.3 | 1915
58185 | FirstLight Power Resources, Inc. - MA | 1629 | Cabot | MA | Franklin | 3 | Conventional Hydroelectric | WAT | Hydro | 10.3 | 1916
58185 | FirstLight Power Resources, Inc. - MA | 1629 | Cabot | MA | Franklin | 4 | Conventional Hydroelectric | WAT | Hydro | 10.3 | 1916
58185 | FirstLight Power Resources, Inc. - MA | 1629 | Cabot | MA | Franklin | 5 | Conventional Hydroelectric | WAT | Hydro | 10.3 | 1917
58185 | FirstLight Power Resources, Inc. - MA | 1629 | Cabot | MA | Franklin | 6 | Conventional Hydroelectric | WAT | Hydro | 10.3 | 1917
8776 | City of Holyoke Gas and Electric Dept. | 1630 | Cobble Mountain | MA | Hampden | 1 | Conventional Hydroelectric | WAT | Hydro | 13 | 1930
8776 | City of Holyoke Gas and Electric Dept. | 1630 | Cobble Mountain | MA | Hampden | 2 | Conventional Hydroelectric | WAT | Hydro | 7 | 1930
8776 | City of Holyoke Gas and Electric Dept. | 1630 | Cobble Mountain | MA | Hampden | 3 | Conventional Hydroelectric | WAT | Hydro | 13 | 1930
56401 | NAEA Energy Massachusetts LLC | 1631 | Doreen | MA | Berkshire | DORE | Petroleum Liquids | KER | Petroleum | 21.1 | 1969
56401 | NAEA Energy Massachusetts LLC | 1634 | Gardners Falls | MA | Franklin | GF2 | Conventional Hydroelectric | WAT | Hydro | 0.4 | 1964
56401 | NAEA Energy Massachusetts LLC | 1634 | Gardners Falls | MA | Franklin | GF3 | Conventional Hydroelectric | WAT | Hydro | 0.9 | 1914
56401 | NAEA Energy Massachusetts LLC | 1634 | Gardners Falls | MA | Franklin | GF4 | Conventional Hydroelectric | WAT | Hydro | 0.9 | 1914
56401 | NAEA Energy Massachusetts LLC | 1634 | Gardners Falls | MA | Franklin | GF5 | Conventional Hydroelectric | WAT | Hydro | 1.3 | 1925
56401 | NAEA Energy Massachusetts LLC | 1637 | Putts Bridge | MA | Hampden | PB2 | Conventional Hydroelectric | WAT | Hydro | 1.6 | 1918
56401 | NAEA Energy Massachusetts LLC | 1637 | Putts Bridge | MA | Hampden | PB3 | Conventional Hydroelectric | WAT | Hydro | 1.6 | 1918
56401 | NAEA Energy Massachusetts LLC | 1638 | Redbridge | MA | Hampden | RB3 | Conventional Hydroelectric | WAT | Hydro | 1.8 | 1934
56401 | NAEA Energy Massachusetts LLC | 1638 | Redbridge | MA | Hampden | RB4 | Conventional Hydroelectric | WAT | Hydro | 1.8 | 1926
56401 | NAEA Energy Massachusetts LLC | 1642 | Essential Power Massachusetts LLC | MA | Hampden | 3 | Natural Gas Steam Turbine | NG | Natural Gas Peaker | 113.6 | 1957
56401 | NAEA Energy Massachusetts LLC | 1642 | Essential Power Massachusetts LLC | MA | Hampden | GT-1 | Natural Gas Fired Combustion Turbine | NG | Natural Gas Peaker | 60 | 2002
56401 | NAEA Energy Massachusetts LLC | 1642 | Essential Power Massachusetts LLC | MA | Hampden | GT-2 | Natural Gas Fired Combustion Turbine | NG | Natural Gas Peaker | 60 | 2002
56401 | NAEA Energy Massachusetts LLC | 1642 | Essential Power Massachusetts LLC | MA | Hampden | WS10 | Petroleum Liquids | KER | Petroleum | 17 | 1968
56401 | NAEA Energy Massachusetts LLC | 1643 | Woodland Road | MA | Berkshire | WOOD | Petroleum Liquids | KER | Petroleum | 20.4 | 1969
2144 | Town of Braintree - (MA) | 1660 | Potter Station 2 | MA | Norfolk | CC2 | Natural Gas Fired Combined Cycle | NG | Natural Gas Nonpeaker | 76 | 1977
2144 | Town of Braintree - (MA) | 1660 | Potter Station 2 | MA | Norfolk | CC3 | Natural Gas Fired Combined Cycle | NG | Natural Gas Nonpeaker | 25 | 1977
2144 | Town of Braintree - (MA) | 1660 | Potter Station 2 | MA | Norfolk | IC1 | Petroleum Liquids | DFO | Petroleum | 2.7 | 1963
2144 | Town of Braintree - (MA) | 1660 | Potter Station 2 | MA | Norfolk | WAT1 | Natural Gas Fired Combustion Turbine | NG | Natural Gas Peaker | 58 | 2009
2144 | Town of Braintree - (MA) | 1660 | Potter Station 2 | MA | Norfolk | WAT2 | Natural Gas Fired Combustion Turbine | NG | Natural Gas Peaker | 58 | 2009
9442 | Town of Ipswich - (MA) | 1670 | High Street Station | MA | ESSEX | 1 | Natural Gas Internal Combustion Engine | NG | Natural Gas Peaker | 1.2 | 1986
9442 | Town of Ipswich - (MA) | 1670 | High Street Station | MA | ESSEX | 10 | Natural Gas Internal Combustion Engine | NG | Natural Gas Peaker | 1.2 | 1984
9442 | Town of Ipswich - (MA) | 1670 | High Street Station | MA | ESSEX | 11 | Natural Gas Internal Combustion Engine | NG | Natural Gas Peaker | 1.2 | 1982
9442 | Town of Ipswich - (MA) | 1670 | High Street Station | MA | ESSEX | 12 | Natural Gas Internal Combustion Engine | NG | Natural Gas Peaker | 1.2 | 1983
9442 | Town of Ipswich - (MA) | 1670 | High Street Station | MA | ESSEX | 2 | Natural Gas Internal Combustion Engine | NG | Natural Gas Peaker | 1.3 | 1954
9442 | Town of Ipswich - (MA) | 1670 | High Street Station | MA | ESSEX | 6 | Natural Gas Internal Combustion Engine | NG | Natural Gas Peaker | 1.1 | 1951
9442 | Town of Ipswich - (MA) | 1670 | High Street Station | MA | ESSEX | 7 | Petroleum Liquids | DFO | Petroleum | 1.3 | 1956
9442 | Town of Ipswich - (MA) | 1670 | High Street Station | MA | ESSEX | 8 | Petroleum Liquids | DFO | Petroleum | 1.1 | 1960
9442 | Town of Ipswich - (MA) | 1670 | High Street Station | MA | ESSEX | 9 | Natural Gas Internal Combustion Engine | NG | Natural Gas Peaker | 1.3 | 1961
14605 | City of Peabody - (MA) | 1678 | Waters River | MA | Essex | 1 | Natural Gas Fired Combustion Turbine | NG | Natural Gas Peaker | 21.3 | 1971
14605 | City of Peabody - (MA) | 1678 | Waters River | MA | Essex | 2 | Natural Gas Fired Combustion Turbine | NG | Natural Gas Peaker | 43.6 | 1990
18488 | City of Taunton | 1682 | Cleary Flood | MA | Bristol | 8 | Petroleum Liquids | RFO | Petroleum | 28.3 | 1966
18488 | City of Taunton | 1682 | Cleary Flood | MA | Bristol | 9A | Petroleum Liquids | DFO | Petroleum | 23 | 1976
18488 | City of Taunton | 1682 | Cleary Flood | MA | Bristol | CA9 | Petroleum Liquids | DFO | Petroleum | 95 | 1975
4254 | Consumers Energy Co | 1693 | Alcona | MI | Alcona | 1 | Conventional Hydroelectric | WAT | Hydro | 4 | 1924
4254 | Consumers Energy Co | 1693 | Alcona | MI | Alcona | 2 | Conventional Hydroelectric | WAT | Hydro | 4 | 1924
4254 | Consumers Energy Co | 1694 | Allegan Dam | MI | Allegan | 1 | Conventional Hydroelectric | WAT | Hydro | 0.5 | 1935
4254 | Consumers Energy Co | 1694 | Allegan Dam | MI | Allegan | 2 | Conventional Hydroelectric | WAT | Hydro | 0.9 | 1935
4254 | Consumers Energy Co | 1694 | Allegan Dam | MI | Allegan | 3 | Conventional Hydroelectric | WAT | Hydro | 1.2 | 1945
4254 | Consumers Energy Co | 1695 | B C Cobb | MI | Muskegon | 4 | Conventional Steam Coal | SUB | Hard Coal | 156.3 | 1956
4254 | Consumers Energy Co | 1695 | B C Cobb | MI | Muskegon | 5 | Conventional Steam Coal | SUB | Hard Coal | 156.3 | 1957
4254 | Consumers Energy Co | 1698 | C W Tippy | MI | Manistee | 1 | Conventional Hydroelectric | WAT | Hydro | 6.7 | 1918
4254 | Consumers Energy Co | 1698 | C W Tippy | MI | Manistee | 2 | Conventional Hydroelectric | WAT | Hydro | 6.7 | 1918
4254 | Consumers Energy Co | 1698 | C W Tippy | MI | Manistee | 3 | Conventional Hydroelectric | WAT | Hydro | 6.7 | 1918
4254 | Consumers Energy Co | 1700 | Cooke | MI | Iosco | 1 | Conventional Hydroelectric | WAT | Hydro | 3 | 1911
4254 | Consumers Energy Co | 1700 | Cooke | MI | Iosco | 2 | Conventional Hydroelectric | WAT | Hydro | 3 | 1911
4254 | Consumers Energy Co | 1700 | Cooke | MI | Iosco | 3 | Conventional Hydroelectric | WAT | Hydro | 3 | 1911
4254 | Consumers Energy Co | 1701 | Croton | MI | Newaygo | 1 | Conventional Hydroelectric | WAT | Hydro | 3 | 1907
4254 | Consumers Energy Co | 1701 | Croton | MI | Newaygo | 2 | Conventional Hydroelectric | WAT | Hydro | 3 | 1907
4254 | Consumers Energy Co | 1701 | Croton | MI | Newaygo | 3 | Conventional Hydroelectric | WAT | Hydro | 1.4 | 1915
4254 | Consumers Energy Co | 1701 | Croton | MI | Newaygo | 4 | Conventional Hydroelectric | WAT | Hydro | 1.5 | 1912
4254 | Consumers Energy Co | 1702 | Dan E Karn | MI | Bay | 1A | Conventional Steam Coal | SUB | Hard Coal | 136 | 1959
4254 | Consumers Energy Co | 1702 | Dan E Karn | MI | Bay | 1B | Conventional Steam Coal | SUB | Hard Coal | 136 | 1959
4254 | Consumers Energy Co | 1702 | Dan E Karn | MI | Bay | 2A | Conventional Steam Coal | SUB | Hard Coal | 136 | 1961
4254 | Consumers Energy Co | 1702 | Dan E Karn | MI | Bay | 2B | Conventional Steam Coal | SUB | Hard Coal | 136 | 1961
4254 | Consumers Energy Co | 1702 | Dan E Karn | MI | Bay | 3 | Natural Gas Steam Turbine | NG | Natural Gas Peaker | 692.5 | 1975
4254 | Consumers Energy Co | 1702 | Dan E Karn | MI | Bay | 4 | Natural Gas Steam Turbine | NG | Natural Gas Peaker | 709.8 | 1977
4254 | Consumers Energy Co | 1704 | Five Channels | MI | Iosco | 1 | Conventional Hydroelectric | WAT | Hydro | 3 | 1912
4254 | Consumers Energy Co | 1704 | Five Channels | MI | Iosco | 2 | Conventional Hydroelectric | WAT | Hydro | 3 | 1912
4254 | Consumers Energy Co | 1705 | Foote | MI | Iosco | 1 | Conventional Hydroelectric | WAT | Hydro | 3 | 1918
4254 | Consumers Energy Co | 1705 | Foote | MI | Iosco | 2 | Conventional Hydroelectric | WAT | Hydro | 3 | 1918
4254 | Consumers Energy Co | 1705 | Foote | MI | Iosco | 3 | Conventional Hydroelectric | WAT | Hydro | 3 | 1918
4254 | Consumers Energy Co | 1706 | Gaylord - Consumers | MI | Otsego | 1 | Natural Gas Fired Combustion Turbine | NG | Natural Gas Peaker | 16 | 1966
4254 | Consumers Energy Co | 1706 | Gaylord - Consumers | MI | Otsego | 2 | Natural Gas Fired Combustion Turbine | NG | Natural Gas Peaker | 16 | 1966
4254 | Consumers Energy Co | 1706 | Gaylord - Consumers | MI | Otsego | 3 | Natural Gas Fired Combustion Turbine | NG | Natural Gas Peaker | 16 | 1966
4254 | Consumers Energy Co | 1707 | Hardy | MI | Newaygo | 1 | Conventional Hydroelectric | WAT | Hydro | 10 | 1931
4254 | Consumers Energy Co | 1707 | Hardy | MI | Newaygo | 2 | Conventional Hydroelectric | WAT | Hydro | 10 | 1931
4254 | Consumers Energy Co | 1707 | Hardy | MI | Newaygo | 3 | Conventional Hydroelectric | WAT | Hydro | 11.5 | 1931
4254 | Consumers Energy Co | 1708 | Hodenpyl | MI | Wexford | 1 | Conventional Hydroelectric | WAT | Hydro | 8.5 | 1925
4254 | Consumers Energy Co | 1708 | Hodenpyl | MI | Wexford | 2 | Conventional Hydroelectric | WAT | Hydro | 8.5 | 1925
4254 | Consumers Energy Co | 1710 | J H Campbell | MI | Ottawa | 1 | Conventional Steam Coal | SUB | Hard Coal | 265.2 | 1962
4254 | Consumers Energy Co | 1710 | J H Campbell | MI | Ottawa | 2 | Conventional Steam Coal | SUB | Hard Coal | 378.8 | 1967
4254 | Consumers Energy Co | 1710 | J H Campbell | MI | Ottawa | 3 | Conventional Steam Coal | SUB | Hard Coal | 916.8 | 1980
4254 | Consumers Energy Co | 1710 | J H Campbell | MI | Ottawa | A | Petroleum Liquids | DFO | Petroleum | 18.6 | 1968
4254 | Consumers Energy Co | 1712 | Loud | MI | Iosco | 1 | Conventional Hydroelectric | WAT | Hydro | 2 | 1913
4254 | Consumers Energy Co | 1712 | Loud | MI | Iosco | 2 | Conventional Hydroelectric | WAT | Hydro | 2 | 1913
4254 | Consumers Energy Co | 1713 | Ludington | MI | Mason | 1 | Hydroelectric Pumped Storage | WAT | Other | 329.8 | 1973
4254 | Consumers Energy Co | 1713 | Ludington | MI | Mason | 2 | Hydroelectric Pumped Storage | WAT | Other | 329.8 | 1973
4254 | Consumers Energy Co | 1713 | Ludington | MI | Mason | 3 | Hydroelectric Pumped Storage | WAT | Other | 329.8 | 1973
4254 | Consumers Energy Co | 1713 | Ludington | MI | Mason | 4 | Hydroelectric Pumped Storage | WAT | Other | 329.8 | 1973
4254 | Consumers Energy Co | 1713 | Ludington | MI | Mason | 5 | Hydroelectric Pumped Storage | WAT | Other | 329.8 | 1973
4254 | Consumers Energy Co | 1713 | Ludington | MI | Mason | 6 | Hydroelectric Pumped Storage | WAT | Other | 329.8 | 1973
4254 | Consumers Energy Co | 1714 | Mio | MI | Oscoda | 1 | Conventional Hydroelectric | WAT | Hydro | 2.5 | 1916
4254 | Consumers Energy Co | 1714 | Mio | MI | Oscoda | 2 | Conventional Hydroelectric | WAT | Hydro | 2.5 | 1916
56192 | Entergy Nuclear Palisades LLC | 1715 | Palisades | MI | Van Buren | 1 | Nuclear | NUC | Nuclear | 811.8 | 1972
4254 | Consumers Energy Co | 1716 | Rogers | MI | Mecosta | 1 | Conventional Hydroelectric | WAT | Hydro | 1.7 | 1922
4254 | Consumers Energy Co | 1716 | Rogers | MI | Mecosta | 2 | Conventional Hydroelectric | WAT | Hydro | 1.7 | 1922
4254 | Consumers Energy Co | 1716 | Rogers | MI | Mecosta | 3 | Conventional Hydroelectric | WAT | Hydro | 1.7 | 1922
4254 | Consumers Energy Co | 1716 | Rogers | MI | Mecosta | 4 | Conventional Hydroelectric | WAT | Hydro | 1.7 | 1922
4254 | Consumers Energy Co | 1718 | Straits | MI | Emmet | 1 | Natural Gas Fired Combustion Turbine | NG | Natural Gas Peaker | 20 | 1969
4254 | Consumers Energy Co | 1720 | J C Weadock | MI | Bay | 7 | Conventional Steam Coal | SUB | Hard Coal | 156.3 | 1955
4254 | Consumers Energy Co | 1720 | J C Weadock | MI | Bay | 8 | Conventional Steam Coal | SUB | Hard Coal | 156.3 | 1958
4254 | Consumers Energy Co | 1722 | Webber | MI | Ionia | 1 | Conventional Hydroelectric | WAT | Hydro | 3.3 | 1907
4254 | Consumers Energy Co | 1722 | Webber | MI | Ionia | 2 | Conventional Hydroelectric | WAT | Hydro | 1 | 1949
4254 | Consumers Energy Co | 1723 | J R Whiting | MI | Monroe | 1 | Conventional Steam Coal | SUB | Hard Coal | 106.3 | 1952
4254 | Consumers Energy Co | 1723 | J R Whiting | MI | Monroe | 2 | Conventional Steam Coal | SUB | Hard Coal | 106.3 | 1952
4254 | Consumers Energy Co | 1723 | J R Whiting | MI | Monroe | 3 | Conventional Steam Coal | SUB | Hard Coal | 132.8 | 1953
5109 | DTE Electric Company | 1725 | Colfax | MI | Livingston | 1 | Petroleum Liquids | DFO | Petroleum | 2.7 | 1969
5109 | DTE Electric Company | 1725 | Colfax | MI | Livingston | 2 | Petroleum Liquids | DFO | Petroleum | 2.7 | 1969
5109 | DTE Electric Company | 1725 | Colfax | MI | Livingston | 3 | Petroleum Liquids | DFO | Petroleum | 2.7 | 1969
5109 | DTE Electric Company | 1725 | Colfax | MI | Livingston | 4 | Petroleum Liquids | DFO | Petroleum | 2.7 | 1969
5109 | DTE Electric Company | 1725 | Colfax | MI | Livingston | 5 | Petroleum Liquids | DFO | Petroleum | 2.7 | 1969
5109 | DTE Electric Company | 1728 | Delray | MI | Wayne | 11-1 | Natural Gas Fired Combustion Turbine | NG | Natural Gas Peaker | 71.1 | 2000
5109 | DTE Electric Company | 1728 | Delray | MI | Wayne | 12-1 | Natural Gas Fired Combustion Turbine | NG | Natural Gas Peaker | 71.1 | 2000
5109 | DTE Electric Company | 1729 | Fermi | MI | Monroe | 2 | Nuclear | NUC | Nuclear | 1217 | 1988
5109 | DTE Electric Company | 1729 | Fermi | MI | Monroe | 3 | Petroleum Liquids | DFO | Petroleum | 16 | 1966
5109 | DTE Electric Company | 1729 | Fermi | MI | Monroe | 4 | Petroleum Liquids | DFO | Petroleum | 16 | 1966
5109 | DTE Electric Company | 1729 | Fermi | MI | Monroe | GT1 | Petroleum Liquids | DFO | Petroleum | 16 | 1966
5109 | DTE Electric Company | 1729 | Fermi | MI | Monroe | GT2 | Petroleum Liquids | DFO | Petroleum | 16 | 1966
5109 | DTE Electric Company | 1730 | Hancock | MI | Oakland | 1 | Natural Gas Fired Combustion Turbine | NG | Natural Gas Peaker | 19 | 1967
5109 | DTE Electric Company | 1730 | Hancock | MI | Oakland | 2 | Natural Gas Fired Combustion Turbine | NG | Natural Gas Peaker | 19 | 1967
5109 | DTE Electric Company | 1730 | Hancock | MI | Oakland | 3 | Natural Gas Fired Combustion Turbine | NG | Natural Gas Peaker | 19 | 1967
5109 | DTE Electric Company | 1730 | Hancock | MI | Oakland | 4 | Natural Gas Fired Combustion Turbine | NG | Natural Gas Peaker | 19.6 | 1969
5109 | DTE Electric Company | 1730 | Hancock | MI | Oakland | 5 | Natural Gas Fired Combustion Turbine | NG | Natural Gas Peaker | 41.8 | 1970
5109 | DTE Electric Company | 1730 | Hancock | MI | Oakland | 6 | Natural Gas Fired Combustion Turbine | NG | Natural Gas Peaker | 41.8 | 1966
5109 | DTE Electric Company | 1733 | Monroe (MI) | MI | Monroe | 1 | Conventional Steam Coal | SUB | Hard Coal | 817.2 | 1971
5109 | DTE Electric Company | 1733 | Monroe (MI) | MI | Monroe | 2 | Conventional Steam Coal | SUB | Hard Coal | 822.6 | 1973
5109 | DTE Electric Company | 1733 | Monroe (MI) | MI | Monroe | 3 | Conventional Steam Coal | SUB | Hard Coal | 822.6 | 1973
5109 | DTE Electric Company | 1733 | Monroe (MI) | MI | Monroe | 4 | Conventional Steam Coal | SUB | Hard Coal | 817.2 | 1974
5109 | DTE Electric Company | 1733 | Monroe (MI) | MI | Monroe | IC1 | Petroleum Liquids | DFO | Petroleum | 2.7 | 1969
5109 | DTE Electric Company | 1733 | Monroe (MI) | MI | Monroe | IC2 | Petroleum Liquids | DFO | Petroleum | 2.7 | 1969
5109 | DTE Electric Company | 1733 | Monroe (MI) | MI | Monroe | IC3 | Petroleum Liquids | DFO | Petroleum | 2.7 | 1969
5109 | DTE Electric Company | 1733 | Monroe (MI) | MI | Monroe | IC4 | Petroleum Liquids | DFO | Petroleum | 2.7 | 1969
5109 | DTE Electric Company | 1733 | Monroe (MI) | MI | Monroe | IC5 | Petroleum Liquids | DFO | Petroleum | 2.7 | 1969
5109 | DTE Electric Company | 1734 | Northeast (MI) | MI | Macomb | 1 | Natural Gas Fired Combustion Turbine | NG | Natural Gas Peaker | 16 | 1967
5109 | DTE Electric Company | 1734 | Northeast (MI) | MI | Macomb | 2 | Natural Gas Fired Combustion Turbine | NG | Natural Gas Peaker | 16 | 1966
5109 | DTE Electric Company | 1734 | Northeast (MI) | MI | Macomb | 3 | Natural Gas Fired Combustion Turbine | NG | Natural Gas Peaker | 16 | 1966
5109 | DTE Electric Company | 1734 | Northeast (MI) | MI | Macomb | 4 | Natural Gas Fired Combustion Turbine | NG | Natural Gas Peaker | 16 | 1966
5109 | DTE Electric Company | 1734 | Northeast (MI) | MI | Macomb | 5 | Petroleum Liquids | DFO | Petroleum | 23.4 | 1971
5109 | DTE Electric Company | 1734 | Northeast (MI) | MI | Macomb | 6 | Petroleum Liquids | DFO | Petroleum | 21.2 | 1971
5109 | DTE Electric Company | 1734 | Northeast (MI) | MI | Macomb | 7 | Petroleum Liquids | DFO | Petroleum | 21.2 | 1971
5109 | DTE Electric Company | 1735 | Oliver | MI | Huron | 1 | Petroleum Liquids | DFO | Petroleum | 2.7 | 1970
5109 | DTE Electric Company | 1735 | Oliver | MI | Huron | 2 | Petroleum Liquids | DFO | Petroleum | 2.7 | 1970
5109 | DTE Electric Company | 1735 | Oliver | MI | Huron | 3 | Petroleum Liquids | DFO | Petroleum | 2.7 | 1970
5109 | DTE Electric Company | 1735 | Oliver | MI | Huron | 4 | Petroleum Liquids | DFO | Petroleum | 2.7 | 1970
5109 | DTE Electric Company | 1735 | Oliver | MI | Huron | 5 | Petroleum Liquids | DFO | Petroleum | 2.7 | 1970
5109 | DTE Electric Company | 1737 | Placid 12 | MI | Oakland | 1 | Petroleum Liquids | DFO | Petroleum | 2.7 | 1970
5109 | DTE Electric Company | 1737 | Placid 12 | MI | Oakland | 2 | Petroleum Liquids | DFO | Petroleum | 2.7 | 1970
5109 | DTE Electric Company | 1737 | Placid 12 | MI | Oakland | 3 | Petroleum Liquids | DFO | Petroleum | 2.7 | 1970
5109 | DTE Electric Company | 1737 | Placid 12 | MI | Oakland | 4 | Petroleum Liquids | DFO | Petroleum | 2.7 | 1970
5109 | DTE Electric Company | 1737 | Placid 12 | MI | Oakland | 5 | Petroleum Liquids | DFO | Petroleum | 2.7 | 1970
5109 | DTE Electric Company | 1739 | Putnam (MI) | MI | Oakland | 1 | Petroleum Liquids | DFO | Petroleum | 2.7 | 1971
5109 | DTE Electric Company | 1739 | Putnam (MI) | MI | Oakland | 2 | Petroleum Liquids | DFO | Petroleum | 2.7 | 1971
5109 | DTE Electric Company | 1739 | Putnam (MI) | MI | Oakland | 3 | Petroleum Liquids | DFO | Petroleum | 2.7 | 1971
5109 | DTE Electric Company | 1739 | Putnam (MI) | MI | Oakland | 4 | Petroleum Liquids | DFO | Petroleum | 2.7 | 1971
5109 | DTE Electric Company | 1739 | Putnam (MI) | MI | Oakland | 5 | Petroleum Liquids | DFO | Petroleum | 2.7 | 1971
5109 | DTE Electric Company | 1740 | River Rouge | MI | Wayne | 1 | Natural Gas Steam Turbine | NG | Natural Gas Peaker | 282.6 | 1956
5109 | DTE Electric Company | 1740 | River Rouge | MI | Wayne | 2 | Conventional Steam Coal | SUB | Hard Coal | 292.5 | 1957
5109 | DTE Electric Company | 1740 | River Rouge | MI | Wayne | 3 | Conventional Steam Coal | SUB | Hard Coal | 358.1 | 1958
5109 | DTE Electric Company | 1740 | River Rouge | MI | Wayne | IC1 | Petroleum Liquids | DFO | Petroleum | 2.7 | 1967
5109 | DTE Electric Company | 1740 | River Rouge | MI | Wayne | IC2 | Petroleum Liquids | DFO | Petroleum | 2.7 | 1967
5109 | DTE Electric Company | 1740 | River Rouge | MI | Wayne | IC3 | Petroleum Liquids | DFO | Petroleum | 2.7 | 1967
5109 | DTE Electric Company | 1740 | River Rouge | MI | Wayne | IC4 | Petroleum Liquids | DFO | Petroleum | 2.7 | 1967
5109 | DTE Electric Company | 1741 | Slocum | MI | Wayne | 1 | Petroleum Liquids | DFO | Petroleum | 2.7 | 1968
5109 | DTE Electric Company | 1741 | Slocum | MI | Wayne | 2 | Petroleum Liquids | DFO | Petroleum | 2.7 | 1968
5109 | DTE Electric Company | 1741 | Slocum | MI | Wayne | 3 | Petroleum Liquids | DFO | Petroleum | 2.7 | 1968
5109 | DTE Electric Company | 1741 | Slocum | MI | Wayne | 4 | Petroleum Liquids | DFO | Petroleum | 2.7 | 1968
5109 | DTE Electric Company | 1741 | Slocum | MI | Wayne | 5 | Petroleum Liquids | DFO | Petroleum | 2.7 | 1968
5109 | DTE Electric Company | 1743 | St Clair | MI | St Clair | 1 | Conventional Steam Coal | SUB | Hard Coal | 168.7 | 1953
5109 | DTE Electric Company | 1743 | St Clair | MI | St Clair | 11 | Petroleum Liquids | DFO | Petroleum | 18.5 | 1968
5109 | DTE Electric Company | 1743 | St Clair | MI | St Clair | 12A | Petroleum Liquids | DFO | Petroleum | 2.7 | 1970
5109 | DTE Electric Company | 1743 | St Clair | MI | St Clair | 12B | Petroleum Liquids | DFO | Petroleum | 2.7 | 1970
5109 | DTE Electric Company | 1743 | St Clair | MI | St Clair | 2 | Conventional Steam Coal | SUB | Hard Coal | 156.2 | 1953
5109 | DTE Electric Company | 1743 | St Clair | MI | St Clair | 3 | Conventional Steam Coal | SUB | Hard Coal | 156.2 | 1954
5109 | DTE Electric Company | 1743 | St Clair | MI | St Clair | 4 | Conventional Steam Coal | SUB | Hard Coal | 168.7 | 1954
5109 | DTE Electric Company | 1743 | St Clair | MI | St Clair | 6 | Conventional Steam Coal | SUB | Hard Coal | 352.7 | 1961
5109 | DTE Electric Company | 1743 | St Clair | MI | St Clair | 7 | Conventional Steam Coal | SUB | Hard Coal | 544.5 | 1969
5109 | DTE Electric Company | 1744 | Superior | MI | Washtenaw | 1 | Petroleum Liquids | DFO | Petroleum | 16 | 1966
5109 | DTE Electric Company | 1744 | Superior | MI | Washtenaw | 2 | Petroleum Liquids | DFO | Petroleum | 16 | 1966
5109 | DTE Electric Company | 1744 | Superior | MI | Washtenaw | 3 | Petroleum Liquids | DFO | Petroleum | 16 | 1966
5109 | DTE Electric Company | 1744 | Superior | MI | Washtenaw | 4 | Petroleum Liquids | DFO | Petroleum | 16 | 1966
5109 | DTE Electric Company | 1745 | Trenton Channel | MI | Wayne | 7 | Conventional Steam Coal | SUB | Hard Coal | 120 | 1949
5109 | DTE Electric Company | 1745 | Trenton Channel | MI | Wayne | 9 | Conventional Steam Coal | SUB | Hard Coal | 535.5 | 1968
5109 | DTE Electric Company | 1746 | Wilmot | MI | Tuscola | 1 | Petroleum Liquids | DFO | Petroleum | 2.7 | 1968
5109 | DTE Electric Company | 1746 | Wilmot | MI | Tuscola | 2 | Petroleum Liquids | DFO | Petroleum | 2.7 | 1968
5109 | DTE Electric Company | 1746 | Wilmot | MI | Tuscola | 3 | Petroleum Liquids | DFO | Petroleum | 2.7 | 1968
5109 | DTE Electric Company | 1746 | Wilmot | MI | Tuscola | 4 | Petroleum Liquids | DFO | Petroleum | 2.7 | 1968
5109 | DTE Electric Company | 1746 | Wilmot | MI | Tuscola | 5 | Petroleum Liquids | DFO | Petroleum | 2.7 | 1968
3828 | Cloverland Electric Co-op | 1750 | Manistique | MI | Schoolcraft | 1 | Petroleum Liquids | DFO | Petroleum | 2 | 1960
3828 | Cloverland Electric Co-op | 1750 | Manistique | MI | Schoolcraft | 2 | Petroleum Liquids | DFO | Petroleum | 2.8 | 1972
3828 | Cloverland Electric Co-op | 1751 | Edison Sault | MI | Chippewa | 10 | Conventional Hydroelectric | WAT | Hydro | 0.6 | 1963
3828 | Cloverland Electric Co-op | 1751 | Edison Sault | MI | Chippewa | 11 | Conventional Hydroelectric | WAT | Hydro | 0.6 | 1963
3828 | Cloverland Electric Co-op | 1751 | Edison Sault | MI | Chippewa | 12 | Conventional Hydroelectric | WAT | Hydro | 0.6 | 1963
3828 | Cloverland Electric Co-op | 1751 | Edison Sault | MI | Chippewa | 13 | Conventional Hydroelectric | WAT | Hydro | 0.6 | 1963
3828 | Cloverland Electric Co-op | 1751 | Edison Sault | MI | Chippewa | 14 | Conventional Hydroelectric | WAT | Hydro | 0.6 | 1963
3828 | Cloverland Electric Co-op | 1751 | Edison Sault | MI | Chippewa | 15 | Conventional Hydroelectric | WAT | Hydro | 0.6 | 1963
3828 | Cloverland Electric Co-op | 1751 | Edison Sault | MI | Chippewa | 16 | Conventional Hydroelectric | WAT | Hydro | 0.6 | 1963
3828 | Cloverland Electric Co-op | 1751 | Edison Sault | MI | Chippewa | 17 | Conventional Hydroelectric | WAT | Hydro | 0.6 | 1963
3828 | Cloverland Electric Co-op | 1751 | Edison Sault | MI | Chippewa | 18 | Conventional Hydroelectric | WAT | Hydro | 0.6 | 1963
3828 | Cloverland Electric Co-op | 1751 | Edison Sault | MI | Chippewa | 19 | Conventional Hydroelectric | WAT | Hydro | 0.6 | 1963
3828 | Cloverland Electric Co-op | 1751 | Edison Sault | MI | Chippewa | 20 | Conventional Hydroelectric | WAT | Hydro | 0.6 | 1963
3828 | Cloverland Electric Co-op | 1751 | Edison Sault | MI | Chippewa | 21 | Conventional Hydroelectric | WAT | Hydro | 0.6 | 1963
3828 | Cloverland Electric Co-op | 1751 | Edison Sault | MI | Chippewa | 22 | Conventional Hydroelectric | WAT | Hydro | 0.6 | 1963
3828 | Cloverland Electric Co-op | 1751 | Edison Sault | MI | Chippewa | 23 | Conventional Hydroelectric | WAT | Hydro | 0.6 | 1963
3828 | Cloverland Electric Co-op | 1751 | Edison Sault | MI | Chippewa | 24 | Conventional Hydroelectric | WAT | Hydro | 0.6 | 1963
3828 | Cloverland Electric Co-op | 1751 | Edison Sault | MI | Chippewa | 25 | Conventional Hydroelectric | WAT | Hydro | 0.6 | 1963
3828 | Cloverland Electric Co-op | 1751 | Edison Sault | MI | Chippewa | 26 | Conventional Hydroelectric | WAT | Hydro | 0.6 | 1963
3828 | Cloverland Electric Co-op | 1751 | Edison Sault | MI | Chippewa | 27 | Conventional Hydroelectric | WAT | Hydro | 0.6 | 1963
3828 | Cloverland Electric Co-op | 1751 | Edison Sault | MI | Chippewa | 28 | Conventional Hydroelectric | WAT | Hydro | 0.6 | 1963
3828 | Cloverland Electric Co-op | 1751 | Edison Sault | MI | Chippewa | 29 | Conventional Hydroelectric | WAT | Hydro | 0.6 | 1963
3828 | Cloverland Electric Co-op | 1751 | Edison Sault | MI | Chippewa | 30 | Conventional Hydroelectric | WAT | Hydro | 0.6 | 1963
3828 | Cloverland Electric Co-op | 1751 | Edison Sault | MI | Chippewa | 31 | Conventional Hydroelectric | WAT | Hydro | 0.6 | 1963
3828 | Cloverland Electric Co-op | 1751 | Edison Sault | MI | Chippewa | 32 | Conventional Hydroelectric | WAT | Hydro | 0.6 | 1963
3828 | Cloverland Electric Co-op | 1751 | Edison Sault | MI | Chippewa | 33 | Conventional Hydroelectric | WAT | Hydro | 0.6 | 1963
3828 | Cloverland Electric Co-op | 1751 | Edison Sault | MI | Chippewa | 34 | Conventional Hydroelectric | WAT | Hydro | 0.6 | 1963
3828 | Cloverland Electric Co-op | 1751 | Edison Sault | MI | Chippewa | 35 | Conventional Hydroelectric | WAT | Hydro | 0.6 | 1963
3828 | Cloverland Electric Co-op | 1751 | Edison Sault | MI | Chippewa | 36 | Conventional Hydroelectric | WAT | Hydro | 0.6 | 1963
3828 | Cloverland Electric Co-op | 1751 | Edison Sault | MI | Chippewa | 37 | Conventional Hydroelectric | WAT | Hydro | 0.6 | 1963
3828 | Cloverland Electric Co-op | 1751 | Edison Sault | MI | Chippewa | 38 | Conventional Hydroelectric | WAT | Hydro | 0.6 | 1963
3828 | Cloverland Electric Co-op | 1751 | Edison Sault | MI | Chippewa | 39 | Conventional Hydroelectric | WAT | Hydro | 0.6 | 1963
3828 | Cloverland Electric Co-op | 1751 | Edison Sault | MI | Chippewa | 40 | Conventional Hydroelectric | WAT | Hydro | 0.6 | 1963
3828 | Cloverland Electric Co-op | 1751 | Edison Sault | MI | Chippewa | 41 | Conventional Hydroelectric | WAT | Hydro | 0.6 | 1901
3828 | Cloverland Electric Co-op | 1751 | Edison Sault | MI | Chippewa | 42 | Conventional Hydroelectric | WAT | Hydro | 0.5 | 1901
3828 | Cloverland Electric Co-op | 1751 | Edison Sault | MI | Chippewa | 45 | Conventional Hydroelectric | WAT | Hydro | 0.6 | 1916
3828 | Cloverland Electric Co-op | 1751 | Edison Sault | MI | Chippewa | 46 | Conventional Hydroelectric | WAT | Hydro | 0.6 | 1963
3828 | Cloverland Electric Co-op | 1751 | Edison Sault | MI | Chippewa | 47 | Conventional Hydroelectric | WAT | Hydro | 0.6 | 1963
3828 | Cloverland Electric Co-op | 1751 | Edison Sault | MI | Chippewa | 48 | Conventional Hydroelectric | WAT | Hydro | 0.6 | 1963
3828 | Cloverland Electric Co-op | 1751 | Edison Sault | MI | Chippewa | 49 | Conventional Hydroelectric | WAT | Hydro | 0.6 | 1963
3828 | Cloverland Electric Co-op | 1751 | Edison Sault | MI | Chippewa | 50 | Conventional Hydroelectric | WAT | Hydro | 0.6 | 1963
3828 | Cloverland Electric Co-op | 1751 | Edison Sault | MI | Chippewa | 51 | Conventional Hydroelectric | WAT | Hydro | 0.6 | 1963
3828 | Cloverland Electric Co-op | 1751 | Edison Sault | MI | Chippewa | 52 | Conventional Hydroelectric | WAT | Hydro | 0.6 | 1963
3828 | Cloverland Electric Co-op | 1751 | Edison Sault | MI | Chippewa | 53 | Conventional Hydroelectric | WAT | Hydro | 0.6 | 1963
3828 | Cloverland Electric Co-op | 1751 | Edison Sault | MI | Chippewa | 54 | Conventional Hydroelectric | WAT | Hydro | 0.6 | 1963
3828 | Cloverland Electric Co-op | 1751 | Edison Sault | MI | Chippewa | 55 | Conventional Hydroelectric | WAT | Hydro | 0.6 | 1963
3828 | Cloverland Electric Co-op | 1751 | Edison Sault | MI | Chippewa | 56 | Conventional Hydroelectric | WAT | Hydro | 0.6 | 1963
3828 | Cloverland Electric Co-op | 1751 | Edison Sault | MI | Chippewa | 57 | Conventional Hydroelectric | WAT | Hydro | 0.6 | 1963
3828 | Cloverland Electric Co-op | 1751 | Edison Sault | MI | Chippewa | 58 | Conventional Hydroelectric | WAT | Hydro | 0.6 | 1963
3828 | Cloverland Electric Co-op | 1751 | Edison Sault | MI | Chippewa | 59 | Conventional Hydroelectric | WAT | Hydro | 0.6 | 1963
3828 | Cloverland Electric Co-op | 1751 | Edison Sault | MI | Chippewa | 6 | Conventional Hydroelectric | WAT | Hydro | 0.6 | 1963
3828 | Cloverland Electric Co-op | 1751 | Edison Sault | MI | Chippewa | 60 | Conventional Hydroelectric | WAT | Hydro | 0.6 | 1963
3828 | Cloverland Electric Co-op | 1751 | Edison Sault | MI | Chippewa | 61 | Conventional Hydroelectric | WAT | Hydro | 0.6 | 1963
3828 | Cloverland Electric Co-op | 1751 | Edison Sault | MI | Chippewa | 62 | Conventional Hydroelectric | WAT | Hydro | 0.5 | 1916
3828 | Cloverland Electric Co-op | 1751 | Edison Sault | MI | Chippewa | 63 | Conventional Hydroelectric | WAT | Hydro | 0.5 | 1916
3828 | Cloverland Electric Co-op | 1751 | Edison Sault | MI | Chippewa | 64 | Conventional Hydroelectric | WAT | Hydro | 0.5 | 1916
3828 | Cloverland Electric Co-op | 1751 | Edison Sault | MI | Chippewa | 65 | Conventional Hydroelectric | WAT | Hydro | 0.5 | 1916
3828 | Cloverland Electric Co-op | 1751 | Edison Sault | MI | Chippewa | 66 | Conventional Hydroelectric | WAT | Hydro | 0.5 | 1916
3828 | Cloverland Electric Co-op | 1751 | Edison Sault | MI | Chippewa | 67 | Conventional Hydroelectric | WAT | Hydro | 0.5 | 1916
3828 | Cloverland Electric Co-op | 1751 | Edison Sault | MI | Chippewa | 68 | Conventional Hydroelectric | WAT | Hydro | 0.5 | 1916
3828 | Cloverland Electric Co-op | 1751 | Edison Sault | MI | Chippewa | 69 | Conventional Hydroelectric | WAT | Hydro | 0.5 | 1916
3828 | Cloverland Electric Co-op | 1751 | Edison Sault | MI | Chippewa | 7 | Conventional Hydroelectric | WAT | Hydro | 0.6 | 1963
3828 | Cloverland Electric Co-op | 1751 | Edison Sault | MI | Chippewa | 70 | Conventional Hydroelectric | WAT | Hydro | 0.5 | 1916
3828 | Cloverland Electric Co-op | 1751 | Edison Sault | MI | Chippewa | 71 | Conventional Hydroelectric | WAT | Hydro | 0.5 | 1916
3828 | Cloverland Electric Co-op | 1751 | Edison Sault | MI | Chippewa | 72 | Conventional Hydroelectric | WAT | Hydro | 0.5 | 1916
3828 | Cloverland Electric Co-op | 1751 | Edison Sault | MI | Chippewa | 73 | Conventional Hydroelectric | WAT | Hydro | 0.5 | 1916
3828 | Cloverland Electric Co-op | 1751 | Edison Sault | MI | Chippewa | 74 | Conventional Hydroelectric | WAT | Hydro | 0.5 | 1916
3828 | Cloverland Electric Co-op | 1751 | Edison Sault | MI | Chippewa | 75 | Conventional Hydroelectric | WAT | Hydro | 0.5 | 1916
3828 | Cloverland Electric Co-op | 1751 | Edison Sault | MI | Chippewa | 76 | Conventional Hydroelectric | WAT | Hydro | 0.5 | 1916
3828 | Cloverland Electric Co-op | 1751 | Edison Sault | MI | Chippewa | 77 | Conventional Hydroelectric | WAT | Hydro | 0.5 | 1916
3828 | Cloverland Electric Co-op | 1751 | Edison Sault | MI | Chippewa | 78 | Conventional Hydroelectric | WAT | Hydro | 0.5 | 1916
3828 | Cloverland Electric Co-op | 1751 | Edison Sault | MI | Chippewa | 79 | Conventional Hydroelectric | WAT | Hydro | 0.5 | 1916
3828 | Cloverland Electric Co-op | 1751 | Edison Sault | MI | Chippewa | 8 | Conventional Hydroelectric | WAT | Hydro | 0.6 | 1963
3828 | Cloverland Electric Co-op | 1751 | Edison Sault | MI | Chippewa | 80 | Conventional Hydroelectric | WAT | Hydro | 0.5 | 1916
3828 | Cloverland Electric Co-op | 1751 | Edison Sault | MI | Chippewa | 9 | Conventional Hydroelectric | WAT | Hydro | 0.6 | 1963
9324 | Indiana Michigan Power Co | 1753 | Berrien Springs | MI | Berrien | 10 | Conventional Hydroelectric | WAT | Hydro | 0.6 | 1996
9324 | Indiana Michigan Power Co | 1753 | Berrien Springs | MI | Berrien | 11 | Conventional Hydroelectric | WAT | Hydro | 0.6 | 1996
9324 | Indiana Michigan Power Co | 1753 | Berrien Springs | MI | Berrien | 12 | Conventional Hydroelectric | WAT | Hydro | 0.6 | 1996
9324 | Indiana Michigan Power Co | 1753 | Berrien Springs | MI | Berrien | 1A | Conventional Hydroelectric | WAT | Hydro | 0.6 | 1996
9324 | Indiana Michigan Power Co | 1753 | Berrien Springs | MI | Berrien | 2A | Conventional Hydroelectric | WAT | Hydro | 0.6 | 1996
9324 | Indiana Michigan Power Co | 1753 | Berrien Springs | MI | Berrien | 3A | Conventional Hydroelectric | WAT | Hydro | 0.6 | 1996
9324 | Indiana Michigan Power Co | 1753 | Berrien Springs | MI | Berrien | 4A | Conventional Hydroelectric | WAT | Hydro | 0.6 | 1996
9324 | Indiana Michigan Power Co | 1753 | Berrien Springs | MI | Berrien | 5 | Conventional Hydroelectric | WAT | Hydro | 0.6 | 1996
9324 | Indiana Michigan Power Co | 1753 | Berrien Springs | MI | Berrien | 6 | Conventional Hydroelectric | WAT | Hydro | 0.6 | 1996
9324 | Indiana Michigan Power Co | 1753 | Berrien Springs | MI | Berrien | 7 | Conventional Hydroelectric | WAT | Hydro | 0.6 | 1996
9324 | Indiana Michigan Power Co | 1753 | Berrien Springs | MI | Berrien | 8 | Conventional Hydroelectric | WAT | Hydro | 0.6 | 1996
9324 | Indiana Michigan Power Co | 1753 | Berrien Springs | MI | Berrien | 9 | Conventional Hydroelectric | WAT | Hydro | 0.6 | 1996
9324 | Indiana Michigan Power Co | 1754 | Buchanan (MI) | MI | Berrien | 1 | Conventional Hydroelectric | WAT | Hydro | 0.4 | 1919
9324 | Indiana Michigan Power Co | 1754 | Buchanan (MI) | MI | Berrien | 10 | Conventional Hydroelectric | WAT | Hydro | 0.5 | 1927
9324 | Indiana Michigan Power Co | 1754 | Buchanan (MI) | MI | Berrien | 2 | Conventional Hydroelectric | WAT | Hydro | 0.4 | 1919
9324 | Indiana Michigan Power Co | 1754 | Buchanan (MI) | MI | Berrien | 3 | Conventional Hydroelectric | WAT | Hydro | 0.4 | 1919
9324 | Indiana Michigan Power Co | 1754 | Buchanan (MI) | MI | Berrien | 4 | Conventional Hydroelectric | WAT | Hydro | 0.4 | 1919
9324 | Indiana Michigan Power Co | 1754 | Buchanan (MI) | MI | Berrien | 5 | Conventional Hydroelectric | WAT | Hydro | 0.4 | 1919
9324 | Indiana Michigan Power Co | 1754 | Buchanan (MI) | MI | Berrien | 6 | Conventional Hydroelectric | WAT | Hydro | 0.4 | 1919
9324 | Indiana Michigan Power Co | 1754 | Buchanan (MI) | MI | Berrien | 7 | Conventional Hydroelectric | WAT | Hydro | 0.5 | 1927
9324 | Indiana Michigan Power Co | 1754 | Buchanan (MI) | MI | Berrien | 8 | Conventional Hydroelectric | WAT | Hydro | 0.5 | 1927
9324 | Indiana Michigan Power Co | 1754 | Buchanan (MI) | MI | Berrien | 9 | Conventional Hydroelectric | WAT | Hydro | 0.5 | 1927
13781 | Northern States Power Co - Minnesota | 1756 | Saxon Falls | WI | Iron | 1 | Conventional Hydroelectric | WAT | Hydro | 0.8 | 1913
13781 | Northern States Power Co - Minnesota | 1756 | Saxon Falls | WI | Iron | 2 | Conventional Hydroelectric | WAT | Hydro | 0.8 | 1913
13781 | Northern States Power Co - Minnesota | 1757 | Superior Falls | MI | Gogebic | 1 | Conventional Hydroelectric | WAT | Hydro | 0.7 | 1917
13781 | Northern States Power Co - Minnesota | 1757 | Superior Falls | MI | Gogebic | 2 | Conventional Hydroelectric | WAT | Hydro | 0.7 | 1917
9324 | Indiana Michigan Power Co | 1760 | Constantine | MI | St Joseph | 1 | Conventional Hydroelectric | WAT | Hydro | 0.3 | 1923
9324 | Indiana Michigan Power Co | 1760 | Constantine | MI | St Joseph | 2 | Conventional Hydroelectric | WAT | Hydro | 0.3 | 1923
9324 | Indiana Michigan Power Co | 1760 | Constantine | MI | St Joseph | 3 | Conventional Hydroelectric | WAT | Hydro | 0.3 | 1929
9324 | Indiana Michigan Power Co | 1760 | Constantine | MI | St Joseph | 4 | Conventional Hydroelectric | WAT | Hydro | 0.3 | 1923
9324 | Indiana Michigan Power Co | 1761 | Mottville | MI | St Joseph | 1 | Conventional Hydroelectric | WAT | Hydro | 0.4 | 1923
9324 | Indiana Michigan Power Co | 1761 | Mottville | MI | St Joseph | 2 | Conventional Hydroelectric | WAT | Hydro | 0.4 | 1923
9324 | Indiana Michigan Power Co | 1761 | Mottville | MI | St Joseph | 3 | Conventional Hydroelectric | WAT | Hydro | 0.4 | 1923
9324 | Indiana Michigan Power Co | 1761 | Mottville | MI | St Joseph | 4 | Conventional Hydroelectric | WAT | Hydro | 0.4 | 1923
20847 | Wisconsin Electric Power Co | 1769 | Presque Isle | MI | Marquette | 5 | Conventional Steam Coal | SUB | Hard Coal | 90 | 1974
20847 | Wisconsin Electric Power Co | 1769 | Presque Isle | MI | Marquette | 6 | Conventional Steam Coal | SUB | Hard Coal | 90 | 1975
20847 | Wisconsin Electric Power Co | 1769 | Presque Isle | MI | Marquette | 7 | Conventional Steam Coal | SUB | Hard Coal | 90 | 1978
20847 | Wisconsin Electric Power Co | 1769 | Presque Isle | MI | Marquette | 8 | Conventional Steam Coal | SUB | Hard Coal | 90 | 1978
20847 | Wisconsin Electric Power Co | 1769 | Presque Isle | MI | Marquette | 9 | Conventional Steam Coal | SUB | Hard Coal | 90 | 1979
58246 | Escanaba Operating Services LLC | 1771 | Escanaba | MI | Delta | 1 | Conventional Steam Coal | BIT | Hard Coal | 11.5 | 1958
58246 | Escanaba Operating Services LLC | 1771 | Escanaba | MI | Delta | 2 | Conventional Steam Coal | BIT | Hard Coal | 11.5 | 1958
58246 | Escanaba Operating Services LLC | 1771 | Escanaba | MI | Delta | 3 | Petroleum Liquids | DFO | Petroleum | 17.9 | 2003
56133 | L'Anse Warden Electric Company LLC | 1772 | John H Warden | MI | Baraga | 1 | Wood/Wood Waste Biomass | WDS | Biomass | 18.7 | 1959
19578 | Upper Peninsula Power Company | 1773 | Prickett | MI | Baraga | 1 | Conventional Hydroelectric | WAT | Hydro | 1.1 | 1931
19578 | Upper Peninsula Power Company | 1773 | Prickett | MI | Baraga | 2 | Conventional Hydroelectric | WAT | Hydro | 1.1 | 1931
19578 | Upper Peninsula Power Company | 1774 | Victoria Dam | MI | Ontonagon | 1 | Conventional Hydroelectric | WAT | Hydro | 6 | 1931
19578 | Upper Peninsula Power Company | 1774 | Victoria Dam | MI | Ontonagon | 2 | Conventional Hydroelectric | WAT | Hydro | 6 | 1931
20847 | Wisconsin Electric Power Co | 1775 | Brule | WI | Florence | 1 | Conventional Hydroelectric | WAT | Hydro | 1.3 | 1919
20847 | Wisconsin Electric Power Co | 1775 | Brule | WI | Florence | 2 | Conventional Hydroelectric | WAT | Hydro | 2 | 1919
20847 | Wisconsin Electric Power Co | 1775 | Brule | WI | Florence | 3 | Conventional Hydroelectric | WAT | Hydro | 2 | 1921
20847 | Wisconsin Electric Power Co | 1776 | Chalk Hill | MI | Menominee | 1 | Conventional Hydroelectric | WAT | Hydro | 2.6 | 1927
20847 | Wisconsin Electric Power Co | 1776 | Chalk Hill | MI | Menominee | 2 | Conventional Hydroelectric | WAT | Hydro | 2.6 | 1927
20847 | Wisconsin Electric Power Co | 1776 | Chalk Hill | MI | Menominee | 3 | Conventional Hydroelectric | WAT | Hydro | 2.6 | 1927
20847 | Wisconsin Electric Power Co | 1777 | Hemlock Falls | MI | Iron | 1 | Conventional Hydroelectric | WAT | Hydro | 2.8 | 1953
20847 | Wisconsin Electric Power Co | 1778 | Kingsford | MI | Dickinson | 1 | Conventional Hydroelectric | WAT | Hydro | 2.4 | 1924
20847 | Wisconsin Electric Power Co | 1778 | Kingsford | MI | Dickinson | 2 | Conventional Hydroelectric | WAT | Hydro | 2.4 | 1924
20847 | Wisconsin Electric Power Co | 1778 | Kingsford | MI | Dickinson | 3 | Conventional Hydroelectric | WAT | Hydro | 2.4 | 1924
20847 | Wisconsin Electric Power Co | 1780 | Michigamme Falls | MI | Iron | 1 | Conventional Hydroelectric | WAT | Hydro | 4.8 | 1953
20847 | Wisconsin Electric Power Co | 1780 | Michigamme Falls | MI | Iron | 2 | Conventional Hydroelectric | WAT | Hydro | 4.8 | 1953
20847 | Wisconsin Electric Power Co | 1781 | Peavy Falls | MI | Iron | 1 | Conventional Hydroelectric | WAT | Hydro | 6 | 1943
20847 | Wisconsin Electric Power Co | 1781 | Peavy Falls | MI | Iron | 2 | Conventional Hydroelectric | WAT | Hydro | 6 | 1943
20847 | Wisconsin Electric Power Co | 1784 | Twin Falls (MI) | MI | Dickinson | 1 | Conventional Hydroelectric | WAT | Hydro | 1.3 | 1912
20847 | Wisconsin Electric Power Co | 1784 | Twin Falls (MI) | MI | Dickinson | 2 | Conventional Hydroelectric | WAT | Hydro | 1.3 | 1912
20847 | Wisconsin Electric Power Co | 1784 | Twin Falls (MI) | MI | Dickinson | 3 | Conventional Hydroelectric | WAT | Hydro | 1.3 | 1912
20847 | Wisconsin Electric Power Co | 1784 | Twin Falls (MI) | MI | Dickinson | 4 | Conventional Hydroelectric | WAT | Hydro | 1.2 | 1916
20847 | Wisconsin Electric Power Co | 1784 | Twin Falls (MI) | MI | Dickinson | 5 | Conventional Hydroelectric | WAT | Hydro | 1.2 | 1916
20847 | Wisconsin Electric Power Co | 1785 | Way Dam | MI | Iron | 1 | Conventional Hydroelectric | WAT | Hydro | 1.8 | 1949
20847 | Wisconsin Electric Power Co | 1786 | White Rapids | MI | Menominee | 1 | Conventional Hydroelectric | WAT | Hydro | 2.6 | 1927
20847 | Wisconsin Electric Power Co | 1786 | White Rapids | MI | Menominee | 2 | Conventional Hydroelectric | WAT | Hydro | 2 | 1927
20847 | Wisconsin Electric Power Co | 1786 | White Rapids | MI | Menominee | 3 | Conventional Hydroelectric | WAT | Hydro | 2.6 | 1927
20860 | Wisconsin Public Service Corp | 1787 | Grand Rapids | MI | Menominee | 1 | Conventional Hydroelectric | WAT | Hydro | 1.1 | 1940
20860 | Wisconsin Public Service Corp | 1787 | Grand Rapids | MI | Menominee | 2 | Conventional Hydroelectric | WAT | Hydro | 1.1 | 1941
20860 | Wisconsin Public Service Corp | 1787 | Grand Rapids | MI | Menominee | 3 | Conventional Hydroelectric | WAT | Hydro | 1.5 | 1945
20860 | Wisconsin Public Service Corp | 1787 | Grand Rapids | MI | Menominee | 4 | Conventional Hydroelectric | WAT | Hydro | 1.9 | 1918
20860 | Wisconsin Public Service Corp | 1787 | Grand Rapids | MI | Menominee | 5 | Conventional Hydroelectric | WAT | Hydro | 1.9 | 1923
3813 | Village of Clinton - (MI) | 1818 | Clinton | MI | LENAWEE | 1 | Petroleum Liquids | DFO | Petroleum | 0.5 | 1939
3813 | Village of Clinton - (MI) | 1818 | Clinton | MI | LENAWEE | 2 | Petroleum Liquids | DFO | Petroleum | 0.5 | 1939
3813 | Village of Clinton - (MI) | 1818 | Clinton | MI | LENAWEE | 6 | Natural Gas Internal Combustion Engine | NG | Natural Gas Peaker | 2 | 1980
4604 | City of Crystal Falls | 1821 | Crystal Falls | MI | IRON | 1 | Conventional Hydroelectric | WAT | Hydro | 0.3 | 1914
4604 | City of Crystal Falls | 1821 | Crystal Falls | MI | IRON | 2 | Conventional Hydroelectric | WAT | Hydro | 0.3 | 1924
4604 | City of Crystal Falls | 1821 | Crystal Falls | MI | IRON | 3 | Conventional Hydroelectric | WAT | Hydro | 0.4 | 1954
7483 | City of Grand Haven - (MI) | 1825 | J B Sims | MI | Ottawa | 3 | Conventional Steam Coal | BIT | Hard Coal | 80 | 1983
7483 | City of Grand Haven - (MI) | 1826 | Grand Haven Diesel Plant | MI | Ottawa | 1 | Natural Gas Internal Combustion Engine | NG | Natural Gas Peaker | 7 | 1974
7483 | City of Grand Haven - (MI) | 1826 | Grand Haven Diesel Plant | MI | Ottawa | 2 | Petroleum Liquids | RFO | Petroleum | 2.7 | 1942
7483 | City of Grand Haven - (MI) | 1826 | Grand Haven Diesel Plant | MI | Ottawa | 5 | Petroleum Liquids | DFO | Petroleum | 3 | 1954
7483 | City of Grand Haven - (MI) | 1826 | Grand Haven Diesel Plant | MI | Ottawa | 6 | Natural Gas Internal Combustion Engine | NG | Natural Gas Peaker | 2.7 | 1948
7483 | City of Grand Haven - (MI) | 1826 | Grand Haven Diesel Plant | MI | Ottawa | 7 | Petroleum Liquids | RFO | Petroleum | 5.5 | 1952
8205 | City of Hart Hydro - (MI) | 1827 | Hart | MI | OCEANA | 4 | Natural Gas Internal Combustion Engine | NG | Natural Gas Peaker | 1.4 | 1964
8205 | City of Hart Hydro - (MI) | 1827 | Hart | MI | OCEANA | IC1 | Petroleum Liquids | DFO | Petroleum | 1.7 | 1985
8205 | City of Hart Hydro - (MI) | 1827 | Hart | MI | OCEANA | IC3 | Petroleum Liquids | DFO | Petroleum | 2 | 1985
8631 | Hillsdale Board of Public Wks | 1829 | Hillsdale | MI | Hillsdale | 2 | Petroleum Liquids | DFO | Petroleum | 2.7 | 1947
8631 | Hillsdale Board of Public Wks | 1829 | Hillsdale | MI | Hillsdale | 3 | Natural Gas Internal Combustion Engine | NG | Natural Gas Peaker | 3.5 | 1954
8631 | Hillsdale Board of Public Wks | 1829 | Hillsdale | MI | Hillsdale | 4 | Natural Gas Internal Combustion Engine | NG | Natural Gas Peaker | 4.1 | 1960
8631 | Hillsdale Board of Public Wks | 1829 | Hillsdale | MI | Hillsdale | 5 | Natural Gas Internal Combustion Engine | NG | Natural Gas Peaker | 5.6 | 1973
8631 | Hillsdale Board of Public Wks | 1829 | Hillsdale | MI | Hillsdale | 6 | Natural Gas Internal Combustion Engine | NG | Natural Gas Peaker | 6 | 1976
8723 | City of Holland | 1830 | James De Young | MI | Ottawa | 3 | Conventional Steam Coal | BIT | Hard Coal | 11.5 | 1951
8723 | City of Holland | 1830 | James De Young | MI | Ottawa | 4 | Conventional Steam Coal | BIT | Hard Coal | 22 | 1962
8723 | City of Holland | 1830 | James De Young | MI | Ottawa | 5 | Conventional Steam Coal | BIT | Hard Coal | 29.3 | 1969
56155 | Lansing Board of Water and Light | 1831 | Eckert Station | MI | Ingham | 1 | Conventional Steam Coal | SUB | Hard Coal | 44 | 1954
56155 | Lansing Board of Water and Light | 1831 | Eckert Station | MI | Ingham | 3 | Conventional Steam Coal | SUB | Hard Coal | 47 | 1960
56155 | Lansing Board of Water and Light | 1831 | Eckert Station | MI | Ingham | 4 | Conventional Steam Coal | SUB | Hard Coal | 80 | 1964
56155 | Lansing Board of Water and Light | 1831 | Eckert Station | MI | Ingham | 5 | Conventional Steam Coal | SUB | Hard Coal | 80 | 1968
56155 | Lansing Board of Water and Light | 1831 | Eckert Station | MI | Ingham | 6 | Conventional Steam Coal | SUB | Hard Coal | 80 | 1970
56155 | Lansing Board of Water and Light | 1832 | Erickson Station | MI | Eaton | 1 | Conventional Steam Coal | SUB | Hard Coal | 154.7 | 1973
11701 | City of Marquette - (MI) | 1840 | Plant Four | MI | Marquette | CT1 | Petroleum Liquids | DFO | Petroleum | 24 | 1979
11701 | City of Marquette - (MI) | 1842 | James R Smith | MI | MARQUETTE | 1 | Conventional Hydroelectric | WAT | Hydro | 1.6 | 1919
11701 | City of Marquette - (MI) | 1842 | James R Smith | MI | MARQUETTE | 2 | Conventional Hydroelectric | WAT | Hydro | 1.6 | 1922
11701 | City of Marquette - (MI) | 1843 | Shiras | MI | Marquette | 1 | Conventional Steam Coal | BIT | Hard Coal | 12.5 | 1967
11701 | City of Marquette - (MI) | 1843 | Shiras | MI | Marquette | 2 | Conventional Steam Coal | BIT | Hard Coal | 21 | 1972
11701 | City of Marquette - (MI) | 1843 | Shiras | MI | Marquette | 3 | Conventional Steam Coal | SUB | Hard Coal | 44 | 1983
11713 | City of Marshall - (MI) | 1844 | Marshall (MI) | MI | Calhoun | 1 | Conventional Hydroelectric | WAT | Hydro | 0.2 | 1928
11713 | City of Marshall - (MI) | 1844 | Marshall (MI) | MI | Calhoun | 3 | Conventional Hydroelectric | WAT | Hydro | 0.1 | 1929
11713 | City of Marshall - (MI) | 1844 | Marshall (MI) | MI | Calhoun | IC2 | Natural Gas Internal Combustion Engine | NG | Natural Gas Peaker | 1.1 | 1953
11713 | City of Marshall - (MI) | 1844 | Marshall (MI) | MI | Calhoun | IC3 | Natural Gas Internal Combustion Engine | NG | Natural Gas Peaker | 2.1 | 1973
11713 | City of Marshall - (MI) | 1844 | Marshall (MI) | MI | Calhoun | IC4 | Petroleum Liquids | DFO | Petroleum | 1 | 1942
11713 | City of Marshall - (MI) | 1844 | Marshall (MI) | MI | Calhoun | IC5 | Natural Gas Internal Combustion Engine | NG | Natural Gas Peaker | 1.7 | 1948
11713 | City of Marshall - (MI) | 1844 | Marshall (MI) | MI | Calhoun | IC6 | Natural Gas Internal Combustion Engine | NG | Natural Gas Peaker | 5.7 | 1978
13525 | Newberry Water & Light Board | 1846 | Newberry | MI | Luce | 1 | Petroleum Liquids | DFO | Petroleum | 3 | 1974
13525 | Newberry Water & Light Board | 1846 | Newberry | MI | Luce | 2 | Petroleum Liquids | DFO | Petroleum | 0.7 | 1948
13525 | Newberry Water & Light Board | 1846 | Newberry | MI | Luce | 4 | Petroleum Liquids | DFO | Petroleum | 1.8 | 1988
13826 | City of Norway | 1848 | Norway (MI) | MI | Dickinson | 1 | Conventional Hydroelectric | WAT | Hydro | 2.7 | 1905
13826 | City of Norway | 1848 | Norway (MI) | MI | Dickinson | 2 | Conventional Hydroelectric | WAT | Hydro | 1.2 | 1905
13826 | City of Norway | 1848 | Norway (MI) | MI | Dickinson | 3 | Conventional Hydroelectric | WAT | Hydro | 1.2 | 1988
13826 | City of Norway | 1848 | Norway (MI) | MI | Dickinson | 4 | Conventional Hydroelectric | WAT | Hydro | 1.2 | 1986
15246 | City of Portland - (MI) | 1851 | Frank Jenkins | MI | IONIA | 4 | Petroleum Liquids | DFO | Petroleum | 0.8 | 1950
15246 | City of Portland - (MI) | 1851 | Frank Jenkins | MI | IONIA | 5 | Petroleum Liquids | DFO | Petroleum | 2 | 1995
15246 | City of Portland - (MI) | 1851 | Frank Jenkins | MI | IONIA | 6 | Petroleum Liquids | DFO | Petroleum | 1 | 2002
17886 | City of St Louis - (MI) | 1852 | St Louis | MI | Gratiot | 1 | Petroleum Liquids | DFO | Petroleum | 1.3 | 1958
17886 | City of St Louis - (MI) | 1852 | St Louis | MI | Gratiot | 2 | Petroleum Liquids | DFO | Petroleum | 0.6 | 1945
17886 | City of St Louis - (MI) | 1852 | St Louis | MI | Gratiot | 3 | Petroleum Liquids | DFO | Petroleum | 0.9 | 1951
17886 | City of St Louis - (MI) | 1852 | St Louis | MI | Gratiot | 5 | Conventional Hydroelectric | WAT | Hydro | 0.2 | 1919
17886 | City of St Louis - (MI) | 1852 | St Louis | MI | Gratiot | 6 | Conventional Hydroelectric | WAT | Hydro | 0.2 | 1919
17886 | City of St Louis - (MI) | 1852 | St Louis | MI | Gratiot | 7 | Petroleum Liquids | DFO | Petroleum | 1.1 | 1996
17886 | City of St Louis - (MI) | 1852 | St Louis | MI | Gratiot | 8 | Petroleum Liquids | DFO | Petroleum | 1.5 | 2003
17886 | City of St Louis - (MI) | 1852 | St Louis | MI | Gratiot | 9 | Petroleum Liquids | DFO | Petroleum | 1.3 | 2003
16873 | City of Sebewaing - (MI) | 1853 | Main Street (MI) | MI | Huron | 1 | Natural Gas Internal Combustion Engine | NG | Natural Gas Peaker | 1 | 1961
16873 | City of Sebewaing - (MI) | 1853 | Main Street (MI) | MI | Huron | 2 | Petroleum Liquids | DFO | Petroleum | 0.9 | 1947
16873 | City of Sebewaing - (MI) | 1853 | Main Street (MI) | MI | Huron | 3 | Natural Gas Internal Combustion Engine | NG | Natural Gas Peaker | 1.1 | 1966
16873 | City of Sebewaing - (MI) | 1853 | Main Street (MI) | MI | Huron | 4 | Natural Gas Internal Combustion Engine | NG | Natural Gas Peaker | 1.3 | 1966
16873 | City of Sebewaing - (MI) | 1853 | Main Street (MI) | MI | Huron | 5 | Natural Gas Internal Combustion Engine | NG | Natural Gas Peaker | 1.1 | 1979
16873 | City of Sebewaing - (MI) | 1853 | Main Street (MI) | MI | Huron | 6 | Natural Gas Internal Combustion Engine | NG | Natural Gas Peaker | 0.6 | 1967
18252 | City of Sturgis | 1855 | Sturgis City Diesel Plant | MI | St Joseph | 6 | Natural Gas Internal Combustion Engine | NG | Natural Gas Peaker | 6 | 1981
18252 | City of Sturgis | 1856 | Hydro Plant | MI | St Joseph | 1 | Conventional Hydroelectric | WAT | Hydro | 0.4 | 1911
18252 | City of Sturgis | 1856 | Hydro Plant | MI | St Joseph | 2 | Conventional Hydroelectric | WAT | Hydro | 0.4 | 1911
18252 | City of Sturgis | 1856 | Hydro Plant | MI | St Joseph | 3 | Conventional Hydroelectric | WAT | Hydro | 0.7 | 1983
18252 | City of Sturgis | 1856 | Hydro Plant | MI | St Joseph | 4 | Conventional Hydroelectric | WAT | Hydro | 0.7 | 1983
21264 | USACE-Detroit District | 1865 | Saint Marys Falls | MI | Chippewa | 1 | Conventional Hydroelectric | WAT | Hydro | 6.2 | 1951
21264 | USACE-Detroit District | 1865 | Saint Marys Falls | MI | Chippewa | 10 | Conventional Hydroelectric | WAT | Hydro | 2.6 | 1932
21264 | USACE-Detroit District | 1865 | Saint Marys Falls | MI | Chippewa | 2 | Conventional Hydroelectric | WAT | Hydro | 6.2 | 1951
21264 | USACE-Detroit District | 1865 | Saint Marys Falls | MI | Chippewa | 3 | Conventional Hydroelectric | WAT | Hydro | 6.2 | 1952
21264 | USACE-Detroit District | 1865 | Saint Marys Falls | MI | Chippewa | 3A | Conventional Hydroelectric | WAT | Hydro | 2.5 | 1954
21048 | Wyandotte Municipal Serv Comm | 1866 | Wyandotte | MI | Wayne | 4 | Conventional Steam Coal | BIT | Hard Coal | 11.5 | 1948
21048 | Wyandotte Municipal Serv Comm | 1866 | Wyandotte | MI | Wayne | 5 | Natural Gas Steam Turbine | NG | Natural Gas Peaker | 22 | 1958
21048 | Wyandotte Municipal Serv Comm | 1866 | Wyandotte | MI | Wayne | 6 | Natural Gas Steam Turbine | NG | Natural Gas Peaker | 7.5 | 1969
21048 | Wyandotte Municipal Serv Comm | 1866 | Wyandotte | MI | Wayne | 7 | Natural Gas Steam Turbine | NG | Natural Gas Peaker | 32 | 1986
21048 | Wyandotte Municipal Serv Comm | 1866 | Wyandotte | MI | Wayne | DG1 | Petroleum Liquids | DFO | Petroleum | 1.8 | 2007
21048 | Wyandotte Municipal Serv Comm | 1866 | Wyandotte | MI | Wayne | DG2 | Petroleum Liquids | DFO | Petroleum | 1.8 | 2007
21048 | Wyandotte Municipal Serv Comm | 1866 | Wyandotte | MI | Wayne | DG3 | Petroleum Liquids | DFO | Petroleum | 1.8 | 2007
21158 | City of Zeeland - (MI) | 1867 | Zeeland | MI | Ottawa | 1 | Natural Gas Internal Combustion Engine | NG | Natural Gas Peaker | 1.4 | 1966
21158 | City of Zeeland - (MI) | 1867 | Zeeland | MI | Ottawa | 10 | Natural Gas Internal Combustion Engine | NG | Natural Gas Peaker | 5.6 | 1974
21158 | City of Zeeland - (MI) | 1867 | Zeeland | MI | Ottawa | 11 | Natural Gas Internal Combustion Engine | NG | Natural Gas Peaker | 6 | 1980
21158 | City of Zeeland - (MI) | 1867 | Zeeland | MI | Ottawa | 2 | Natural Gas Internal Combustion Engine | NG | Natural Gas Peaker | 1.1 | 1967
21158 | City of Zeeland - (MI) | 1867 | Zeeland | MI | Ottawa | 7 | Natural Gas Internal Combustion Engine | NG | Natural Gas Peaker | 2 | 1957
21158 | City of Zeeland - (MI) | 1867 | Zeeland | MI | Ottawa | 8 | Natural Gas Internal Combustion Engine | NG | Natural Gas Peaker | 1.7 | 1963
21158 | City of Zeeland - (MI) | 1867 | Zeeland | MI | Ottawa | 9 | Natural Gas Internal Combustion Engine | NG | Natural Gas Peaker | 4.5 | 1971
3828 | Cloverland Electric Co-op | 1868 | Dafter | MI | Chippewa | 1 | Petroleum Liquids | DFO | Petroleum | 1 | 1955
3828 | Cloverland Electric Co-op | 1868 | Dafter | MI | Chippewa | 3 | Petroleum Liquids | DFO | Petroleum | 1 | 1955
3828 | Cloverland Electric Co-op | 1868 | Dafter | MI | Chippewa | 4 | Petroleum Liquids | DFO | Petroleum | 3 | 1960
3828 | Cloverland Electric Co-op | 1868 | Dafter | MI | Chippewa | 5 | Petroleum Liquids | DFO | Petroleum | 3 | 1960
19037 | Tower Kleber Ltd Partnership | 1871 | Kleber | MI | Cheboygan | K1 | Conventional Hydroelectric | WAT | Hydro | 0.6 | 1949
19037 | Tower Kleber Ltd Partnership | 1871 | Kleber | MI | Cheboygan | K2 | Conventional Hydroelectric | WAT | Hydro | 0.6 | 1949
19037 | Tower Kleber Ltd Partnership | 1871 | Kleber | MI | Cheboygan | T1 | Conventional Hydroelectric | WAT | Hydro | 0.3 | 1925
19037 | Tower Kleber Ltd Partnership | 1871 | Kleber | MI | Cheboygan | T2 | Conventional Hydroelectric | WAT | Hydro | 0.3 | 1925
20910 | Wolverine Power Supply Coop | 1873 | Tower | MI | Cheboygan | GT4 | Petroleum Liquids | DFO | Petroleum | 21.3 | 1971
18895 | Thumb Electric Coop of Mich | 1874 | Caro | MI | Tuscola | 1 | Petroleum Liquids | DFO | Petroleum | 1.3 | 1949
18895 | Thumb Electric Coop of Mich | 1874 | Caro | MI | Tuscola | 2 | Petroleum Liquids | DFO | Petroleum | 1.3 | 1949
18895 | Thumb Electric Coop of Mich | 1874 | Caro | MI | Tuscola | 3 | Petroleum Liquids | DFO | Petroleum | 1.3 | 1952
18895 | Thumb Electric Coop of Mich | 1874 | Caro | MI | Tuscola | 4 | Petroleum Liquids | DFO | Petroleum | 1.5 | 1984
18895 | Thumb Electric Coop of Mich | 1874 | Caro | MI | Tuscola | 5 | Petroleum Liquids | DFO | Petroleum | 2 | 1999
18895 | Thumb Electric Coop of Mich | 1874 | Caro | MI | Tuscola | 6 | Petroleum Liquids | DFO | Petroleum | 2 | 2000
18895 | Thumb Electric Coop of Mich | 1875 | Ubly | MI | Huron | 1 | Petroleum Liquids | DFO | Petroleum | 0.6 | 1938
18895 | Thumb Electric Coop of Mich | 1875 | Ubly | MI | Huron | 2 | Petroleum Liquids | DFO | Petroleum | 0.7 | 1938
18895 | Thumb Electric Coop of Mich | 1875 | Ubly | MI | Huron | 3 | Petroleum Liquids | DFO | Petroleum | 0.7 | 1938
18895 | Thumb Electric Coop of Mich | 1875 | Ubly | MI | Huron | 4 | Petroleum Liquids | DFO | Petroleum | 0.9 | 1947
18895 | Thumb Electric Coop of Mich | 1875 | Ubly | MI | Huron | 5 | Petroleum Liquids | DFO | Petroleum | 1.5 | 1987
18895 | Thumb Electric Coop of Mich | 1875 | Ubly | MI | Huron | 6 | Natural Gas Internal Combustion Engine | NG | Natural Gas Peaker | 1.5 | 1993
18895 | Thumb Electric Coop of Mich | 1875 | Ubly | MI | Huron | 7 | Petroleum Liquids | DFO | Petroleum | 2.5 | 2000
18895 | Thumb Electric Coop of Mich | 1875 | Ubly | MI | Huron | 8 | Petroleum Liquids | DFO | Petroleum | 2.5 | 2001
18895 | Thumb Electric Coop of Mich | 1875 | Ubly | MI | Huron | 9 | Petroleum Liquids | DFO | Petroleum | 1.5 | 2002
20910 | Wolverine Power Supply Coop | 1877 | George Johnson | MI | Osceola | 10 | Natural Gas Fired Combustion Turbine | NG | Natural Gas Peaker | 25 | 2000
20910 | Wolverine Power Supply Coop | 1877 | George Johnson | MI | Osceola | 11 | Petroleum Liquids | DFO | Petroleum | 1 | 1993
20910 | Wolverine Power Supply Coop | 1877 | George Johnson | MI | Osceola | 9 | Natural Gas Fired Combustion Turbine | NG | Natural Gas Peaker | 25 | 2000
20910 | Wolverine Power Supply Coop | 1880 | Claude Vandyke | MI | Allegan | 6 | Natural Gas Fired Combined Cycle | NG | Natural Gas Nonpeaker | 23 | 1967
20910 | Wolverine Power Supply Coop | 1880 | Claude Vandyke | MI | Allegan | 8 | Natural Gas Fired Combustion Turbine | NG | Natural Gas Peaker | 24.8 | 2001
20910 | Wolverine Power Supply Coop | 1881 | Vestaburg | MI | Montcalm | 6 | Petroleum Liquids | DFO | Petroleum | 3 | 1959
20910 | Wolverine Power Supply Coop | 1881 | Vestaburg | MI | Montcalm | 7 | Petroleum Liquids | DFO | Petroleum | 3 | 1960
20910 | Wolverine Power Supply Coop | 1881 | Vestaburg | MI | Montcalm | 8 | Natural Gas Fired Combustion Turbine | NG | Natural Gas Peaker | 23.7 | 1972
9417 | Interstate Power and Light Co | 1888 | Fox Lake | MN | Martin | 1 | Natural Gas Steam Turbine | NG | Natural Gas Peaker | 11.5 | 1950
9417 | Interstate Power and Light Co | 1888 | Fox Lake | MN | Martin | 3 | Natural Gas Steam Turbine | NG | Natural Gas Peaker | 81.6 | 1962
12647 | ALLETE, Inc. | 1891 | Syl Laskin | MN | St Louis | 1 | Natural Gas Steam Turbine | NG | Natural Gas Peaker | 58 | 1953
12647 | ALLETE, Inc. | 1891 | Syl Laskin | MN | St Louis | 2 | Natural Gas Steam Turbine | NG | Natural Gas Peaker | 58 | 1953
12647 | ALLETE, Inc. | 1892 | Blanchard | MN | Morrison | 1 | Conventional Hydroelectric | WAT | Hydro | 6 | 1925
12647 | ALLETE, Inc. | 1892 | Blanchard | MN | Morrison | 2 | Conventional Hydroelectric | WAT | Hydro | 6 | 1925
12647 | ALLETE, Inc. | 1892 | Blanchard | MN | Morrison | 3 | Conventional Hydroelectric | WAT | Hydro | 6 | 1988
12647 | ALLETE, Inc. | 1893 | Clay Boswell | MN | Itasca | 1 | Conventional Steam Coal | SUB | Hard Coal | 75 | 1958
12647 | ALLETE, Inc. | 1893 | Clay Boswell | MN | Itasca | 2 | Conventional Steam Coal | SUB | Hard Coal | 75 | 1960
12647 | ALLETE, Inc. | 1893 | Clay Boswell | MN | Itasca | 3 | Conventional Steam Coal | SUB | Hard Coal | 364.5 | 1973
12647 | ALLETE, Inc. | 1893 | Clay Boswell | MN | Itasca | 4 | Conventional Steam Coal | SUB | Hard Coal | 558 | 1980
12647 | ALLETE, Inc. | 1893 | Clay Boswell | MN | Itasca | D4 | Petroleum Liquids | DFO | Petroleum | 0.8 | 1980
12647 | ALLETE, Inc. | 1894 | Fond Du Lac | MN | St Louis | 1 | Conventional Hydroelectric | WAT | Hydro | 12 | 1924
12647 | ALLETE, Inc. | 1895 | Knife Falls | MN | Carlton | 1 | Conventional Hydroelectric | WAT | Hydro | 0.8 | 1922
12647 | ALLETE, Inc. | 1895 | Knife Falls | MN | Carlton | 2 | Conventional Hydroelectric | WAT | Hydro | 0.8 | 1922
12647 | ALLETE, Inc. | 1895 | Knife Falls | MN | Carlton | 3 | Conventional Hydroelectric | WAT | Hydro | 0.8 | 1922
12647 | ALLETE, Inc. | 1896 | Little Falls (MN) | MN | Morrison | 1 | Conventional Hydroelectric | WAT | Hydro | 0.8 | 1919
12647 | ALLETE, Inc. | 1896 | Little Falls (MN) | MN | Morrison | 2 | Conventional Hydroelectric | WAT | Hydro | 0.8 | 1919
12647 | ALLETE, Inc. | 1896 | Little Falls (MN) | MN | Morrison | 3 | Conventional Hydroelectric | WAT | Hydro | 1 | 1920
12647 | ALLETE, Inc. | 1896 | Little Falls (MN) | MN | Morrison | 4 | Conventional Hydroelectric | WAT | Hydro | 1.2 | 1979
12647 | ALLETE, Inc. | 1896 | Little Falls (MN) | MN | Morrison | 5 | Conventional Hydroelectric | WAT | Hydro | 0.4 | 1906
12647 | ALLETE, Inc. | 1896 | Little Falls (MN) | MN | Morrison | 6 | Conventional Hydroelectric | WAT | Hydro | 0.4 | 1906
12647 | ALLETE, Inc. | 1897 | M L Hibbard | MN | St Louis | 3 | Wood/Wood Waste Biomass | WDS | Biomass | 35.3 | 1949
12647 | ALLETE, Inc. | 1897 | M L Hibbard | MN | St Louis | 4 | Wood/Wood Waste Biomass | WDS | Biomass | 37.5 | 1951
12647 | ALLETE, Inc. | 1898 | Pillager | MN | Cass | 1 | Conventional Hydroelectric | WAT | Hydro | 0.8 | 1917
12647 | ALLETE, Inc. | 1898 | Pillager | MN | Cass | 2 | Conventional Hydroelectric | WAT | Hydro | 0.8 | 1917
12647 | ALLETE, Inc. | 1899 | Scanlon | MN | Carlton | 1 | Conventional Hydroelectric | WAT | Hydro | 0.4 | 1923
12647 | ALLETE, Inc. | 1899 | Scanlon | MN | Carlton | 2 | Conventional Hydroelectric | WAT | Hydro | 0.4 | 1923
12647 | ALLETE, Inc. | 1899 | Scanlon | MN | Carlton | 3 | Conventional Hydroelectric | WAT | Hydro | 0.4 | 1923
12647 | ALLETE, Inc. | 1899 | Scanlon | MN | Carlton | 4 | Conventional Hydroelectric | WAT | Hydro | 0.4 | 1923
12647 | ALLETE, Inc. | 1900 | Sylvan | MN | Cass | 1 | Conventional Hydroelectric | WAT | Hydro | 0.6 | 1913
12647 | ALLETE, Inc. | 1900 | Sylvan | MN | Cass | 2 | Conventional Hydroelectric | WAT | Hydro | 0.6 | 1913
12647 | ALLETE, Inc. | 1900 | Sylvan | MN | Cass | 3 | Conventional Hydroelectric | WAT | Hydro | 0.6 | 1915
12647 | ALLETE, Inc. | 1901 | Thomson | MN | Carlton | 1 | Conventional Hydroelectric | WAT | Hydro | 13 | 1907
12647 | ALLETE, Inc. | 1901 | Thomson | MN | Carlton | 2 | Conventional Hydroelectric | WAT | Hydro | 13 | 1907
12647 | ALLETE, Inc. | 1901 | Thomson | MN | Carlton | 3 | Conventional Hydroelectric | WAT | Hydro | 13 | 1907
12647 | ALLETE, Inc. | 1901 | Thomson | MN | Carlton | 4 | Conventional Hydroelectric | WAT | Hydro | 10.8 | 1914
12647 | ALLETE, Inc. | 1901 | Thomson | MN | Carlton | 5 | Conventional Hydroelectric | WAT | Hydro | 10.8 | 1919
12647 | ALLETE, Inc. | 1901 | Thomson | MN | Carlton | 6 | Conventional Hydroelectric | WAT | Hydro | 12 | 1949
12647 | ALLETE, Inc. | 1902 | Winton | MN | Lake | 2 | Conventional Hydroelectric | WAT | Hydro | 2 | 1923
12647 | ALLETE, Inc. | 1902 | Winton | MN | Lake | 3 | Conventional Hydroelectric | WAT | Hydro | 2 | 1923
13781 | Northern States Power Co - Minnesota | 1904 | Black Dog | MN | Dakota | 2 | Natural Gas Fired Combined Cycle | NG | Natural Gas Nonpeaker | 136.9 | 1954
13781 | Northern States Power Co - Minnesota | 1904 | Black Dog | MN | Dakota | 5 | Natural Gas Fired Combined Cycle | NG | Natural Gas Nonpeaker | 187.9 | 2002
13781 | Northern States Power Co - Minnesota | 1910 | Granite City | MN | Benton | 1 | Natural Gas Fired Combustion Turbine | NG | Natural Gas Peaker | 18 | 1969
13781 | Northern States Power Co - Minnesota | 1910 | Granite City | MN | Benton | 2 | Natural Gas Fired Combustion Turbine | NG | Natural Gas Peaker | 18 | 1969
13781 | Northern States Power Co - Minnesota | 1910 | Granite City | MN | Benton | 3 | Natural Gas Fired Combustion Turbine | NG | Natural Gas Peaker | 18 | 1969
13781 | Northern States Power Co - Minnesota | 1910 | Granite City | MN | Benton | 4 | Natural Gas Fired Combustion Turbine | NG | Natural Gas Peaker | 18 | 1969
13781 | Northern States Power Co - Minnesota | 1911 | Hennepin Island | MN | Hennepin | 1 | Conventional Hydroelectric | WAT | Hydro | 2.8 | 1954
13781 | Northern States Power Co - Minnesota | 1911 | Hennepin Island | MN | Hennepin | 2 | Conventional Hydroelectric | WAT | Hydro | 2.8 | 1955
13781 | Northern States Power Co - Minnesota | 1911 | Hennepin Island | MN | Hennepin | 3 | Conventional Hydroelectric | WAT | Hydro | 2.8 | 1955
13781 | Northern States Power Co - Minnesota | 1911 | Hennepin Island | MN | Hennepin | 4 | Conventional Hydroelectric | WAT | Hydro | 2.8 | 1954
13781 | Northern States Power Co - Minnesota | 1911 | Hennepin Island | MN | Hennepin | 5 | Conventional Hydroelectric | WAT | Hydro | 2.5 | 1955
13781 | Northern States Power Co - Minnesota | 1912 | High Bridge | MN | Ramsey | 7 | Natural Gas Fired Combined Cycle | NG | Natural Gas Nonpeaker | 197 | 2008
13781 | Northern States Power Co - Minnesota | 1912 | High Bridge | MN | Ramsey | 8 | Natural Gas Fired Combined Cycle | NG | Natural Gas Nonpeaker | 197 | 2008
13781 | Northern States Power Co - Minnesota | 1912 | High Bridge | MN | Ramsey | 9 | Natural Gas Fired Combined Cycle | NG | Natural Gas Nonpeaker | 250 | 2008
13781 | Northern States Power Co - Minnesota | 1913 | Inver Hills | MN | Dakota | 1 | Natural Gas Fired Combustion Turbine | NG | Natural Gas Peaker | 46.8 | 1972
13781 | Northern States Power Co - Minnesota | 1913 | Inver Hills | MN | Dakota | 2 | Natural Gas Fired Combustion Turbine | NG | Natural Gas Peaker | 46.8 | 1972
13781 | Northern States Power Co - Minnesota | 1913 | Inver Hills | MN | Dakota | 3 | Natural Gas Fired Combustion Turbine | NG | Natural Gas Peaker | 46.8 | 1972
13781 | Northern States Power Co - Minnesota | 1913 | Inver Hills | MN | Dakota | 4 | Natural Gas Fired Combustion Turbine | NG | Natural Gas Peaker | 46.8 | 1972
13781 | Northern States Power Co - Minnesota | 1913 | Inver Hills | MN | Dakota | 5 | Natural Gas Fired Combustion Turbine | NG | Natural Gas Peaker | 46.8 | 1972
13781 | Northern States Power Co - Minnesota | 1913 | Inver Hills | MN | Dakota | 6 | Natural Gas Fired Combustion Turbine | NG | Natural Gas Peaker | 46.8 | 1972
13781 | Northern States Power Co - Minnesota | 1913 | Inver Hills | MN | Dakota | 7 | Petroleum Liquids | DFO | Petroleum | 1.8 | 1997
13781 | Northern States Power Co - Minnesota | 1913 | Inver Hills | MN | Dakota | 8 | Petroleum Liquids | DFO | Petroleum | 1.8 | 1997
13781 | Northern States Power Co - Minnesota | 1915 | Allen S King | MN | Washington | 1 | Conventional Steam Coal | SUB | Hard Coal | 598.4 | 1958
13781 | Northern States Power Co - Minnesota | 1922 | Monticello Nuclear Facility | MN | Wright | 1 | Nuclear | NUC | Nuclear | 685 | 1971
13781 | Northern States Power Co - Minnesota | 1925 | Prairie Island | MN | Goodhue | 1 | Nuclear | NUC | Nuclear | 593.1 | 1974
13781 | Northern States Power Co - Minnesota | 1925 | Prairie Island | MN | Goodhue | 2 | Nuclear | NUC | Nuclear | 593.1 | 1974
13781 | Northern States Power Co - Minnesota | 1926 | Red Wing | MN | Goodhue | 1 | Municipal Solid Waste | MSW | Municipal Solid Waste | 11.5 | 1949
13781 | Northern States Power Co - Minnesota | 1926 | Red Wing | MN | Goodhue | 2 | Municipal Solid Waste | MSW | Municipal Solid Waste | 11.5 | 1949
13781 | Northern States Power Co - Minnesota | 1927 | Riverside (MN) | MN | Hennepin | 10 | Natural Gas Fired Combined Cycle | NG | Natural Gas Nonpeaker | 210.6 | 2009
13781 | Northern States Power Co - Minnesota | 1927 | Riverside (MN) | MN | Hennepin | 9 | Natural Gas Fired Combined Cycle | NG | Natural Gas Nonpeaker | 210.6 | 2009
13781 | Northern States Power Co - Minnesota | 1927 | Riverside (MN) | MN | Hennepin | ST7 | Natural Gas Fired Combined Cycle | NG | Natural Gas Nonpeaker | 164.7 | 1987
17876 | City of St James - (MN) | 1929 | St James | MN | Watonwan | 1 | Petroleum Liquids | DFO | Petroleum | 2 | 2002
17876 | City of St James - (MN) | 1929 | St James | MN | Watonwan | 2 | Petroleum Liquids | DFO | Petroleum | 2 | 2002
17876 | City of St James - (MN) | 1929 | St James | MN | Watonwan | 3 | Petroleum Liquids | DFO | Petroleum | 2 | 2002
17876 | City of St James - (MN) | 1929 | St James | MN | Watonwan | 4 | Petroleum Liquids | DFO | Petroleum | 2 | 2002
17876 | City of St James - (MN) | 1929 | St James | MN | Watonwan | 5 | Petroleum Liquids | DFO | Petroleum | 2 | 2002
17876 | City of St James - (MN) | 1929 | St James | MN | Watonwan | 6 | Petroleum Liquids | DFO | Petroleum | 2 | 2002
13781 | Northern States Power Co - Minnesota | 1934 | Wilmarth | MN | Blue Earth | 1 | Municipal Solid Waste | MSW | Municipal Solid Waste | 12.5 | 1948
13781 | Northern States Power Co - Minnesota | 1934 | Wilmarth | MN | Blue Earth | 2 | Municipal Solid Waste | MSW | Municipal Solid Waste | 12.5 | 1951
14232 | Otter Tail Power Co | 1943 | Hoot Lake | MN | Otter Tail | 2 | Conventional Steam Coal | SUB | Hard Coal | 54.4 | 1959
14232 | Otter Tail Power Co | 1943 | Hoot Lake | MN | Otter Tail | 3 | Conventional Steam Coal | SUB | Hard Coal | 75 | 1964
14232 | Otter Tail Power Co | 1943 | Hoot Lake | MN | Otter Tail | D1 | Petroleum Liquids | DFO | Petroleum | 0.2 | 1967
14232 | Otter Tail Power Co | 1943 | Hoot Lake | MN | Otter Tail | D2 | Petroleum Liquids | DFO | Petroleum | 0.1 | 1967
14232 | Otter Tail Power Co | 1943 | Hoot Lake | MN | Otter Tail | H1 | Conventional Hydroelectric | WAT | Hydro | 1 | 1914
150 | Adrian Public Utilities Comm | 1956 | Adrian | MN | NOBLES | 5 | Petroleum Liquids | DFO | Petroleum | 2 | 2005
295 | City of Alexandria - (MN) | 1958 | Alexandria | MN | Douglas | IC1 | Petroleum Liquids | DFO | Petroleum | 1.2 | 1948
295 | City of Alexandria - (MN) | 1958 | Alexandria | MN | Douglas | IC2 | Petroleum Liquids | DFO | Petroleum | 4 | 1967
295 | City of Alexandria - (MN) | 1958 | Alexandria | MN | Douglas | IC3 | Petroleum Liquids | DFO | Petroleum | 4 | 1967
1009 | City of Austin - (MN) | 1961 | Austin Northeast | MN | MOWER | 1 | Natural Gas Steam Turbine | NG | Natural Gas Peaker | 31.9 | 1971
1573 | City of Benson - (MN) | 1964 | Benson City of | MN | Swift | 10 | Petroleum Liquids | DFO | Petroleum | 1.8 | 2002
1573 | City of Benson - (MN) | 1964 | Benson City of | MN | Swift | 11 | Petroleum Liquids | DFO | Petroleum | 1.8 | 2002
1573 | City of Benson - (MN) | 1964 | Benson City of | MN | Swift | 7 | Petroleum Liquids | DFO | Petroleum | 1.8 | 2002
1573 | City of Benson - (MN) | 1964 | Benson City of | MN | Swift | 8 | Petroleum Liquids | DFO | Petroleum | 1.8 | 2002
1573 | City of Benson - (MN) | 1964 | Benson City of | MN | Swift | 9 | Petroleum Liquids | DFO | Petroleum | 1.8 | 2002
1871 | City of Blooming Prairie - (MN) | 1966 | Blooming Prairie | MN | Steele | 1 | Petroleum Liquids | DFO | Petroleum | 0.3 | 1937
1871 | City of Blooming Prairie - (MN) | 1966 | Blooming Prairie | MN | Steele | 2 | Petroleum Liquids | DFO | Petroleum | 0.7 | 1947
1871 | City of Blooming Prairie - (MN) | 1966 | Blooming Prairie | MN | Steele | 4 | Petroleum Liquids | DFO | Petroleum | 1.2 | 1974
1871 | City of Blooming Prairie - (MN) | 1966 | Blooming Prairie | MN | Steele | 5 | Petroleum Liquids | DFO | Petroleum | 2.3 | 2003
1871 | City of Blooming Prairie - (MN) | 1966 | Blooming Prairie | MN | Steele | 6 | Petroleum Liquids | DFO | Petroleum | 2 | 2009
1871 | City of Blooming Prairie - (MN) | 1966 | Blooming Prairie | MN | Steele | 7 | Petroleum Liquids | DFO | Petroleum | 1.3 | 2012
1883 | Blue Earth Light & Water | 1967 | Blue Earth | MN | Faribault | IC1 | Petroleum Liquids | DFO | Petroleum | 1.5 | 1960
1883 | Blue Earth Light & Water | 1967 | Blue Earth | MN | Faribault | IC3 | Petroleum Liquids | DFO | Petroleum | 1.6 | 1993
1883 | Blue Earth Light & Water | 1967 | Blue Earth | MN | Faribault | IC4 | Petroleum Liquids | DFO | Petroleum | 1.6 | 1993
1883 | Blue Earth Light & Water | 1967 | Blue Earth | MN | Faribault | IC5 | Petroleum Liquids | DFO | Petroleum | 1.6 | 1993
1883 | Blue Earth Light & Water | 1967 | Blue Earth | MN | Faribault | IC6 | Petroleum Liquids | DFO | Petroleum | 1.8 | 1996
1883 | Blue Earth Light & Water | 1967 | Blue Earth | MN | Faribault | IC7 | Petroleum Liquids | DFO | Petroleum | 1.1 | 2015
1883 | Blue Earth Light & Water | 1967 | Blue Earth | MN | Faribault | IC8 | Petroleum Liquids | DFO | Petroleum | 1.8 | 2015
5015 | Delano Municipal Utilities | 1969 | Delano | MN | WRIGHT | 1 | Petroleum Liquids | DFO | Petroleum | 1.1 | 1951
5015 | Delano Municipal Utilities | 1969 | Delano | MN | WRIGHT | 2 | Natural Gas Internal Combustion Engine | NG | Natural Gas Peaker | 1.1 | 1972
5015 | Delano Municipal Utilities | 1969 | Delano | MN | WRIGHT | 3 | Natural Gas Internal Combustion Engine | NG | Natural Gas Peaker | 1.3 | 1973
5015 | Delano Municipal Utilities | 1969 | Delano | MN | WRIGHT | 5 | Petroleum Liquids | DFO | Petroleum | 0.8 | 1946
5015 | Delano Municipal Utilities | 1969 | Delano | MN | WRIGHT | 6 | Petroleum Liquids | DFO | Petroleum | 1.2 | 1989
5015 | Delano Municipal Utilities | 1969 | Delano | MN | WRIGHT | 7 | Petroleum Liquids | DFO | Petroleum | 3 | 1994
5015 | Delano Municipal Utilities | 1969 | Delano | MN | WRIGHT | 8 | Petroleum Liquids | DFO | Petroleum | 3.1 | 1999
5015 | Delano Municipal Utilities | 1969 | Delano | MN | WRIGHT | 9 | Petroleum Liquids | DFO | Petroleum | 12.5 | 2002
5111 | City of Detroit Lakes - (MN) | 1970 | Detroit Lakes | MN | BECKER | 1 | Petroleum Liquids | DFO | Petroleum | 12.5 | 1968
5773 | City of Elk River | 1971 | Elk River City of | MN | SHERBURNE | 1 | Petroleum Liquids | DFO | Petroleum | 0.5 | 1948
5773 | City of Elk River | 1971 | Elk River City of | MN | SHERBURNE | 2 | Petroleum Liquids | DFO | Petroleum | 0.5 | 1948
5773 | City of Elk River | 1971 | Elk River City of | MN | SHERBURNE | 3 | Petroleum Liquids | DFO | Petroleum | 3 | 1962
5773 | City of Elk River | 1971 | Elk River City of | MN | SHERBURNE | 4 | Petroleum Liquids | DFO | Petroleum | 5 | 1972
5773 | City of Elk River | 1971 | Elk River City of | MN | SHERBURNE | 5 | Landfill Gas | LFG | Biomass | 0.8 | 2002
5773 | City of Elk River | 1971 | Elk River City of | MN | SHERBURNE | 6 | Landfill Gas | LFG | Biomass | 0.8 | 2002
5773 | City of Elk River | 1971 | Elk River City of | MN | SHERBURNE | 7 | Landfill Gas | LFG | Biomass | 0.8 | 2002
5773 | City of Elk River | 1971 | Elk River City of | MN | SHERBURNE | 8 | Landfill Gas | LFG | Biomass | 0.8 | 2006
6138 | City of Fairfax - (MN) | 1972 | Fairfax | MN | Renville | 2A | Petroleum Liquids | DFO | Petroleum | 2 | 2001
40580 | Southern Minnesota Mun P Agny | 1973 | Fairmont (MN) | MN | Martin | 10 | Natural Gas Internal Combustion Engine | NG | Natural Gas Peaker | 6.5 | 2014
40580 | Southern Minnesota Mun P Agny | 1973 | Fairmont (MN) | MN | Martin | 11 | Natural Gas Internal Combustion Engine | NG | Natural Gas Peaker | 6.5 | 2014
40580 | Southern Minnesota Mun P Agny | 1973 | Fairmont (MN) | MN | Martin | 12 | Natural Gas Internal Combustion Engine | NG | Natural Gas Peaker | 6.5 | 2014
40580 | Southern Minnesota Mun P Agny | 1973 | Fairmont (MN) | MN | Martin | 6 | Petroleum Liquids | DFO | Petroleum | 6.5 | 1975
40580 | Southern Minnesota Mun P Agny | 1973 | Fairmont (MN) | MN | Martin | 7 | Petroleum Liquids | DFO | Petroleum | 6.5 | 1975
40580 | Southern Minnesota Mun P Agny | 1973 | Fairmont (MN) | MN | Martin | 9 | Natural Gas Internal Combustion Engine | NG | Natural Gas Peaker | 6.5 | 2014
7292 | Glencoe Light & Power Comm | 1975 | Glencoe | MN | McLeod | 10 | Petroleum Liquids | DFO | Petroleum | 7 | 1985
7292 | Glencoe Light & Power Comm | 1975 | Glencoe | MN | McLeod | 11 | Petroleum Liquids | DFO | Petroleum | 4.8 | 1998
7292 | Glencoe Light & Power Comm | 1975 | Glencoe | MN | McLeod | 12 | Petroleum Liquids | DFO | Petroleum | 4.8 | 1998
7292 | Glencoe Light & Power Comm | 1975 | Glencoe | MN | McLeod | 14 | Petroleum Liquids | DFO | Petroleum | 4.8 | 2006
7292 | Glencoe Light & Power Comm | 1975 | Glencoe | MN | McLeod | 5 | Petroleum Liquids | DFO | Petroleum | 1.3 | 1957
7292 | Glencoe Light & Power Comm | 1975 | Glencoe | MN | McLeod | 7 | Petroleum Liquids | DFO | Petroleum | 4.1 | 1966
7292 | Glencoe Light & Power Comm | 1975 | Glencoe | MN | McLeod | 8 | Petroleum Liquids | DFO | Petroleum | 5.6 | 1969
7292 | Glencoe Light & Power Comm | 1975 | Glencoe | MN | McLeod | 9 | Petroleum Liquids | DFO | Petroleum | 7.1 | 1973
7487 | City of Grand Marais - (MN) | 1976 | Grand Marais | MN | COOK | 7 | Petroleum Liquids | DFO | Petroleum | 2.7 | 2004
7487 | City of Grand Marais - (MN) | 1976 | Grand Marais | MN | COOK | 8 | Petroleum Liquids | DFO | Petroleum | 2 | 2004
7487 | City of Grand Marais - (MN) | 1976 | Grand Marais | MN | COOK | 9 | Petroleum Liquids | DFO | Petroleum | 2 | 2004
7494 | City of Granite Falls - (MN) | 1977 | Granite Falls | MN | Chippewa | 1 | Conventional Hydroelectric | WAT | Hydro | 0.3 | 1940
7494 | City of Granite Falls - (MN) | 1977 | Granite Falls | MN | Chippewa | 2 | Conventional Hydroelectric | WAT | Hydro | 0.2 | 1932
7494 | City of Granite Falls - (MN) | 1977 | Granite Falls | MN | Chippewa | HC3 | Conventional Hydroelectric | WAT | Hydro | 0.8 | 1986
8543 | Hibbing Public Utilities Comm | 1979 | Hibbing | MN | St Louis | 3 | Conventional Steam Coal | SUB | Hard Coal | 10 | 1965
8543 | Hibbing Public Utilities Comm | 1979 | Hibbing | MN | St Louis | 5 | Conventional Steam Coal | SUB | Hard Coal | 19.5 | 1985
8543 | Hibbing Public Utilities Comm | 1979 | Hibbing | MN | St Louis | 6 | Conventional Steam Coal | SUB | Hard Coal | 6.4 | 1996
9130 | Hutchinson Utilities Comm | 1980 | Hutchinson Plant #1 | MN | McLeod | 10 | Natural Gas Internal Combustion Engine | NG | Natural Gas Peaker | 8.8 | 2013
9130 | Hutchinson Utilities Comm | 1980 | Hutchinson Plant #1 | MN | McLeod | 2 | Natural Gas Internal Combustion Engine | NG | Natural Gas Peaker | 2 | 1958
9130 | Hutchinson Utilities Comm | 1980 | Hutchinson Plant #1 | MN | McLeod | 3 | Natural Gas Internal Combustion Engine | NG | Natural Gas Peaker | 4.5 | 1968
9130 | Hutchinson Utilities Comm | 1980 | Hutchinson Plant #1 | MN | McLeod | 4 | Natural Gas Internal Combustion Engine | NG | Natural Gas Peaker | 4 | 1968
9130 | Hutchinson Utilities Comm | 1980 | Hutchinson Plant #1 | MN | McLeod | 8 | Natural Gas Fired Combined Cycle | NG | Natural Gas Nonpeaker | 16 | 1971
9650 | City of Janesville - (MN) | 1982 | Janesville | MN | Waseca | 1 | Petroleum Liquids | DFO | Petroleum | 1.1 | 1965
9650 | City of Janesville - (MN) | 1982 | Janesville | MN | Waseca | 2 | Petroleum Liquids | DFO | Petroleum | 1.3 | 1972
9650 | City of Janesville - (MN) | 1982 | Janesville | MN | Waseca | 3 | Petroleum Liquids | DFO | Petroleum | 0.7 | 1955
9650 | City of Janesville - (MN) | 1982 | Janesville | MN | Waseca | 4 | Petroleum Liquids | DFO | Petroleum | 1.8 | 1998
10179 | Kenyon Municipal Utilities | 1983 | Kenyon Municipal | MN | Goodhue | 5 | Petroleum Liquids | DFO | Petroleum | 1.8 | 1997
10179 | Kenyon Municipal Utilities | 1983 | Kenyon Municipal | MN | Goodhue | 6 | Petroleum Liquids | DFO | Petroleum | 1.8 | 1997
10179 | Kenyon Municipal Utilities | 1983 | Kenyon Municipal | MN | Goodhue | 7 | Petroleum Liquids | DFO | Petroleum | 1.8 | 1997
10596 | City of Lake Crystal - (MN) | 1985 | Lake Crystal | MN | Blue Earth | 1 | Petroleum Liquids | DFO | Petroleum | 0.6 | 1952
10596 | City of Lake Crystal - (MN) | 1985 | Lake Crystal | MN | Blue Earth | 3 | Petroleum Liquids | DFO | Petroleum | 2 | 1971
10596 | City of Lake Crystal - (MN) | 1985 | Lake Crystal | MN | Blue Earth | 4 | Petroleum Liquids | DFO | Petroleum | 1.2 | 1955
10596 | City of Lake Crystal - (MN) | 1985 | Lake Crystal | MN | Blue Earth | 5 | Petroleum Liquids | DFO | Petroleum | 2 | 1999
10685 | Lanesboro Public Utility Comm | 1987 | Lanesboro | MN | Fillmore | 2 | Conventional Hydroelectric | WAT | Hydro | 0.3 | 1923
10685 | Lanesboro Public Utility Comm | 1987 | Lanesboro | MN | Fillmore | 3 | Petroleum Liquids | DFO | Petroleum | 1 | 1928
10685 | Lanesboro Public Utility Comm | 1987 | Lanesboro | MN | Fillmore | 4 | Petroleum Liquids | DFO | Petroleum | 2.3 | 2004
11064 | Litchfield Public Utilities | 1989 | Litchfield | MN | Meeker | 5 | Petroleum Liquids | DFO | Petroleum | 2.1 | 1963
11064 | Litchfield Public Utilities | 1989 | Litchfield | MN | Meeker | 6 | Petroleum Liquids | DFO | Petroleum | 2.1 | 1963
11064 | Litchfield Public Utilities | 1989 | Litchfield | MN | Meeker | QS 1 | Petroleum Liquids | DFO | Petroleum | 2.3 | 2010
11064 | Litchfield Public Utilities | 1989 | Litchfield | MN | Meeker | QS 2 | Petroleum Liquids | DFO | Petroleum | 2.3 | 2010
11064 | Litchfield Public Utilities | 1989 | Litchfield | MN | Meeker | QS 3 | Petroleum Liquids | DFO | Petroleum | 2.3 | 2010
11064 | Litchfield Public Utilities | 1989 | Litchfield | MN | Meeker | QS 4 | Petroleum Liquids | DFO | Petroleum | 2.3 | 2010
11064 | Litchfield Public Utilities | 1989 | Litchfield | MN | Meeker | QS 5 | Petroleum Liquids | DFO | Petroleum | 2.3 | 2010
11332 | City of Luverne - (MN) | 1990 | Luverne | MN | ROCK | 4C | Petroleum Liquids | DFO | Petroleum | 3.5 | 1967
11731 | City of Marshall - (MN) | 1993 | Marshall (MN) | MN | LYON | 6 | Petroleum Liquids | DFO | Petroleum | 18 | 1969
12286 | Melrose Public Utilities | 1994 | Melrose | MN | Stearns | 1 | Petroleum Liquids | DFO | Petroleum | 1 | 1945
12286 | Melrose Public Utilities | 1994 | Melrose | MN | Stearns | 2 | Petroleum Liquids | DFO | Petroleum | 1.1 | 1948
12286 | Melrose Public Utilities | 1994 | Melrose | MN | Stearns | 3 | Petroleum Liquids | DFO | Petroleum | 3.1 | 1969
12286 | Melrose Public Utilities | 1994 | Melrose | MN | Stearns | 4 | Petroleum Liquids | DFO | Petroleum | 3 | 1969
12897 | Moose Lake Water & Light Comm | 1996 | Moose Lake | MN | Carlton | 1 | Petroleum Liquids | DFO | Petroleum | 1.3 | 1973
12897 | Moose Lake Water & Light Comm | 1996 | Moose Lake | MN | Carlton | 4 | Petroleum Liquids | DFO | Petroleum | 1.3 | 1963
12897 | Moose Lake Water & Light Comm | 1996 | Moose Lake | MN | Carlton | 5 | Petroleum Liquids | DFO | Petroleum | 2.1 | 2005
12897 | Moose Lake Water & Light Comm | 1996 | Moose Lake | MN | Carlton | 6 | Petroleum Liquids | DFO | Petroleum | 2.1 | 2005
12897 | Moose Lake Water & Light Comm | 1996 | Moose Lake | MN | Carlton | 7 | Petroleum Liquids | DFO | Petroleum | 2.1 | 2005
12900 | City of Mora - (MN) | 1997 | Mora | MN | Kanabec | 2 | Natural Gas Internal Combustion Engine | NG | Natural Gas Peaker | 1.1 | 1957
12900 | City of Mora - (MN) | 1997 | Mora | MN | Kanabec | 5 | Natural Gas Internal Combustion Engine | NG | Natural Gas Peaker | 5.7 | 1972
12900 | City of Mora - (MN) | 1997 | Mora | MN | Kanabec | 6 | Petroleum Liquids | DFO | Petroleum | 7 | 1975
13048 | City of Mountain Lake - (MN) | 1998 | Mountain Lake | MN | Cottonwood | 2 | Petroleum Liquids | DFO | Petroleum | 1.1 | 1954
13048 | City of Mountain Lake - (MN) | 1998 | Mountain Lake | MN | Cottonwood | 4 | Petroleum Liquids | DFO | Petroleum | 2 | 1968
13048 | City of Mountain Lake - (MN) | 1998 | Mountain Lake | MN | Cottonwood | 5 | Petroleum Liquids | DFO | Petroleum | 1.3 | 1959
13048 | City of Mountain Lake - (MN) | 1998 | Mountain Lake | MN | Cottonwood | 6 | Petroleum Liquids | DFO | Petroleum | 1.8 | 1998
13048 | City of Mountain Lake - (MN) | 1998 | Mountain Lake | MN | Cottonwood | 7 | Petroleum Liquids | DFO | Petroleum | 1.8 | 1998
13048 | City of Mountain Lake - (MN) | 1998 | Mountain Lake | MN | Cottonwood | 8 | Onshore Wind Turbine | WND | Wind | 1.2 | 2007
13480 | New Prague Utilities Comm | 1999 | New Prague | MN | Le Sueur | 2 | Natural Gas Internal Combustion Engine | NG | Natural Gas Peaker | 4.4 | 1974
13480 | New Prague Utilities Comm | 1999 | New Prague | MN | Le Sueur | 3 | Natural Gas Internal Combustion Engine | NG | Natural Gas Peaker | 2.4 | 1962
13480 | New Prague Utilities Comm | 1999 | New Prague | MN | Le Sueur | 4 | Natural Gas Internal Combustion Engine | NG | Natural Gas Peaker | 3.5 | 1968
13480 | New Prague Utilities Comm | 1999 | New Prague | MN | Le Sueur | 5 | Natural Gas Internal Combustion Engine | NG | Natural Gas Peaker | 0.6 | 1944
13480 | New Prague Utilities Comm | 1999 | New Prague | MN | Le Sueur | 6 | Natural Gas Internal Combustion Engine | NG | Natural Gas Peaker | 6 | 1982
13488 | New Ulm Public Utilities Comm | 2001 | New Ulm | MN | Brown | 3 | Natural Gas Steam Turbine | NG | Natural Gas Peaker | 6 | 1957
13488 | New Ulm Public Utilities Comm | 2001 | New Ulm | MN | Brown | 4 | Natural Gas Steam Turbine | NG | Natural Gas Peaker | 15 | 1965
13488 | New Ulm Public Utilities Comm | 2001 | New Ulm | MN | Brown | 5 | Petroleum Liquids | DFO | Petroleum | 24 | 1975
13488 | New Ulm Public Utilities Comm | 2001 | New Ulm | MN | Brown | 6 | Natural Gas Steam Turbine | NG | Natural Gas Peaker | 6 | 1997
13488 | New Ulm Public Utilities Comm | 2001 | New Ulm | MN | Brown | 7 | Petroleum Liquids | DFO | Petroleum | 27.5 | 2001
13681 | North Branch Water & Light Comm | 2002 | North Branch (MN) | MN | Chisago | 3 | Petroleum Liquids | DFO | Petroleum | 2.2 | 2003
13681 | North Branch Water & Light Comm | 2002 | North Branch (MN) | MN | Chisago | 4 | Petroleum Liquids | DFO | Petroleum | 2.2 | 2003
13681 | North Branch Water & Light Comm | 2002 | North Branch (MN) | MN | Chisago | 5 | Petroleum Liquids | DFO | Petroleum | 2.2 | 2011
13681 | North Branch Water & Light Comm | 2002 | North Branch (MN) | MN | Chisago | 6 | Petroleum Liquids | DFO | Petroleum | 2.2 | 2011
13681 | North Branch Water & Light Comm | 2002 | North Branch (MN) | MN | Chisago | 7 | Petroleum Liquids | DFO | Petroleum | 2.2 | 2011
14246 | City of Owatonna - (MN) | 2003 | Owatonna | MN | Steele | 7 | Natural Gas Fired Combustion Turbine | NG | Natural Gas Peaker | 19 | 1982
15348 | Preston Public Utilities Comm | 2004 | Preston (MN) | MN | Fillmore | 4 | Petroleum Liquids | DFO | Petroleum | 0.6 | 1949
15348 | Preston Public Utilities Comm | 2004 | Preston (MN) | MN | Fillmore | 5 | Petroleum Liquids | DFO | Petroleum | 1.1 | 1954
15348 | Preston Public Utilities Comm | 2004 | Preston (MN) | MN | Fillmore | 6 | Natural Gas Internal Combustion Engine | NG | Natural Gas Peaker | 2 | 1974
15387 | Princeton Public Utils Comm | 2005 | Princeton (MN) | MN | MILLE LACS | 3 | Petroleum Liquids | DFO | Petroleum | 2.4 | 1978
15387 | Princeton Public Utils Comm | 2005 | Princeton (MN) | MN | MILLE LACS | 4 | Petroleum Liquids | DFO | Petroleum | 1.2 | 1967
15387 | Princeton Public Utils Comm | 2005 | Princeton (MN) | MN | MILLE LACS | 5 | Petroleum Liquids | DFO | Petroleum | 1 | 1953
15387 | Princeton Public Utils Comm | 2005 | Princeton (MN) | MN | MILLE LACS | 6 | Petroleum Liquids | DFO | Petroleum | 2.7 | 1963
15387 | Princeton Public Utils Comm | 2005 | Princeton (MN) | MN | MILLE LACS | 7 | Petroleum Liquids | DFO | Petroleum | 5 | 2003
16181 | Rochester Public Utilities | 2007 | Rochester Hydro | MN | Wabasha | 1 | Conventional Hydroelectric | WAT | Hydro | 1.3 | 1984
16181 | Rochester Public Utilities | 2007 | Rochester Hydro | MN | Wabasha | 2 | Conventional Hydroelectric | WAT | Hydro | 1.3 | 1984
15793 | Redwood Falls Public Util Comm | 2009 | Redwood Falls | MN | Redwood | 6 | Petroleum Liquids | DFO | Petroleum | 2.2 | 1970
15793 | Redwood Falls Public Util Comm | 2009 | Redwood Falls | MN | Redwood | 7 | Petroleum Liquids | DFO | Petroleum | 5.8 | 1974
15793 | Redwood Falls Public Util Comm | 2009 | Redwood Falls | MN | Redwood | 8 | Conventional Hydroelectric | WAT | Hydro | 0.5 | 2013
17320 | Sleepy Eye Public Utility Comm | 2011 | Sleepy Eye | MN | Brown | 1A | Petroleum Liquids | DFO | Petroleum | 1.8 | 1999
17320 | Sleepy Eye Public Utility Comm | 2011 | Sleepy Eye | MN | Brown | 5 | Petroleum Liquids | DFO | Petroleum | 1.8 | 1996
17320 | Sleepy Eye Public Utility Comm | 2011 | Sleepy Eye | MN | Brown | 6 | Petroleum Liquids | DFO | Petroleum | 2 | 2009
17320 | Sleepy Eye Public Utility Comm | 2011 | Sleepy Eye | MN | Brown | 7 | Petroleum Liquids | DFO | Petroleum | 2 | 2009
17320 | Sleepy Eye Public Utility Comm | 2011 | Sleepy Eye | MN | Brown | IC4 | Petroleum Liquids | DFO | Petroleum | 1.8 | 1995
17320 | Sleepy Eye Public Utility Comm | 2011 | Sleepy Eye | MN | Brown | NEW | Petroleum Liquids | DFO | Petroleum | 2 | 2001
17836 | Springfield Public Utils Comm - (MN) | 2012 | Springfield (MN) | MN | Brown | 5 | Petroleum Liquids | DFO | Petroleum | 1.8 | 1994
17836 | Springfield Public Utils Comm - (MN) | 2012 | Springfield (MN) | MN | Brown | 6 | Petroleum Liquids | DFO | Petroleum | 1.8 | 1996
17836 | Springfield Public Utils Comm - (MN) | 2012 | Springfield (MN) | MN | Brown | 7 | Petroleum Liquids | DFO | Petroleum | 1.8 | 1998
17836 | Springfield Public Utils Comm - (MN) | 2012 | Springfield (MN) | MN | Brown | 8 | Petroleum Liquids | DFO | Petroleum | 1.8 | 1998
17836 | Springfield Public Utils Comm - (MN) | 2012 | Springfield (MN) | MN | Brown | 9 | Petroleum Liquids | DFO | Petroleum | 1.8 | 2001
17824 | Spring Valley Pub Utils Comm | 2013 | Spring Valley | MN | Fillmore | 2 | Petroleum Liquids | DFO | Petroleum | 1.1 | 1952
17824 | Spring Valley Pub Utils Comm | 2013 | Spring Valley | MN | Fillmore | 3 | Petroleum Liquids | DFO | Petroleum | 2 | 1960
17824 | Spring Valley Pub Utils Comm | 2013 | Spring Valley | MN | Fillmore | 4 | Petroleum Liquids | DFO | Petroleum | 2 | 2009
17824 | Spring Valley Pub Utils Comm | 2013 | Spring Valley | MN | Fillmore | 5 | Petroleum Liquids | DFO | Petroleum | 2 | 2009
18820 | City of Thief River Falls | 2014 | Thief River Falls | MN | PENNINGTON | HY1 | Conventional Hydroelectric | WAT | Hydro | 0.3 | 1927
18820 | City of Thief River Falls | 2014 | Thief River Falls | MN | PENNINGTON | HY2 | Conventional Hydroelectric | WAT | Hydro | 0.2 | 1927
18820 | City of Thief River Falls | 2014 | Thief River Falls | MN | PENNINGTON | IC1 | Petroleum Liquids | DFO | Petroleum | 2.2 | 1956
18820 | City of Thief River Falls | 2014 | Thief River Falls | MN | PENNINGTON | IC2 | Petroleum Liquids | DFO | Petroleum | 1.2 | 1952
18820 | City of Thief River Falls | 2014 | Thief River Falls | MN | PENNINGTON | IC3A | Petroleum Liquids | DFO | Petroleum | 1.2 | 2001
18820 | City of Thief River Falls | 2014 | Thief River Falls | MN | PENNINGTON | IC4 | Petroleum Liquids | DFO | Petroleum | 1.4 | 1948
19237 | Truman Public Utilities Comm | 2015 | Truman | MN | Martin | 1 | Petroleum Liquids | DFO | Petroleum | 0.2 | 1938
19237 | Truman Public Utilities Comm | 2015 | Truman | MN | Martin | 2 | Petroleum Liquids | DFO | Petroleum | 0.2 | 1938
19237 | Truman Public Utilities Comm | 2015 | Truman | MN | Martin | 3 | Petroleum Liquids | DFO | Petroleum | 2.2 | 1975
19237 | Truman Public Utilities Comm | 2015 | Truman | MN | Martin | 4 | Petroleum Liquids | DFO | Petroleum | 0.7 | 1954
19237 | Truman Public Utilities Comm | 2015 | Truman | MN | Martin | 5 | Petroleum Liquids | DFO | Petroleum | 0.8 | 1961
19237 | Truman Public Utilities Comm | 2015 | Truman | MN | Martin | 6 | Petroleum Liquids | DFO | Petroleum | 1.8 | 1997
19237 | Truman Public Utilities Comm | 2015 | Truman | MN | Martin | 7 | Petroleum Liquids | DFO | Petroleum | 2.2 | 2005
19883 | City of Virginia - (MN) | 2018 | Virginia | MN | St Louis | 5 | Wood/Wood Waste Biomass | WDS | Biomass | 7.5 | 1954
19883 | City of Virginia - (MN) | 2018 | Virginia | MN | St Louis | 6 | Wood/Wood Waste Biomass | WDS | Biomass | 18.7 | 1971
29295 | City of Wells - (MN) | 2020 | Wells IC | MN | Faribault | 1 | Petroleum Liquids | DFO | Petroleum | 1.3 | 1953
29295 | City of Wells - (MN) | 2020 | Wells IC | MN | Faribault | 2 | Petroleum Liquids | DFO | Petroleum | 1.3 | 1957
29295 | City of Wells - (MN) | 2020 | Wells IC | MN | Faribault | 3 | Petroleum Liquids | DFO | Petroleum | 1.1 | 1950
29295 | City of Wells - (MN) | 2020 | Wells IC | MN | Faribault | 4 | Petroleum Liquids | DFO | Petroleum | 2.3 | 1966
29295 | City of Wells - (MN) | 2020 | Wells IC | MN | Faribault | 5 | Petroleum Liquids | DFO | Petroleum | 2.3 | 1975
20430 | City of Westbrook | 2021 | Westbrook | MN | Cottonwood | 5 | Petroleum Liquids | DFO | Petroleum | 2.3 | 2003
20737 | Willmar Municipal Utilities | 2022 | Willmar | MN | Kandiyohi | 3 | Conventional Steam Coal | SUB | Hard Coal | 18 | 1970
20737 | Willmar Municipal Utilities | 2022 | Willmar | MN | Kandiyohi | ST2 | Natural Gas Steam Turbine | NG | Natural Gas Peaker | 8 | 1956
20737 | Willmar Municipal Utilities | 2022 | Willmar | MN | Kandiyohi | WTG3 | Onshore Wind Turbine | WND | Wind | 2 | 2009
20737 | Willmar Municipal Utilities | 2022 | Willmar | MN | Kandiyohi | WTG4 | Onshore Wind Turbine | WND | Wind | 2 | 2009
20806 | City of Windom | 2023 | Windom | MN | Cottonwood | CAT2 | Petroleum Liquids | DFO | Petroleum | 1.8 | 2001
20806 | City of Windom | 2023 | Windom | MN | Cottonwood | CAT3 | Petroleum Liquids | DFO | Petroleum | 1.8 | 2001
20806 | City of Windom | 2023 | Windom | MN | Cottonwood | CAT4 | Petroleum Liquids | DFO | Petroleum | 1.8 | 2001
20806 | City of Windom | 2023 | Windom | MN | Cottonwood | GT1 | Petroleum Liquids | DFO | Petroleum | 3 | 1980
21013 | City of Worthington - (MN) | 2024 | Worthington | MN | Nobles | 1 | Petroleum Liquids | DFO | Petroleum | 2 | 2002
21013 | City of Worthington - (MN) | 2024 | Worthington | MN | Nobles | 10 | Onshore Wind Turbine | WND | Wind | 0.9 | 2002
21013 | City of Worthington - (MN) | 2024 | Worthington | MN | Nobles | 11 | Onshore Wind Turbine | WND | Wind | 0.9 | 2002
21013 | City of Worthington - (MN) | 2024 | Worthington | MN | Nobles | 12 | Onshore Wind Turbine | WND | Wind | 1 | 2003
21013 | City of Worthington - (MN) | 2024 | Worthington | MN | Nobles | 13 | Onshore Wind Turbine | WND | Wind | 1 | 2003
21013 | City of Worthington - (MN) | 2024 | Worthington | MN | Nobles | 2 | Petroleum Liquids | DFO | Petroleum | 2 | 2002
21013 | City of Worthington - (MN) | 2024 | Worthington | MN | Nobles | 3 | Petroleum Liquids | DFO | Petroleum | 2 | 2002
21013 | City of Worthington - (MN) | 2024 | Worthington | MN | Nobles | 4 | Petroleum Liquids | DFO | Petroleum | 2 | 2002
21013 | City of Worthington - (MN) | 2024 | Worthington | MN | Nobles | 5 | Petroleum Liquids | DFO | Petroleum | 2 | 2002
21013 | City of Worthington - (MN) | 2024 | Worthington | MN | Nobles | 6 | Petroleum Liquids | DFO | Petroleum | 2 | 2002
21013 | City of Worthington - (MN) | 2024 | Worthington | MN | Nobles | 7 | Petroleum Liquids | DFO | Petroleum | 2 | 2002
21013 | City of Worthington - (MN) | 2024 | Worthington | MN | Nobles | 8 | Onshore Wind Turbine | WND | Wind | 0.9 | 2002
21013 | City of Worthington - (MN) | 2024 | Worthington | MN | Nobles | 9 | Onshore Wind Turbine | WND | Wind | 0.9 | 2002
7570 | Great River Energy | 2038 | Cambridge CT | MN | Isanti | GT1 | Petroleum Liquids | DFO | Petroleum | 25 | 1978
7570 | Great River Energy | 2038 | Cambridge CT | MN | Isanti | GT2 | Natural Gas Fired Combustion Turbine | NG | Natural Gas Peaker | 169.2 | 2007
7570 | Great River Energy | 2039 | Elk River | MN | Sherburne | 1 | Municipal Solid Waste | MSW | Municipal Solid Waste | 11.5 | 1951
7570 | Great River Energy | 2039 | Elk River | MN | Sherburne | 2 | Municipal Solid Waste | MSW | Municipal Solid Waste | 11.5 | 1951
7570 | Great River Energy | 2039 | Elk River | MN | Sherburne | 3 | Municipal Solid Waste | MSW | Municipal Solid Waste | 25 | 1959
7570 | Great River Energy | 2039 | Elk River | MN | Sherburne | CT | Natural Gas Fired Combustion Turbine | NG | Natural Gas Peaker | 191.3 | 2009
7570 | Great River Energy | 2042 | Maple Lake | MN | Wright | 5A | Petroleum Liquids | DFO | Petroleum | 25 | 1978
12686 | Mississippi Power Co | 2047 | Chevron Oil | MS | Jackson | 1 | Natural Gas Fired Combustion Turbine | NG | Natural Gas Peaker | 16.6 | 1967
12686 | Mississippi Power Co | 2047 | Chevron Oil | MS | Jackson | 2 | Natural Gas Fired Combustion Turbine | NG | Natural Gas Peaker | 16.6 | 1967
12686 | Mississippi Power Co | 2047 | Chevron Oil | MS | Jackson | 3 | Natural Gas Fired Combustion Turbine | NG | Natural Gas Peaker | 18 | 1971
12686 | Mississippi Power Co | 2047 | Chevron Oil | MS | Jackson | 4 | Natural Gas Fired Combustion Turbine | NG | Natural Gas Peaker | 18 | 1971
12686 | Mississippi Power Co | 2047 | Chevron Oil | MS | Jackson | 5 | Natural Gas Fired Combustion Turbine | NG | Natural Gas Peaker | 101.3 | 1994
12686 | Mississippi Power Co | 2048 | Sweatt | MS | Lauderdale | 1 | Natural Gas Steam Turbine | NG | Natural Gas Peaker | 46 | 1951
12686 | Mississippi Power Co | 2048 | Sweatt | MS | Lauderdale | 2 | Natural Gas Steam Turbine | NG | Natural Gas Peaker | 49 | 1953
12686 | Mississippi Power Co | 2048 | Sweatt | MS | Lauderdale | A | Natural Gas Fired Combustion Turbine | NG | Natural Gas Peaker | 41.9 | 1971
12686 | Mississippi Power Co | 2049 | Jack Watson | MS | Harrison | 3 | Natural Gas Steam Turbine | NG | Natural Gas Peaker | 108.8 | 1962
12686 | Mississippi Power Co | 2049 | Jack Watson | MS | Harrison | 4 | Natural Gas Steam Turbine | NG | Natural Gas Peaker | 299.2 | 1968
12686 | Mississippi Power Co | 2049 | Jack Watson | MS | Harrison | 5 | Natural Gas Steam Turbine | NG | Natural Gas Peaker | 578 | 1973
12686 | Mississippi Power Co | 2049 | Jack Watson | MS | Harrison | A | Natural Gas Fired Combustion Turbine | NG | Natural Gas Peaker | 41.9 | 1970
12685 | Entergy Mississippi Inc | 2050 | Baxter Wilson | MS | Warren | 1 | Natural Gas Steam Turbine | NG | Natural Gas Peaker | 544.6 | 1967
12685 | Entergy Mississippi Inc | 2050 | Baxter Wilson | MS | Warren | 2 | Natural Gas Steam Turbine | NG | Natural Gas Peaker | 783 | 1971
12685 | Entergy Mississippi Inc | 2053 | Rex Brown | MS | Hinds | 3 | Natural Gas Steam Turbine | NG | Natural Gas Peaker | 66 | 1951
12685 | Entergy Mississippi Inc | 2053 | Rex Brown | MS | Hinds | 4 | Natural Gas Steam Turbine | NG | Natural Gas Peaker | 238.7 | 1959
12685 | Entergy Mississippi Inc | 2053 | Rex Brown | MS | Hinds | GT1 | Petroleum Liquids | DFO | Petroleum | 10 | 1968
3702 | Clarksdale Public Utilities | 2059 | L L Wilkins | MS | Coahoma | 6 | Natural Gas Fired Combined Cycle | NG | Natural Gas Nonpeaker | 6 | 1996
3702 | Clarksdale Public Utilities | 2059 | L L Wilkins | MS | Coahoma | 7 | Natural Gas Steam Turbine | NG | Natural Gas Peaker | 7.5 | 1961
3702 | Clarksdale Public Utilities | 2059 | L L Wilkins | MS | Coahoma | 8 | Natural Gas Fired Combined Cycle | NG | Natural Gas Nonpeaker | 16.2 | 1965
3702 | Clarksdale Public Utilities | 2059 | L L Wilkins | MS | Coahoma | 9 | Natural Gas Fired Combined Cycle | NG | Natural Gas Nonpeaker | 25.5 | 1971
7651 | Greenwood Utilities Comm | 2062 | Henderson | MS | Leflore | 1 | Natural Gas Steam Turbine | NG | Natural Gas Peaker | 12.6 | 1960
7651 | Greenwood Utilities Comm | 2062 | Henderson | MS | Leflore | 3 | Natural Gas Steam Turbine | NG | Natural Gas Peaker | 20 | 1967
7651 | Greenwood Utilities Comm | 2062 | Henderson | MS | Leflore | H10 | Natural Gas Internal Combustion Engine | NG | Natural Gas Peaker | 1.3 | 2001
7651 | Greenwood Utilities Comm | 2062 | Henderson | MS | Leflore | H11 | Natural Gas Internal Combustion Engine | NG | Natural Gas Peaker | 1.3 | 2001
7651 | Greenwood Utilities Comm | 2062 | Henderson | MS | Leflore | H2 | Natural Gas Fired Combustion Turbine | NG | Natural Gas Peaker | 13.5 | 1963
7651 | Greenwood Utilities Comm | 2062 | Henderson | MS | Leflore | H4 | Petroleum Liquids | DFO | Petroleum | 1.8 | 2001
7651 | Greenwood Utilities Comm | 2062 | Henderson | MS | Leflore | H5 | Petroleum Liquids | DFO | Petroleum | 1.8 | 2001
7651 | Greenwood Utilities Comm | 2062 | Henderson | MS | Leflore | H6 | Petroleum Liquids | DFO | Petroleum | 1.8 | 2001
7651 | Greenwood Utilities Comm | 2062 | Henderson | MS | Leflore | H7 | Petroleum Liquids | DFO | Petroleum | 1.8 | 2001
7651 | Greenwood Utilities Comm | 2062 | Henderson | MS | Leflore | H8 | Petroleum Liquids | DFO | Petroleum | 1.8 | 2001
7651 | Greenwood Utilities Comm | 2062 | Henderson | MS | Leflore | H9 | Natural Gas Internal Combustion Engine | NG | Natural Gas Peaker | 1.3 | 2001
21095 | Public Serv Comm of Yazoo City | 2067 | Yazoo | MS | Yazoo | 2 | Natural Gas Fired Combined Cycle | NG | Natural Gas Nonpeaker | 5 | 1945
21095 | Public Serv Comm of Yazoo City | 2067 | Yazoo | MS | Yazoo | 3 | Natural Gas Fired Combined Cycle | NG | Natural Gas Nonpeaker | 12.6 | 1954
21095 | Public Serv Comm of Yazoo City | 2067 | Yazoo | MS | Yazoo | GT1 | Natural Gas Fired Combined Cycle | NG | Natural Gas Nonpeaker | 16.5 | 1968
17568 | South Mississippi El Pwr Assn | 2068 | Benndale | MS | George | 1 | Natural Gas Fired Combustion Turbine | NG | Natural Gas Peaker | 16.2 | 1969
17568 | South Mississippi El Pwr Assn | 2070 | Moselle | MS | Jones | 1 | Natural Gas Fired Combined Cycle | NG | Natural Gas Nonpeaker | 59 | 1970
17568 | South Mississippi El Pwr Assn | 2070 | Moselle | MS | Jones | 2 | Natural Gas Fired Combined Cycle | NG | Natural Gas Nonpeaker | 59 | 1970
17568 | South Mississippi El Pwr Assn | 2070 | Moselle | MS | Jones | 3 | Natural Gas Steam Turbine | NG | Natural Gas Peaker | 59 | 1970
17568 | South Mississippi El Pwr Assn | 2070 | Moselle | MS | Jones | 4 | Natural Gas Fired Combustion Turbine | NG | Natural Gas Peaker | 83 | 1997
17568 | South Mississippi El Pwr Assn | 2070 | Moselle | MS | Jones | 5 | Natural Gas Fired Combustion Turbine | NG | Natural Gas Peaker | 83.5 | 2006
17568 | South Mississippi El Pwr Assn | 2070 | Moselle | MS | Jones | GTG1 | Natural Gas Fired Combined Cycle | NG | Natural Gas Nonpeaker | 83.5 | 2012
17568 | South Mississippi El Pwr Assn | 2070 | Moselle | MS | Jones | GTG2 | Natural Gas Fired Combined Cycle | NG | Natural Gas Nonpeaker | 83.5 | 2012
17568 | South Mississippi El Pwr Assn | 2071 | Paulding | MS | Jasper | 1 | Petroleum Liquids | DFO | Petroleum | 20 | 1972
5860 | Empire District Electric Co | 2076 | Asbury | MO | Jasper | 1 | Conventional Steam Coal | SUB | Hard Coal | 212.8 | 1970
10000 | Kansas City Power & Light Co | 2079 | Hawthorn | MO | Jackson | 5 | Conventional Steam Coal | SUB | Hard Coal | 594.3 | 1969
10000 | Kansas City Power & Light Co | 2079 | Hawthorn | MO | Jackson | 6 | Natural Gas Fired Combined Cycle | NG | Natural Gas Nonpeaker | 176 | 1997
10000 | Kansas City Power & Light Co | 2079 | Hawthorn | MO | Jackson | 7 | Natural Gas Fired Combustion Turbine | NG | Natural Gas Peaker | 77 | 2000
10000 | Kansas City Power & Light Co | 2079 | Hawthorn | MO | Jackson | 8 | Natural Gas Fired Combustion Turbine | NG | Natural Gas Peaker | 77 | 2000
10000 | Kansas City Power & Light Co | 2079 | Hawthorn | MO | Jackson | 9 | Natural Gas Fired Combined Cycle | NG | Natural Gas Nonpeaker | 146 | 2000
10000 | Kansas City Power & Light Co | 2080 | Montrose | MO | Henry | 1 | Conventional Steam Coal | SUB | Hard Coal | 188 | 1958
10000 | Kansas City Power & Light Co | 2080 | Montrose | MO | Henry | 2 | Conventional Steam Coal | SUB | Hard Coal | 188 | 1960
10000 | Kansas City Power & Light Co | 2080 | Montrose | MO | Henry | 3 | Conventional Steam Coal | SUB | Hard Coal | 188 | 1964
10000 | Kansas City Power & Light Co | 2081 | Northeast (MO) | MO | Jackson | 11 | Petroleum Liquids | DFO | Petroleum | 50 | 1972
10000 | Kansas City Power & Light Co | 2081 | Northeast (MO) | MO | Jackson | 12 | Petroleum Liquids | DFO | Petroleum | 64 | 1972
10000 | Kansas City Power & Light Co | 2081 | Northeast (MO) | MO | Jackson | 13 | Petroleum Liquids | DFO | Petroleum | 50 | 1975
10000 | Kansas City Power & Light Co | 2081 | Northeast (MO) | MO | Jackson | 14 | Petroleum Liquids | DFO | Petroleum | 64 | 1975
10000 | Kansas City Power & Light Co | 2081 | Northeast (MO) | MO | Jackson | 15 | Petroleum Liquids | DFO | Petroleum | 64 | 1976
10000 | Kansas City Power & Light Co | 2081 | Northeast (MO) | MO | Jackson | 16 | Petroleum Liquids | DFO | Petroleum | 64 | 1976
10000 | Kansas City Power & Light Co | 2081 | Northeast (MO) | MO | Jackson | 17 | Petroleum Liquids | DFO | Petroleum | 64 | 1977
10000 | Kansas City Power & Light Co | 2081 | Northeast (MO) | MO | Jackson | 18 | Petroleum Liquids | DFO | Petroleum | 64 | 1977
10000 | Kansas City Power & Light Co | 2081 | Northeast (MO) | MO | Jackson | 19 | Petroleum Liquids | DFO | Petroleum | 2 | 1985
19436 | Union Electric Co - (MO) | 2082 | Fairgrounds | MO | Cole | 1 | Petroleum Liquids | DFO | Petroleum | 68.3 | 1974
19436 | Union Electric Co - (MO) | 2083 | Kirksville | MO | Adair | 1 | Natural Gas Fired Combustion Turbine | NG | Natural Gas Peaker | 15 | 1967
56211 | KCP&L Greater Missouri Operations Co | 2090 | Nevada | MO | Vernon | 1 | Petroleum Liquids | DFO | Petroleum | 22 | 1974
56211 | KCP&L Greater Missouri Operations Co | 2092 | Ralph Green | MO | Cass | 3 | Natural Gas Fired Combustion Turbine | NG | Natural Gas Peaker | 74 | 1981
56211 | KCP&L Greater Missouri Operations Co | 2094 | Sibley | MO | Jackson | 1 | Conventional Steam Coal | SUB | Hard Coal | 55 | 1960
56211 | KCP&L Greater Missouri Operations Co | 2094 | Sibley | MO | Jackson | 2 | Conventional Steam Coal | SUB | Hard Coal | 50 | 1962
56211 | KCP&L Greater Missouri Operations Co | 2094 | Sibley | MO | Jackson | 3 | Conventional Steam Coal | SUB | Hard Coal | 419 | 1969
56211 | KCP&L Greater Missouri Operations Co | 2098 | Lake Road (MO) | MO | Buchanan | 1 | Natural Gas Steam Turbine | NG | Natural Gas Peaker | 23 | 1950
56211 | KCP&L Greater Missouri Operations Co | 2098 | Lake Road (MO) | MO | Buchanan | 2 | Natural Gas Steam Turbine | NG | Natural Gas Peaker | 25 | 1958
56211 | KCP&L Greater Missouri Operations Co | 2098 | Lake Road (MO) | MO | Buchanan | 3 | Natural Gas Steam Turbine | NG | Natural Gas Peaker | 12.5 | 1962
56211 | KCP&L Greater Missouri Operations Co | 2098 | Lake Road (MO) | MO | Buchanan | 4 | Conventional Steam Coal | SUB | Hard Coal | 90 | 1966
56211 | KCP&L Greater Missouri Operations Co | 2098 | Lake Road (MO) | MO | Buchanan | 5 | Natural Gas Fired Combustion Turbine | NG | Natural Gas Peaker | 85 | 1974
56211 | KCP&L Greater Missouri Operations Co | 2098 | Lake Road (MO) | MO | Buchanan | 6 | Natural Gas Fired Combustion Turbine | NG | Natural Gas Peaker | 18.9 | 1989
56211 | KCP&L Greater Missouri Operations Co | 2098 | Lake Road (MO) | MO | Buchanan | 7 | Petroleum Liquids | DFO | Petroleum | 18.9 | 1990
17106 | Sho-Me Power Electric Coop | 2099 | Niangua | MO | Camden | 1 | Conventional Hydroelectric | WAT | Hydro | 1.5 | 1930
17106 | Sho-Me Power Electric Coop | 2099 | Niangua | MO | Camden | 2 | Conventional Hydroelectric | WAT | Hydro | 1.5 | 1930
19436 | Union Electric Co - (MO) | 2102 | Howard Bend | MO | St Louis | 1 | Petroleum Liquids | DFO | Petroleum | 47.4 | 1973
19436 | Union Electric Co - (MO) | 2103 | Labadie | MO | Franklin | 1 | Conventional Steam Coal | SUB | Hard Coal | 573.7 | 1970
19436 | Union Electric Co - (MO) | 2103 | Labadie | MO | Franklin | 2 | Conventional Steam Coal | SUB | Hard Coal | 573.7 | 1971
19436 | Union Electric Co - (MO) | 2103 | Labadie | MO | Franklin | 3 | Conventional Steam Coal | SUB | Hard Coal | 621 | 1972
19436 | Union Electric Co - (MO) | 2103 | Labadie | MO | Franklin | 4 | Conventional Steam Coal | SUB | Hard Coal | 621 | 1973
19436 | Union Electric Co - (MO) | 2104 | Meramec | MO | St Louis | 1 | Conventional Steam Coal | SUB | Hard Coal | 137.5 | 1953
19436 | Union Electric Co - (MO) | 2104 | Meramec | MO | St Louis | 2 | Conventional Steam Coal | SUB | Hard Coal | 137.5 | 1954
19436 | Union Electric Co - (MO) | 2104 | Meramec | MO | St Louis | 3 | Conventional Steam Coal | SUB | Hard Coal | 289 | 1959
19436 | Union Electric Co - (MO) | 2104 | Meramec | MO | St Louis | 4 | Conventional Steam Coal | SUB | Hard Coal | 359 | 1961
19436 | Union Electric Co - (MO) | 2104 | Meramec | MO | St Louis | GT1 | Petroleum Liquids | DFO | Petroleum | 62 | 1974
19436 | Union Electric Co - (MO) | 2104 | Meramec | MO | St Louis | GT2 | Natural Gas Fired Combustion Turbine | NG | Natural Gas Peaker | 56 | 2000
19436 | Union Electric Co - (MO) | 2106 | Osage Dam | MO | Miller | 1 | Conventional Hydroelectric | WAT | Hydro | 27.5 | 1931
19436 | Union Electric Co - (MO) | 2106 | Osage Dam | MO | Miller | 2 | Conventional Hydroelectric | WAT | Hydro | 27.5 | 1931
19436 | Union Electric Co - (MO) | 2106 | Osage Dam | MO | Miller | 3 | Conventional Hydroelectric | WAT | Hydro | 27.5 | 1931
19436 | Union Electric Co - (MO) | 2106 | Osage Dam | MO | Miller | 4 | Conventional Hydroelectric | WAT | Hydro | 27.5 | 1931
19436 | Union Electric Co - (MO) | 2106 | Osage Dam | MO | Miller | 5 | Conventional Hydroelectric | WAT | Hydro | 27.5 | 1931
19436 | Union Electric Co - (MO) | 2106 | Osage Dam | MO | Miller | 6 | Conventional Hydroelectric | WAT | Hydro | 27.5 | 1931
19436 | Union Electric Co - (MO) | 2106 | Osage Dam | MO | Miller | 7 | Conventional Hydroelectric | WAT | Hydro | 21.5 | 1953
19436 | Union Electric Co - (MO) | 2106 | Osage Dam | MO | Miller | 8 | Conventional Hydroelectric | WAT | Hydro | 21.5 | 1953
19436 | Union Electric Co - (MO) | 2107 | Sioux | MO | St Charles | 1 | Conventional Steam Coal | SUB | Hard Coal | 549.7 | 1967
19436 | Union Electric Co - (MO) | 2107 | Sioux | MO | St Charles | 2 | Conventional Steam Coal | SUB | Hard Coal | 549.7 | 1968
19436 | Union Electric Co - (MO) | 2108 | Taum Sauk | MO | Reynolds | 1 | Hydroelectric Pumped Storage | WAT | Other | 204 | 1963
19436 | Union Electric Co - (MO) | 2108 | Taum Sauk | MO | Reynolds | 2 | Hydroelectric Pumped Storage | WAT | Other | 204 | 1963
228 | City of Albany - (MO) | 2113 | Albany | MO | GENTRY | 1 | Petroleum Liquids | DFO | Petroleum | 2.1 | 1969
228 | City of Albany - (MO) | 2113 | Albany | MO | GENTRY | 2 | Petroleum Liquids | DFO | Petroleum | 1 | 1978
228 | City of Albany - (MO) | 2113 | Albany | MO | GENTRY | 3 | Petroleum Liquids | DFO | Petroleum | 0.7 | 1954
228 | City of Albany - (MO) | 2113 | Albany | MO | GENTRY | IC5 | Petroleum Liquids | DFO | Petroleum | 1.2 | 1983
228 | City of Albany - (MO) | 2113 | Albany | MO | GENTRY | IC6 | Petroleum Liquids | DFO | Petroleum | 1.2 | 1983
2647 | City of Butler - (MO) | 2115 | Butler Municipal Power Plant | MO | Bates | 4 | Petroleum Liquids | DFO | Petroleum | 1.4 | 1952
2647 | City of Butler - (MO) | 2115 | Butler Municipal Power Plant | MO | Bates | 5 | Petroleum Liquids | DFO | Petroleum | 1.4 | 1959
2647 | City of Butler - (MO) | 2115 | Butler Municipal Power Plant | MO | Bates | IC6 | Petroleum Liquids | DFO | Petroleum | 1.5 | 1965
2647 | City of Butler - (MO) | 2115 | Butler Municipal Power Plant | MO | Bates | NG1 | Petroleum Liquids | DFO | Petroleum | 2 | 2000
2647 | City of Butler - (MO) | 2115 | Butler Municipal Power Plant | MO | Bates | NG2 | Petroleum Liquids | DFO | Petroleum | 2 | 2000
2647 | City of Butler - (MO) | 2115 | Butler Municipal Power Plant | MO | Bates | SG1 | Petroleum Liquids | DFO | Petroleum | 2 | 2000
2647 | City of Butler - (MO) | 2115 | Butler Municipal Power Plant | MO | Bates | SG2 | Petroleum Liquids | DFO | Petroleum | 2 | 2000
3082 | Carrollton Board of Public Wks | 2120 | Carrollton | MO | Carroll | 10 | Natural Gas Internal Combustion Engine | NG | Natural Gas Peaker | 6.1 | 1972
3082 | Carrollton Board of Public Wks | 2120 | Carrollton | MO | Carroll | 11 | Petroleum Liquids | DFO | Petroleum | 2 | 2001
3082 | Carrollton Board of Public Wks | 2120 | Carrollton | MO | Carroll | 3 | Natural Gas Internal Combustion Engine | NG | Natural Gas Peaker | 1.8 | 1947
3082 | Carrollton Board of Public Wks | 2120 | Carrollton | MO | Carroll | 7 | Natural Gas Internal Combustion Engine | NG | Natural Gas Peaker | 2.5 | 1959
3082 | Carrollton Board of Public Wks | 2120 | Carrollton | MO | Carroll | 8 | Natural Gas Internal Combustion Engine | NG | Natural Gas Peaker | 4.1 | 1966
3082 | Carrollton Board of Public Wks | 2120 | Carrollton | MO | Carroll | 9 | Natural Gas Internal Combustion Engine | NG | Natural Gas Peaker | 4.1 | 1970
3113 | City of Carthage - (MO) | 2121 | Carthage | MO | Jasper | 10 | Natural Gas Internal Combustion Engine | NG | Natural Gas Peaker | 7 | 1965
3113 | City of Carthage - (MO) | 2121 | Carthage | MO | Jasper | 11 | Natural Gas Internal Combustion Engine | NG | Natural Gas Peaker | 4.5 | 1970
3113 | City of Carthage - (MO) | 2121 | Carthage | MO | Jasper | 12 | Natural Gas Internal Combustion Engine | NG | Natural Gas Peaker | 4.5 | 1971
3113 | City of Carthage - (MO) | 2121 | Carthage | MO | Jasper | 13 | Natural Gas Internal Combustion Engine | NG | Natural Gas Peaker | 6 | 1976
3113 | City of Carthage - (MO) | 2121 | Carthage | MO | Jasper | 14 | Natural Gas Internal Combustion Engine | NG | Natural Gas Peaker | 6 | 1976
3113 | City of Carthage - (MO) | 2121 | Carthage | MO | Jasper | 6 | Natural Gas Internal Combustion Engine | NG | Natural Gas Peaker | 2.5 | 1946
3113 | City of Carthage - (MO) | 2121 | Carthage | MO | Jasper | 7 | Natural Gas Internal Combustion Engine | NG | Natural Gas Peaker | 3 | 1949
3113 | City of Carthage - (MO) | 2121 | Carthage | MO | Jasper | 8 | Natural Gas Internal Combustion Engine | NG | Natural Gas Peaker | 3.3 | 1952
3113 | City of Carthage - (MO) | 2121 | Carthage | MO | Jasper | 9 | Natural Gas Internal Combustion Engine | NG | Natural Gas Peaker | 5 | 1957
3486 | Chillicothe Municipal Utils | 2122 | Chillicothe | MO | Livingston | D1 | Petroleum Liquids | DFO | Petroleum | 2 | 2003
3486 | Chillicothe Municipal Utils | 2122 | Chillicothe | MO | Livingston | D2 | Petroleum Liquids | DFO | Petroleum | 2 | 2003
3486 | Chillicothe Municipal Utils | 2122 | Chillicothe | MO | Livingston | D3 | Petroleum Liquids | DFO | Petroleum | 2 | 2003
3486 | Chillicothe Municipal Utils | 2122 | Chillicothe | MO | Livingston | D4 | Petroleum Liquids | DFO | Petroleum | 2 | 2003
3486 | Chillicothe Municipal Utils | 2122 | Chillicothe | MO | Livingston | D5 | Petroleum Liquids | DFO | Petroleum | 2 | 2003
3486 | Chillicothe Municipal Utils | 2122 | Chillicothe | MO | Livingston | GT1 | Natural Gas Fired Combustion Turbine | NG | Natural Gas Peaker | 40 | 1986
3486 | Chillicothe Municipal Utils | 2122 | Chillicothe | MO | Livingston | GT2 | Natural Gas Fired Combustion Turbine | NG | Natural Gas Peaker | 40 | 1986
4045 | City of Columbia - (MO) | 2123 | Columbia (MO) | MO | Boone | 5 | Conventional Steam Coal | BIT | Hard Coal | 16.5 | 1957
4045 | City of Columbia - (MO) | 2123 | Columbia (MO) | MO | Boone | 6 | Natural Gas Fired Combustion Turbine | NG | Natural Gas Peaker | 12.5 | 1963
4045 | City of Columbia - (MO) | 2123 | Columbia (MO) | MO | Boone | 7 | Conventional Steam Coal | BIT | Hard Coal | 22 | 1965
4045 | City of Columbia - (MO) | 2123 | Columbia (MO) | MO | Boone | 8 | Natural Gas Steam Turbine | NG | Natural Gas Peaker | 35 | 1970
4045 | City of Columbia - (MO) | 2123 | Columbia (MO) | MO | Boone | DAN1 | Petroleum Liquids | DFO | Petroleum | 2 | 2004
4045 | City of Columbia - (MO) | 2123 | Columbia (MO) | MO | Boone | LF1 | Landfill Gas | LFG | Biomass | 1 | 2008
4045 | City of Columbia - (MO) | 2123 | Columbia (MO) | MO | Boone | LF2 | Landfill Gas | LFG | Biomass | 1 | 2008
4045 | City of Columbia - (MO) | 2123 | Columbia (MO) | MO | Boone | LF3 | Landfill Gas | LFG | Biomass | 1 | 2013
4045 | City of Columbia - (MO) | 2123 | Columbia (MO) | MO | Boone | MBS1 | Petroleum Liquids | DFO | Petroleum | 1 | 2008
4045 | City of Columbia - (MO) | 2123 | Columbia (MO) | MO | Boone | MBS2 | Petroleum Liquids | DFO | Petroleum | 1 | 2008
4045 | City of Columbia - (MO) | 2123 | Columbia (MO) | MO | Boone | SF1 | Petroleum Liquids | DFO | Petroleum | 1 | 2008
4045 | City of Columbia - (MO) | 2123 | Columbia (MO) | MO | Boone | SF2 | Petroleum Liquids | DFO | Petroleum | 1 | 2008
4045 | City of Columbia - (MO) | 2123 | Columbia (MO) | MO | Boone | SH1 | Petroleum Liquids | DFO | Petroleum | 1.3 | 2002
4045 | City of Columbia - (MO) | 2123 | Columbia (MO) | MO | Boone | SH2 | Petroleum Liquids | DFO | Petroleum | 1.3 | 2002
4045 | City of Columbia - (MO) | 2123 | Columbia (MO) | MO | Boone | WTP1 | Petroleum Liquids | DFO | Petroleum | 2 | 2004
4045 | City of Columbia - (MO) | 2123 | Columbia (MO) | MO | Boone | WTP2 | Petroleum Liquids | DFO | Petroleum | 2 | 2004
25477 | USCE-Kansas City District | 2124 | Stockton Hydro | MO | CEDAR | 1 | Conventional Hydroelectric | WAT | Hydro | 52 | 1973
6231 | City of Fayette - (MO) | 2125 | Fayette | MO | Howard | GT1 | Petroleum Liquids | DFO | Petroleum | 3.5 | 1985
6231 | City of Fayette - (MO) | 2125 | Fayette | MO | Howard | GT2 | Petroleum Liquids | DFO | Petroleum | 3.5 | 1985
6231 | City of Fayette - (MO) | 2125 | Fayette | MO | Howard | GT3 | Petroleum Liquids | DFO | Petroleum | 2.8 | 1977
6231 | City of Fayette - (MO) | 2125 | Fayette | MO | Howard | GT4 | Petroleum Liquids | DFO | Petroleum | 1.1 | 1969
6839 | City of Fulton - (MO) | 2126 | Fulton (MO) | MO | Callaway | GT4 | Natural Gas Fired Combustion Turbine | NG | Natural Gas Peaker | 21.2 | 1972
6839 | City of Fulton - (MO) | 2126 | Fulton (MO) | MO | Callaway | IC1 | Petroleum Liquids | DFO | Petroleum | 5 | 1966
6839 | City of Fulton - (MO) | 2126 | Fulton (MO) | MO | Callaway | IC3 | Petroleum Liquids | DFO | Petroleum | 7 | 1975
6924 | City of Gallatin - (MO) | 2127 | Gallatin (MO) | MO | Daviess | 2A | Petroleum Liquids | DFO | Petroleum | 1.1 | 1993
6924 | City of Gallatin - (MO) | 2127 | Gallatin (MO) | MO | Daviess | 3A | Petroleum Liquids | DFO | Petroleum | 1.1 | 1993
6924 | City of Gallatin - (MO) | 2127 | Gallatin (MO) | MO | Daviess | IC4 | Petroleum Liquids | DFO | Petroleum | 2.5 | 1983
6924 | City of Gallatin - (MO) | 2127 | Gallatin (MO) | MO | Daviess | IC6 | Petroleum Liquids | DFO | Petroleum | 2.5 | 1977
8567 | City of Higginsville - (MO) | 2131 | Higginsville | MO | LAFAYETTE | 1 | Petroleum Liquids | DFO | Petroleum | 0.8 | 1945
8567 | City of Higginsville - (MO) | 2131 | Higginsville | MO | LAFAYETTE | 2 | Petroleum Liquids | DFO | Petroleum | 1.7 | 1947
8567 | City of Higginsville - (MO) | 2131 | Higginsville | MO | LAFAYETTE | 3 | Petroleum Liquids | DFO | Petroleum | 2.4 | 1981
8567 | City of Higginsville - (MO) | 2131 | Higginsville | MO | LAFAYETTE | 4 | Natural Gas Fired Combustion Turbine | NG | Natural Gas Peaker | 40 | 1996
8567 | City of Higginsville - (MO) | 2131 | Higginsville | MO | LAFAYETTE | 5 | Petroleum Liquids | DFO | Petroleum | 1.2 | 2004
8567 | City of Higginsville - (MO) | 2131 | Higginsville | MO | LAFAYETTE | 6 | Petroleum Liquids | DFO | Petroleum | 5.5 | 2004
9231 | City of Independence - (MO) | 2132 | Blue Valley | MO | Jackson | 2 | Natural Gas Steam Turbine | NG | Natural Gas Peaker | 25 | 1958
9231 | City of Independence - (MO) | 2132 | Blue Valley | MO | Jackson | 3 | Natural Gas Steam Turbine | NG | Natural Gas Peaker | 65 | 1965
9231 | City of Independence - (MO) | 2132 | Blue Valley | MO | Jackson | ST1 | Natural Gas Steam Turbine | NG | Natural Gas Peaker | 25 | 1958
9231 | City of Independence - (MO) | 2134 | Jackson Square | MO | Jackson | 1 | Petroleum Liquids | DFO | Petroleum | 18 | 1969
9231 | City of Independence - (MO) | 2134 | Jackson Square | MO | Jackson | 2 | Petroleum Liquids | DFO | Petroleum | 18 | 1969
9231 | City of Independence - (MO) | 2135 | Station H | MO | Jackson | 1 | Natural Gas Fired Combustion Turbine | NG | Natural Gas Peaker | 19 | 1972
9231 | City of Independence - (MO) | 2135 | Station H | MO | Jackson | 2 | Natural Gas Fired Combustion Turbine | NG | Natural Gas Peaker | 24 | 1974
9231 | City of Independence - (MO) | 2136 | Station I | MO | Jackson | 1 | Petroleum Liquids | DFO | Petroleum | 19 | 1972
9231 | City of Independence - (MO) | 2136 | Station I | MO | Jackson | 2 | Petroleum Liquids | DFO | Petroleum | 19 | 1972
9603 | City of Jackson - (MO) | 2137 | Jackson (MO) | MO | Cape Girardeau | 10 | Petroleum Liquids | DFO | Petroleum | 2 | 2006
9603 | City of Jackson - (MO) | 2137 | Jackson (MO) | MO | Cape Girardeau | 11 | Petroleum Liquids | DFO | Petroleum | 2 | 2006
9603 | City of Jackson - (MO) | 2137 | Jackson (MO) | MO | Cape Girardeau | 12 | Petroleum Liquids | DFO | Petroleum | 2 | 2006
9603 | City of Jackson - (MO) | 2137 | Jackson (MO) | MO | Cape Girardeau | 3 | Petroleum Liquids | DFO | Petroleum | 1 | 1963
9603 | City of Jackson - (MO) | 2137 | Jackson (MO) | MO | Cape Girardeau | 4 | Petroleum Liquids | DFO | Petroleum | 1 | 1963
9603 | City of Jackson - (MO) | 2137 | Jackson (MO) | MO | Cape Girardeau | 5 | Petroleum Liquids | DFO | Petroleum | 0.7 | 1936
9603 | City of Jackson - (MO) | 2137 | Jackson (MO) | MO | Cape Girardeau | 6 | Petroleum Liquids | DFO | Petroleum | 1 | 1946
9603 | City of Jackson - (MO) | 2137 | Jackson (MO) | MO | Cape Girardeau | 7 | Petroleum Liquids | DFO | Petroleum | 6.8 | 1973
9603 | City of Jackson - (MO) | 2137 | Jackson (MO) | MO | Cape Girardeau | 8 | Petroleum Liquids | DFO | Petroleum | 6.8 | 1973
9603 | City of Jackson - (MO) | 2137 | Jackson (MO) | MO | Cape Girardeau | 9 | Petroleum Liquids | DFO | Petroleum | 3 | 1983
9973 | City of Kahoka | 2138 | Kahoka | MO | Clark | 10 | Petroleum Liquids | DFO | Petroleum | 1.1 | 1999
9973 | City of Kahoka | 2138 | Kahoka | MO | Clark | 11 | Petroleum Liquids | DFO | Petroleum | 1.1 | 1999
9973 | City of Kahoka | 2138 | Kahoka | MO | Clark | 12 | Petroleum Liquids | DFO | Petroleum | 1.1 | 1999
9973 | City of Kahoka | 2138 | Kahoka | MO | Clark | 3 | Petroleum Liquids | DFO | Petroleum | 0.2 | 1941
9973 | City of Kahoka | 2138 | Kahoka | MO | Clark | 6 | Petroleum Liquids | DFO | Petroleum | 0.7 | 1952
9973 | City of Kahoka | 2138 | Kahoka | MO | Clark | 7 | Natural Gas Internal Combustion Engine | NG | Natural Gas Peaker | 0.8 | 1956
9973 | City of Kahoka | 2138 | Kahoka | MO | Clark | 8 | Natural Gas Internal Combustion Engine | NG | Natural Gas Peaker | 1.5 | 1969
9973 | City of Kahoka | 2138 | Kahoka | MO | Clark | 9 | Natural Gas Internal Combustion Engine | NG | Natural Gas Peaker | 0.9 | 1982
10152 | City of Kennett - (MO) | 2139 | Kennett | MO | Dunklin | 1 | Petroleum Liquids | DFO | Petroleum | 0.4 | 1942
10152 | City of Kennett - (MO) | 2139 | Kennett | MO | Dunklin | 10 | Natural Gas Internal Combustion Engine | NG | Natural Gas Peaker | 6.2 | 1971
10152 | City of Kennett - (MO) | 2139 | Kennett | MO | Dunklin | 11 | Natural Gas Internal Combustion Engine | NG | Natural Gas Peaker | 6.2 | 1975
10152 | City of Kennett - (MO) | 2139 | Kennett | MO | Dunklin | 12 | Natural Gas Internal Combustion Engine | NG | Natural Gas Peaker | 6.4 | 2001
10152 | City of Kennett - (MO) | 2139 | Kennett | MO | Dunklin | 13 | Natural Gas Internal Combustion Engine | NG | Natural Gas Peaker | 6.4 | 2001
10152 | City of Kennett - (MO) | 2139 | Kennett | MO | Dunklin | 2 | Petroleum Liquids | DFO | Petroleum | 0.4 | 1942
10152 | City of Kennett - (MO) | 2139 | Kennett | MO | Dunklin | 3 | Petroleum Liquids | DFO | Petroleum | 0.8 | 1945
10152 | City of Kennett - (MO) | 2139 | Kennett | MO | Dunklin | 4 | Natural Gas Internal Combustion Engine | NG | Natural Gas Peaker | 2.5 | 1955
10152 | City of Kennett - (MO) | 2139 | Kennett | MO | Dunklin | 5 | Petroleum Liquids | DFO | Petroleum | 1.4 | 1949
10152 | City of Kennett - (MO) | 2139 | Kennett | MO | Dunklin | 6 | Natural Gas Internal Combustion Engine | NG | Natural Gas Peaker | 2 | 1951
10152 | City of Kennett - (MO) | 2139 | Kennett | MO | Dunklin | 7 | Natural Gas Internal Combustion Engine | NG | Natural Gas Peaker | 2.5 | 1960
10152 | City of Kennett - (MO) | 2139 | Kennett | MO | Dunklin | 8 | Natural Gas Internal Combustion Engine | NG | Natural Gas Peaker | 3.1 | 1962
10152 | City of Kennett - (MO) | 2139 | Kennett | MO | Dunklin | 9 | Natural Gas Internal Combustion Engine | NG | Natural Gas Peaker | 6.2 | 1965
10538 | City of La Plata - (MO) | 2140 | La Plata | MO | Macon | 1 | Petroleum Liquids | DFO | Petroleum | 1.8 | 2013
10538 | City of La Plata - (MO) | 2140 | La Plata | MO | Macon | 2 | Petroleum Liquids | DFO | Petroleum | 1.8 | 2013
11460 | City of Macon - (MO) | 2141 | Macon | MO | Macon | 3 | Petroleum Liquids | DFO | Petroleum | 5 | 1971
11460 | City of Macon - (MO) | 2141 | Macon | MO | Macon | 4 | Petroleum Liquids | DFO | Petroleum | 1 | 1985
11540 | City of Malden - (MO) | 2142 | Malden | MO | Dunklin | 2A | Petroleum Liquids | DFO | Petroleum | 1.8 | 1996
11540 | City of Malden - (MO) | 2142 | Malden | MO | Dunklin | 3A | Petroleum Liquids | DFO | Petroleum | 1.8 | 1996
11540 | City of Malden - (MO) | 2142 | Malden | MO | Dunklin | 4A | Petroleum Liquids | DFO | Petroleum | 1.8 | 1996
11540 | City of Malden - (MO) | 2142 | Malden | MO | Dunklin | 5 | Petroleum Liquids | DFO | Petroleum | 1.4 | 1957
11540 | City of Malden - (MO) | 2142 | Malden | MO | Dunklin | 6 | Petroleum Liquids | DFO | Petroleum | 2 | 1963
11540 | City of Malden - (MO) | 2142 | Malden | MO | Dunklin | 7 | Petroleum Liquids | DFO | Petroleum | 2.8 | 1973
11540 | City of Malden - (MO) | 2142 | Malden | MO | Dunklin | 8 | Petroleum Liquids | DFO | Petroleum | 4.3 | 1973
11732 | City of Marshall - (MO) | 2144 | Marshall (MO) | MO | Saline | 10 | Natural Gas Internal Combustion Engine | NG | Natural Gas Peaker | 6.3 | 1990
11732 | City of Marshall - (MO) | 2144 | Marshall (MO) | MO | Saline | 11 | Natural Gas Internal Combustion Engine | NG | Natural Gas Peaker | 6.3 | 1994
11732 | City of Marshall - (MO) | 2144 | Marshall (MO) | MO | Saline | 3 | Natural Gas Steam Turbine | NG | Natural Gas Peaker | 4 | 1948
11732 | City of Marshall - (MO) | 2144 | Marshall (MO) | MO | Saline | 4 | Conventional Steam Coal | BIT | Hard Coal | 6 | 1956
11732 | City of Marshall - (MO) | 2144 | Marshall (MO) | MO | Saline | 5 | Conventional Steam Coal | BIT | Hard Coal | 16.5 | 1967
11732 | City of Marshall - (MO) | 2144 | Marshall (MO) | MO | Saline | 7 | Petroleum Liquids | DFO | Petroleum | 1 | 1988
11732 | City of Marshall - (MO) | 2144 | Marshall (MO) | MO | Saline | 8 | Petroleum Liquids | DFO | Petroleum | 1 | 1988
11732 | City of Marshall - (MO) | 2144 | Marshall (MO) | MO | Saline | 9 | Petroleum Liquids | DFO | Petroleum | 1 | 1988
11732 | City of Marshall - (MO) | 2144 | Marshall (MO) | MO | Saline | GT1 | Natural Gas Fired Combustion Turbine | NG | Natural Gas Peaker | 15.2 | 1972
12294 | City of Memphis - (MO) | 2145 | Memphis | MO | Scotland | 1 | Petroleum Liquids | DFO | Petroleum | 0.6 | 1972
12294 | City of Memphis - (MO) | 2145 | Memphis | MO | Scotland | 10 | Petroleum Liquids | DFO | Petroleum | 1 | 1989
12294 | City of Memphis - (MO) | 2145 | Memphis | MO | Scotland | 11 | Petroleum Liquids | DFO | Petroleum | 1 | 1989
12294 | City of Memphis - (MO) | 2145 | Memphis | MO | Scotland | 12 | Petroleum Liquids | DFO | Petroleum | 0.4 | 1989
12294 | City of Memphis - (MO) | 2145 | Memphis | MO | Scotland | 13 | Petroleum Liquids | DFO | Petroleum | 1 | 1990
12294 | City of Memphis - (MO) | 2145 | Memphis | MO | Scotland | 3 | Petroleum Liquids | DFO | Petroleum | 0.2 | 1945
12294 | City of Memphis - (MO) | 2145 | Memphis | MO | Scotland | 6 | Petroleum Liquids | DFO | Petroleum | 0.9 | 1957
12294 | City of Memphis - (MO) | 2145 | Memphis | MO | Scotland | 7 | Petroleum Liquids | DFO | Petroleum | 1.1 | 1960
12294 | City of Memphis - (MO) | 2145 | Memphis | MO | Scotland | 8 | Petroleum Liquids | DFO | Petroleum | 1.3 | 1966
12294 | City of Memphis - (MO) | 2145 | Memphis | MO | Scotland | 9 | Petroleum Liquids | DFO | Petroleum | 1.3 | 1972
12802 | City of Monroe City - (MO) | 2146 | Monroe (MO) | MO | MONROE | 10 | Petroleum Liquids | DFO | Petroleum | 1.6 | 1988
12802 | City of Monroe City - (MO) | 2146 | Monroe (MO) | MO | MONROE | 11 | Petroleum Liquids | DFO | Petroleum | 1.8 | 2003
12802 | City of Monroe City - (MO) | 2146 | Monroe (MO) | MO | MONROE | 12 | Petroleum Liquids | DFO | Petroleum | 1.8 | 2003
12802 | City of Monroe City - (MO) | 2146 | Monroe (MO) | MO | MONROE | 5 | Petroleum Liquids | DFO | Petroleum | 2 | 1985
12802 | City of Monroe City - (MO) | 2146 | Monroe (MO) | MO | MONROE | 8 | Petroleum Liquids | DFO | Petroleum | 1.6 | 1988
12802 | City of Monroe City - (MO) | 2146 | Monroe (MO) | MO | MONROE | 9 | Petroleum Liquids | DFO | Petroleum | 1.6 | 1988
14400 | City of Palmyra - (MO) | 2150 | Palmyra Municipal | MO | Marion | 2 | Petroleum Liquids | DFO | Petroleum | 0.5 | 1953
14400 | City of Palmyra - (MO) | 2150 | Palmyra Municipal | MO | Marion | 3 | Petroleum Liquids | DFO | Petroleum | 1.5 | 1966
14400 | City of Palmyra - (MO) | 2150 | Palmyra Municipal | MO | Marion | 4 | Petroleum Liquids | DFO | Petroleum | 0.8 | 1959
14400 | City of Palmyra - (MO) | 2150 | Palmyra Municipal | MO | Marion | 6 | Petroleum Liquids | DFO | Petroleum | 2 | 1971
14400 | City of Palmyra - (MO) | 2150 | Palmyra Municipal | MO | Marion | IC7 | Petroleum Liquids | DFO | Petroleum | 2 | 1985
17833 | City Utilities of Springfield - (MO) | 2161 | James River Power Station | MO | Greene | 1 | Conventional Steam Coal | SUB | Hard Coal | 22 | 1957
17833 | City Utilities of Springfield - (MO) | 2161 | James River Power Station | MO | Greene | 2 | Conventional Steam Coal | SUB | Hard Coal | 22 | 1957
17833 | City Utilities of Springfield - (MO) | 2161 | James River Power Station | MO | Greene | 3 | Conventional Steam Coal | SUB | Hard Coal | 44 | 1960
17833 | City Utilities of Springfield - (MO) | 2161 | James River Power Station | MO | Greene | 4 | Conventional Steam Coal | SUB | Hard Coal | 60 | 1964
17833 | City Utilities of Springfield - (MO) | 2161 | James River Power Station | MO | Greene | 5 | Conventional Steam Coal | SUB | Hard Coal | 105 | 1970
17833 | City Utilities of Springfield - (MO) | 2161 | James River Power Station | MO | Greene | GT1 | Natural Gas Fired Combustion Turbine | NG | Natural Gas Peaker | 96 | 1989
17833 | City Utilities of Springfield - (MO) | 2161 | James River Power Station | MO | Greene | GT2 | Natural Gas Fired Combustion Turbine | NG | Natural Gas Peaker | 101.5 | 1992
19474 | City of Unionville - (MO) | 2164 | Unionville City of | MO | PUTNAM | 1 | Petroleum Liquids | DFO | Petroleum | 0.8 | 1970
19474 | City of Unionville - (MO) | 2164 | Unionville City of | MO | PUTNAM | 2 | Petroleum Liquids | DFO | Petroleum | 1.7 | 1975
19474 | City of Unionville - (MO) | 2164 | Unionville City of | MO | PUTNAM | 3 | Petroleum Liquids | DFO | Petroleum | 0.2 | 1935
19474 | City of Unionville - (MO) | 2164 | Unionville City of | MO | PUTNAM | 4 | Petroleum Liquids | DFO | Petroleum | 1 | 1970
19474 | City of Unionville - (MO) | 2164 | Unionville City of | MO | PUTNAM | 5 | Petroleum Liquids | DFO | Petroleum | 0.3 | 1955
19474 | City of Unionville - (MO) | 2164 | Unionville City of | MO | PUTNAM | 6 | Petroleum Liquids | DFO | Petroleum | 0.3 | 1955
19474 | City of Unionville - (MO) | 2164 | Unionville City of | MO | PUTNAM | 7 | Petroleum Liquids | DFO | Petroleum | 1.1 | 1962
19474 | City of Unionville - (MO) | 2164 | Unionville City of | MO | PUTNAM | 8 | Petroleum Liquids | DFO | Petroleum | 1.3 | 1967
19474 | City of Unionville - (MO) | 2164 | Unionville City of | MO | PUTNAM | 9 | Petroleum Liquids | DFO | Petroleum | 2 | 1994
19722 | City of Vandalia - (MO) | 2165 | Vandalia | MO | Audrain | 1 | Petroleum Liquids | DFO | Petroleum | 1.2 | 1967
19722 | City of Vandalia - (MO) | 2165 | Vandalia | MO | Audrain | 10 | Petroleum Liquids | DFO | Petroleum | 1.3 | 1984
19722 | City of Vandalia - (MO) | 2165 | Vandalia | MO | Audrain | 11 | Petroleum Liquids | DFO | Petroleum | 1 | 1993
19722 | City of Vandalia - (MO) | 2165 | Vandalia | MO | Audrain | 12 | Petroleum Liquids | DFO | Petroleum | 1 | 1993
19722 | City of Vandalia - (MO) | 2165 | Vandalia | MO | Audrain | 4A | Petroleum Liquids | DFO | Petroleum | 1.2 | 1996
19722 | City of Vandalia - (MO) | 2165 | Vandalia | MO | Audrain | 5A | Petroleum Liquids | DFO | Petroleum | 1.2 | 1996
19722 | City of Vandalia - (MO) | 2165 | Vandalia | MO | Audrain | 8 | Petroleum Liquids | DFO | Petroleum | 1 | 1957
19722 | City of Vandalia - (MO) | 2165 | Vandalia | MO | Audrain | 9 | Petroleum Liquids | DFO | Petroleum | 1.4 | 1977
19647 | USCE-Little Rock District | 2166 | Table Rock | MO | Taney | 1 | Conventional Hydroelectric | WAT | Hydro | 50 | 1959
19647 | USCE-Little Rock District | 2166 | Table Rock | MO | Taney | 2 | Conventional Hydroelectric | WAT | Hydro | 50 | 1959
19647 | USCE-Little Rock District | 2166 | Table Rock | MO | Taney | 3 | Conventional Hydroelectric | WAT | Hydro | 50 | 1961
19647 | USCE-Little Rock District | 2166 | Table Rock | MO | Taney | 4 | Conventional Hydroelectric | WAT | Hydro | 50 | 1961
924 | Associated Electric Coop, Inc | 2167 | New Madrid | MO | New Madrid | 1 | Conventional Steam Coal | SUB | Hard Coal | 650 | 1972
924 | Associated Electric Coop, Inc | 2167 | New Madrid | MO | New Madrid | 2 | Conventional Steam Coal | SUB | Hard Coal | 650 | 1977
924 | Associated Electric Coop, Inc | 2168 | Thomas Hill | MO | Randolph | 1 | Conventional Steam Coal | SUB | Hard Coal | 171.7 | 1966
924 | Associated Electric Coop, Inc | 2168 | Thomas Hill | MO | Randolph | 2 | Conventional Steam Coal | SUB | Hard Coal | 272 | 1969
924 | Associated Electric Coop, Inc | 2168 | Thomas Hill | MO | Randolph | 3 | Conventional Steam Coal | SUB | Hard Coal | 738 | 1982
9231 | City of Independence - (MO) | 2171 | Missouri City | MO | Clay | 1 | Conventional Steam Coal | BIT | Hard Coal | 23 | 1954
9231 | City of Independence - (MO) | 2171 | Missouri City | MO | Clay | 2 | Conventional Steam Coal | BIT | Hard Coal | 23 | 1954
12199 | Montana-Dakota Utilities Co | 2176 | Glendive GT | MT | Dawson | GT-2 | Natural Gas Fired Combustion Turbine | NG | Natural Gas Peaker | 43 | 2003
12199 | Montana-Dakota Utilities Co | 2176 | Glendive GT | MT | Dawson | GT1 | Natural Gas Fired Combustion Turbine | NG | Natural Gas Peaker | 40.7 | 1979
12199 | Montana-Dakota Utilities Co | 2177 | Miles City GT | MT | Custer | 1 | Natural Gas Fired Combustion Turbine | NG | Natural Gas Peaker | 23.3 | 1972
13902 | NorthWestern Energy | 2181 | Black Eagle | MT | Cascade | BLA1 | Conventional Hydroelectric | WAT | Hydro | 7.8 | 1927
13902 | NorthWestern Energy | 2181 | Black Eagle | MT | Cascade | BLA2 | Conventional Hydroelectric | WAT | Hydro | 7.8 | 1927
13902 | NorthWestern Energy | 2181 | Black Eagle | MT | Cascade | BLA3 | Conventional Hydroelectric | WAT | Hydro | 8.4 | 1927
13902 | NorthWestern Energy | 2182 | Cochrane | MT | CASCADE | COC1 | Conventional Hydroelectric | WAT | Hydro | 28.4 | 1958
13902 | NorthWestern Energy | 2182 | Cochrane | MT | CASCADE | COC2 | Conventional Hydroelectric | WAT | Hydro | 32 | 1958
13902 | NorthWestern Energy | 2185 | Hauser | MT | Lewis and Clark | HAU1 | Conventional Hydroelectric | WAT | Hydro | 2.8 | 1911
13902 | NorthWestern Energy | 2185 | Hauser | MT | Lewis and Clark | HAU2 | Conventional Hydroelectric | WAT | Hydro | 2.8 | 1911
13902 | NorthWestern Energy | 2185 | Hauser | MT | Lewis and Clark | HAU3 | Conventional Hydroelectric | WAT | Hydro | 2.8 | 1911
13902 | NorthWestern Energy | 2185 | Hauser | MT | Lewis and Clark | HAU4 | Conventional Hydroelectric | WAT | Hydro | 2.8 | 1911
13902 | NorthWestern Energy | 2185 | Hauser | MT | Lewis and Clark | HAU5 | Conventional Hydroelectric | WAT | Hydro | 2.8 | 1911
13902 | NorthWestern Energy | 2185 | Hauser | MT | Lewis and Clark | HAU6 | Conventional Hydroelectric | WAT | Hydro | 3 | 1915
13902 | NorthWestern Energy | 2186 | Holter | MT | Cascade | HOL1 | Conventional Hydroelectric | WAT | Hydro | 9.6 | 1918
13902 | NorthWestern Energy | 2186 | Holter | MT | Cascade | HOL2 | Conventional Hydroelectric | WAT | Hydro | 9.6 | 1918
13902 | NorthWestern Energy | 2186 | Holter | MT | Cascade | HOL3 | Conventional Hydroelectric | WAT | Hydro | 9.6 | 1918
13902 | NorthWestern Energy | 2186 | Holter | MT | Cascade | HOL4 | Conventional Hydroelectric | WAT | Hydro | 9.6 | 1918
13902 | NorthWestern Energy | 2188 | Kerr | MT | Lake | KER1 | Conventional Hydroelectric | WAT | Hydro | 70.6 | 1938
13902 | NorthWestern Energy | 2188 | Kerr | MT | Lake | KER2 | Conventional Hydroelectric | WAT | Hydro | 50.4 | 1949
13902 | NorthWestern Energy | 2188 | Kerr | MT | Lake | KER3 | Conventional Hydroelectric | WAT | Hydro | 86.6 | 1954
13902 | NorthWestern Energy | 2191 | Morony | MT | Cascade | MOR1 | Conventional Hydroelectric | WAT | Hydro | 22.5 | 1930
13902 | NorthWestern Energy | 2191 | Morony | MT | Cascade | MOR2 | Conventional Hydroelectric | WAT | Hydro | 31.5 | 1930
13902 | NorthWestern Energy | 2192 | Mystic | MT | Stillwater | MYS1 | Conventional Hydroelectric | WAT | Hydro | 6 | 1925
13902 | NorthWestern Energy | 2192 | Mystic | MT | Stillwater | MYS2 | Conventional Hydroelectric | WAT | Hydro | 6 | 1925
13902 | NorthWestern Energy | 2193 | Rainbow (MT) | MT | Cascade | RAI9 | Conventional Hydroelectric | WAT | Hydro | 59 | 2013
13902 | NorthWestern Energy | 2194 | Ryan | MT | Cascade | RYA1 | Conventional Hydroelectric | WAT | Hydro | 8 | 1915
13902 | NorthWestern Energy | 2194 | Ryan | MT | Cascade | RYA2 | Conventional Hydroelectric | WAT | Hydro | 9.2 | 1915
13902 | NorthWestern Energy | 2194 | Ryan | MT | Cascade | RYA3 | Conventional Hydroelectric | WAT | Hydro | 8 | 1915
13902 | NorthWestern Energy | 2194 | Ryan | MT | Cascade | RYA4 | Conventional Hydroelectric | WAT | Hydro | 9.2 | 1915
13902 | NorthWestern Energy | 2194 | Ryan | MT | Cascade | RYA5 | Conventional Hydroelectric | WAT | Hydro | 8 | 1916
13902 | NorthWestern Energy | 2194 | Ryan | MT | Cascade | RYA6 | Conventional Hydroelectric | WAT | Hydro | 8 | 1916
13902 | NorthWestern Energy | 2195 | Thompson Falls | MT | Sanders | TF1 | Conventional Hydroelectric | WAT | Hydro | 5 | 1917
13902 | NorthWestern Energy | 2195 | Thompson Falls | MT | Sanders | TF2 | Conventional Hydroelectric | WAT | Hydro | 5 | 1917
13902 | NorthWestern Energy | 2195 | Thompson Falls | MT | Sanders | TF3 | Conventional Hydroelectric | WAT | Hydro | 5 | 1916
13902 | NorthWestern Energy | 2195 | Thompson Falls | MT | Sanders | TF4 | Conventional Hydroelectric | WAT | Hydro | 5 | 1916
13902 | NorthWestern Energy | 2195 | Thompson Falls | MT | Sanders | TF5 | Conventional Hydroelectric | WAT | Hydro | 5 | 1915
13902 | NorthWestern Energy | 2195 | Thompson Falls | MT | Sanders | TF6 | Conventional Hydroelectric | WAT | Hydro | 5 | 1915
13902 | NorthWestern Energy | 2195 | Thompson Falls | MT | Sanders | TF7 | Conventional Hydroelectric | WAT | Hydro | 57.1 | 1915
13902 | NorthWestern Energy | 2196 | Old Faithful | WY | Teton | 1 | Petroleum Liquids | DFO | Petroleum | 1 | 1979
13902 | NorthWestern Energy | 2196 | Old Faithful | WY | Teton | 2 | Petroleum Liquids | DFO | Petroleum | 1 | 1979
20169 | Avista Corp | 2199 | Noxon Rapids | MT | Sanders | 1 | Conventional Hydroelectric | WAT | Hydro | 113.9 | 1959
20169 | Avista Corp | 2199 | Noxon Rapids | MT | Sanders | 2 | Conventional Hydroelectric | WAT | Hydro | 76.8 | 1959
20169 | Avista Corp | 2199 | Noxon Rapids | MT | Sanders | 3 | Conventional Hydroelectric | WAT | Hydro | 113.9 | 1959
20169 | Avista Corp | 2199 | Noxon Rapids | MT | Sanders | 4 | Conventional Hydroelectric | WAT | Hydro | 113.8 | 1960
20169 | Avista Corp | 2199 | Noxon Rapids | MT | Sanders | 5 | Conventional Hydroelectric | WAT | Hydro | 114 | 1977
2518 | U S Bureau of Reclamation | 2203 | Hungry Horse | MT | Flathead | 1 | Conventional Hydroelectric | WAT | Hydro | 107 | 1952
2518 | U S Bureau of Reclamation | 2203 | Hungry Horse | MT | Flathead | 2 | Conventional Hydroelectric | WAT | Hydro | 107 | 1952
2518 | U S Bureau of Reclamation | 2203 | Hungry Horse | MT | Flathead | 3 | Conventional Hydroelectric | WAT | Hydro | 107 | 1953
2518 | U S Bureau of Reclamation | 2203 | Hungry Horse | MT | Flathead | 4 | Conventional Hydroelectric | WAT | Hydro | 107 | 1953
2518 | U S Bureau of Reclamation | 2204 | Yellowtail | MT | Big Horn | 1 | Conventional Hydroelectric | WAT | Hydro | 62.5 | 1966
2518 | U S Bureau of Reclamation | 2204 | Yellowtail | MT | Big Horn | 2 | Conventional Hydroelectric | WAT | Hydro | 62.5 | 1966
2518 | U S Bureau of Reclamation | 2204 | Yellowtail | MT | Big Horn | 3 | Conventional Hydroelectric | WAT | Hydro | 62.5 | 1966
2518 | U S Bureau of Reclamation | 2204 | Yellowtail | MT | Big Horn | 4 | Conventional Hydroelectric | WAT | Hydro | 62.5 | 1966
695 | City of Ansley - (NE) | 2214 | Ansley | NE | Custer | 2 | Natural Gas Internal Combustion Engine | NG | Natural Gas Peaker | 0.9 | 1976
695 | City of Ansley - (NE) | 2214 | Ansley | NE | Custer | 3 | Petroleum Liquids | DFO | Petroleum | 0.6 | 1969
993 | Auburn Board of Public Works | 2215 | Auburn | NE | Nemaha | 1 | Natural Gas Internal Combustion Engine | NG | Natural Gas Peaker | 2.4 | 1982
993 | Auburn Board of Public Works | 2215 | Auburn | NE | Nemaha | 2 | Natural Gas Internal Combustion Engine | NG | Natural Gas Peaker | 1 | 1949
993 | Auburn Board of Public Works | 2215 | Auburn | NE | Nemaha | 4A | Natural Gas Internal Combustion Engine | NG | Natural Gas Peaker | 3.7 | 1993
993 | Auburn Board of Public Works | 2215 | Auburn | NE | Nemaha | 5 | Natural Gas Internal Combustion Engine | NG | Natural Gas Peaker | 3.3 | 1973
993 | Auburn Board of Public Works | 2215 | Auburn | NE | Nemaha | 6 | Natural Gas Internal Combustion Engine | NG | Natural Gas Peaker | 2.7 | 1967
993 | Auburn Board of Public Works | 2215 | Auburn | NE | Nemaha | 7 | Natural Gas Internal Combustion Engine | NG | Natural Gas Peaker | 5.6 | 1987
871 | Village of Arnold - (NE) | 2216 | Arnold | NE | CUSTER | 1 | Petroleum Liquids | DFO | Petroleum | 0.5 | 1960
871 | Village of Arnold - (NE) | 2216 | Arnold | NE | CUSTER | 2A | Petroleum Liquids | DFO | Petroleum | 0.1 | 1937
871 | Village of Arnold - (NE) | 2216 | Arnold | NE | CUSTER | 3 | Petroleum Liquids | DFO | Petroleum | 0.2 | 1942
871 | Village of Arnold - (NE) | 2216 | Arnold | NE | CUSTER | 4 | Petroleum Liquids | DFO | Petroleum | 0.3 | 1946
1435 | City of Beaver City - (NE) | 2217 | Beaver City | NE | Furnas | 1 | Petroleum Liquids | DFO | Petroleum | 0.5 | 1957
1435 | City of Beaver City - (NE) | 2217 | Beaver City | NE | Furnas | 2 | Natural Gas Internal Combustion Engine | NG | Natural Gas Peaker | 0.3 | 1963
1435 | City of Beaver City - (NE) | 2217 | Beaver City | NE | Furnas | 3 | Petroleum Liquids | DFO | Petroleum | 0.3 | 1947
1435 | City of Beaver City - (NE) | 2217 | Beaver City | NE | Furnas | 4 | Natural Gas Internal Combustion Engine | NG | Natural Gas Peaker | 0.9 | 1967
2277 | City of Broken Bow - (NE) | 2221 | Broken Bow | NE | Custer | 1 | Petroleum Liquids | DFO | Petroleum | 0.5 | 1936
2277 | City of Broken Bow - (NE) | 2221 | Broken Bow | NE | Custer | 2 | Natural Gas Internal Combustion Engine | NG | Natural Gas Peaker | 3.5 | 1970
2277 | City of Broken Bow - (NE) | 2221 | Broken Bow | NE | Custer | 3 | Petroleum Liquids | DFO | Petroleum | 0.8 | 1945
2277 | City of Broken Bow - (NE) | 2221 | Broken Bow | NE | Custer | 4 | Natural Gas Internal Combustion Engine | NG | Natural Gas Peaker | 0.8 | 1951
2277 | City of Broken Bow - (NE) | 2221 | Broken Bow | NE | Custer | 5 | Natural Gas Internal Combustion Engine | NG | Natural Gas Peaker | 1 | 1951
2277 | City of Broken Bow - (NE) | 2221 | Broken Bow | NE | Custer | 6 | Natural Gas Internal Combustion Engine | NG | Natural Gas Peaker | 2.1 | 1961
2609 | City of Burwell - (NE) | 2222 | Burwell | NE | Garfield | 1 | Petroleum Liquids | DFO | Petroleum | 1.3 | 1972
2609 | City of Burwell - (NE) | 2222 | Burwell | NE | Garfield | 2 | Petroleum Liquids | DFO | Petroleum | 1.1 | 1968
2609 | City of Burwell - (NE) | 2222 | Burwell | NE | Garfield | 3 | Petroleum Liquids | DFO | Petroleum | 0.9 | 1960
2609 | City of Burwell - (NE) | 2222 | Burwell | NE | Garfield | 4 | Petroleum Liquids | DFO | Petroleum | 0.6 | 1955
2888 | City of Cambridge - (NE) | 2223 | Cambridge | NE | Furnas | CAT1 | Petroleum Liquids | DFO | Petroleum | 2 | 2005
2888 | City of Cambridge - (NE) | 2223 | Cambridge | NE | Furnas | CAT2 | Petroleum Liquids | DFO | Petroleum | 2 | 2005
2931 | Village of Campbell - (NE) | 2225 | Campbell Village | NE | Franklin | 1 | Petroleum Liquids | DFO | Petroleum | 0.1 | 1927
2931 | Village of Campbell - (NE) | 2225 | Campbell Village | NE | Franklin | 2 | Petroleum Liquids | DFO | Petroleum | 0.1 | 1937
2931 | Village of Campbell - (NE) | 2225 | Campbell Village | NE | Franklin | 3 | Petroleum Liquids | DFO | Petroleum | 0.1 | 1946
2931 | Village of Campbell - (NE) | 2225 | Campbell Village | NE | Franklin | IC4 | Petroleum Liquids | DFO | Petroleum | 1 | 1983
13337 | Nebraska Public Power District | 2226 | Canaday | NE | Gosper | 1 | Natural Gas Steam Turbine | NG | Natural Gas Peaker | 108.8 | 1958
3271 | Central Nebraska Pub P&I Dist | 2227 | Jeffrey | NE | Lincoln | 1 | Conventional Hydroelectric | WAT | Hydro | 10.8 | 1941
3271 | Central Nebraska Pub P&I Dist | 2227 | Jeffrey | NE | Lincoln | 2 | Conventional Hydroelectric | WAT | Hydro | 10.8 | 1941
3271 | Central Nebraska Pub P&I Dist | 2228 | Johnson 1 | NE | Gosper | 1 | Conventional Hydroelectric | WAT | Hydro | 10.8 | 1941
3271 | Central Nebraska Pub P&I Dist | 2228 | Johnson 1 | NE | Gosper | 2 | Conventional Hydroelectric | WAT | Hydro | 10.8 | 1941
3271 | Central Nebraska Pub P&I Dist | 2229 | Johnson 2 | NE | Gosper | 1 | Conventional Hydroelectric | WAT | Hydro | 22.5 | 1941
3373 | City of Chappell - (NE) | 2230 | Chappell | NE | Deuel | 1 | Petroleum Liquids | DFO | Petroleum | 0.2 | 1940
3373 | City of Chappell - (NE) | 2230 | Chappell | NE | Deuel | 5 | Petroleum Liquids | DFO | Petroleum | 1.1 | 1982
4527 | City of Crete | 2231 | Crete | NE | Saline | 7 | Natural Gas Internal Combustion Engine | NG | Natural Gas Peaker | 6 | 1973
4661 | City of Curtis - (NE) | 2232 | Curtis | NE | FRONTIER | 2 | Natural Gas Internal Combustion Engine | NG | Natural Gas Peaker | 0.9 | 1955
4661 | City of Curtis - (NE) | 2232 | Curtis | NE | FRONTIER | 3 | Natural Gas Internal Combustion Engine | NG | Natural Gas Peaker | 1.1 | 1969
4661 | City of Curtis - (NE) | 2232 | Curtis | NE | FRONTIER | 4 | Natural Gas Internal Combustion Engine | NG | Natural Gas Peaker | 1.4 | 1975
4836 | City of David City | 2233 | David City | NE | Butler | 1 | Natural Gas Internal Combustion Engine | NG | Natural Gas Peaker | 1.5 | 1960
4836 | City of David City | 2233 | David City | NE | Butler | 2 | Petroleum Liquids | DFO | Petroleum | 1 | 1949
4836 | City of David City | 2233 | David City | NE | Butler | 3 | Natural Gas Internal Combustion Engine | NG | Natural Gas Peaker | 1 | 1955
4836 | City of David City | 2233 | David City | NE | Butler | 4 | Natural Gas Internal Combustion Engine | NG | Natural Gas Peaker | 2.3 | 1966
4836 | City of David City | 2233 | David City | NE | Butler | 5 | Petroleum Liquids | DFO | Petroleum | 1.6 | 1996
4836 | City of David City | 2233 | David City | NE | Butler | 6 | Petroleum Liquids | DFO | Petroleum | 1.6 | 1996
4836 | City of David City | 2233 | David City | NE | Butler | 7 | Petroleum Liquids | DFO | Petroleum | 1.6 | 1996
5097 | City of Deshler - (NE) | 2234 | Deshler | NE | Thayer | 1A | Petroleum Liquids | DFO | Petroleum | 0.3 | 2001
5097 | City of Deshler - (NE) | 2234 | Deshler | NE | Thayer | 2 | Petroleum Liquids | DFO | Petroleum | 0.3 | 1950
5097 | City of Deshler - (NE) | 2234 | Deshler | NE | Thayer | 4 | Petroleum Liquids | DFO | Petroleum | 0.6 | 1956
5097 | City of Deshler - (NE) | 2234 | Deshler | NE | Thayer | 5 | Petroleum Liquids | DFO | Petroleum | 1.1 | 1999
5850 | City of Emerson - (NE) | 2235 | Emerson | NE | Dixon | 2 | Natural Gas Internal Combustion Engine | NG | Natural Gas Peaker | 1.1 | 1968
5850 | City of Emerson - (NE) | 2235 | Emerson | NE | Dixon | 3 | Petroleum Liquids | DFO | Petroleum | 0.1 | 1947
5850 | City of Emerson - (NE) | 2235 | Emerson | NE | Dixon | 4 | Natural Gas Internal Combustion Engine | NG | Natural Gas Peaker | 0.4 | 1960
6132 | City of Fairbury | 2236 | Fairbury | NE | Jefferson | 1 | Natural Gas Steam Turbine | NG | Natural Gas Peaker | 4 | 1948
6132 | City of Fairbury | 2236 | Fairbury | NE | Jefferson | 2 | Natural Gas Steam Turbine | NG | Natural Gas Peaker | 2.5 | 1938
6132 | City of Fairbury | 2236 | Fairbury | NE | Jefferson | 4 | Natural Gas Steam Turbine | NG | Natural Gas Peaker | 12.5 | 1965
6175 | City of Falls City - (NE) | 2237 | Falls City | NE | Richardson | 1 | Petroleum Liquids | DFO | Petroleum | 0.6 | 1930
6175 | City of Falls City - (NE) | 2237 | Falls City | NE | Richardson | 2 | Petroleum Liquids | DFO | Petroleum | 0.9 | 1937
6175 | City of Falls City - (NE) | 2237 | Falls City | NE | Richardson | 3 | Natural Gas Internal Combustion Engine | NG | Natural Gas Peaker | 2.7 | 1965
6175 | City of Falls City - (NE) | 2237 | Falls City | NE | Richardson | 4 | Natural Gas Internal Combustion Engine | NG | Natural Gas Peaker | 1.1 | 1946
6175 | City of Falls City - (NE) | 2237 | Falls City | NE | Richardson | 5 | Natural Gas Internal Combustion Engine | NG | Natural Gas Peaker | 2 | 1950
6175 | City of Falls City - (NE) | 2237 | Falls City | NE | Richardson | 6 | Natural Gas Internal Combustion Engine | NG | Natural Gas Peaker | 2.5 | 1958
6175 | City of Falls City - (NE) | 2237 | Falls City | NE | Richardson | 7 | Natural Gas Internal Combustion Engine | NG | Natural Gas Peaker | 6.2 | 1972
6175 | City of Falls City - (NE) | 2237 | Falls City | NE | Richardson | 8 | Natural Gas Internal Combustion Engine | NG | Natural Gas Peaker | 6 | 1982
6723 | City of Franklin - (NE) | 2238 | Franklin (NE) | NE | Franklin | 1 | Natural Gas Internal Combustion Engine | NG | Natural Gas Peaker | 0.6 | 1963
6723 | City of Franklin - (NE) | 2238 | Franklin (NE) | NE | Franklin | 2 | Natural Gas Internal Combustion Engine | NG | Natural Gas Peaker | 1.3 | 1974
6723 | City of Franklin - (NE) | 2238 | Franklin (NE) | NE | Franklin | 3 | Natural Gas Internal Combustion Engine | NG | Natural Gas Peaker | 1.1 | 1969
6723 | City of Franklin - (NE) | 2238 | Franklin (NE) | NE | Franklin | 4 | Natural Gas Internal Combustion Engine | NG | Natural Gas Peaker | 0.9 | 1955
6779 | City of Fremont - (NE) | 2240 | Lon Wright | NE | Dodge | 5OT | Natural Gas Fired Combustion Turbine | NG | Natural Gas Peaker | 40 | 2003
6779 | City of Fremont - (NE) | 2240 | Lon Wright | NE | Dodge | 6 | Conventional Steam Coal | SUB | Hard Coal | 16.5 | 1957
6779 | City of Fremont - (NE) | 2240 | Lon Wright | NE | Dodge | 7 | Conventional Steam Coal | SUB | Hard Coal | 22 | 1963
6779 | City of Fremont - (NE) | 2240 | Lon Wright | NE | Dodge | 8 | Conventional Steam Coal | SUB | Hard Coal | 91.5 | 1976
40606 | City of Grand Island - (NE) | 2241 | C W Burdick | NE | Hall | 1 | Natural Gas Steam Turbine | NG | Natural Gas Peaker | 18.7 | 1957
40606 | City of Grand Island - (NE) | 2241 | C W Burdick | NE | Hall | 2 | Natural Gas Steam Turbine | NG | Natural Gas Peaker | 24.9 | 1963
40606 | City of Grand Island - (NE) | 2241 | C W Burdick | NE | Hall | 3 | Natural Gas Steam Turbine | NG | Natural Gas Peaker | 54.4 | 1972
40606 | City of Grand Island - (NE) | 2241 | C W Burdick | NE | Hall | GT1 | Natural Gas Fired Combustion Turbine | NG | Natural Gas Peaker | 16 | 1968
40606 | City of Grand Island - (NE) | 2241 | C W Burdick | NE | Hall | GT2 | Natural Gas Fired Combustion Turbine | NG | Natural Gas Peaker | 63.4 | 2003
40606 | City of Grand Island - (NE) | 2241 | C W Burdick | NE | Hall | GT3 | Natural Gas Fired Combustion Turbine | NG | Natural Gas Peaker | 63.4 | 2003
8245 | City of Hastings - (NE) | 2243 | Don Henry | NE | Adams | 1 | Natural Gas Fired Combustion Turbine | NG | Natural Gas Peaker | 22 | 1972
8245 | City of Hastings - (NE) | 2244 | North Denver | NE | Adams | 4 | Natural Gas Steam Turbine | NG | Natural Gas Peaker | 17 | 1957
8245 | City of Hastings - (NE) | 2244 | North Denver | NE | Adams | 5 | Natural Gas Steam Turbine | NG | Natural Gas Peaker | 22 | 1967
10260 | City of Kimball - (NE) | 2248 | Kimball | NE | Kimball | 1 | Natural Gas Internal Combustion Engine | NG | Natural Gas Peaker | 1 | 1956
10260 | City of Kimball - (NE) | 2248 | Kimball | NE | Kimball | 2 | Natural Gas Internal Combustion Engine | NG | Natural Gas Peaker | 1 | 1955
10260 | City of Kimball - (NE) | 2248 | Kimball | NE | Kimball | 3 | Natural Gas Internal Combustion Engine | NG | Natural Gas Peaker | 1.3 | 1959
10260 | City of Kimball - (NE) | 2248 | Kimball | NE | Kimball | 4 | Natural Gas Internal Combustion Engine | NG | Natural Gas Peaker | 1.3 | 1960
10260 | City of Kimball - (NE) | 2248 | Kimball | NE | Kimball | 5 | Natural Gas Internal Combustion Engine | NG | Natural Gas Peaker | 1.1 | 1944
10260 | City of Kimball - (NE) | 2248 | Kimball | NE | Kimball | 6 | Natural Gas Internal Combustion Engine | NG | Natural Gas Peaker | 3.9 | 1974
10760 | City of Laurel - (NE) | 2249 | Laurel | NE | Cedar | 1 | Natural Gas Internal Combustion Engine | NG | Natural Gas Peaker | 1.3 | 1974
10760 | City of Laurel - (NE) | 2249 | Laurel | NE | Cedar | 2 | Natural Gas Internal Combustion Engine | NG | Natural Gas Peaker | 0.9 | 1970
10760 | City of Laurel - (NE) | 2249 | Laurel | NE | Cedar | 3 | Natural Gas Internal Combustion Engine | NG | Natural Gas Peaker | 0.6 | 1965
10760 | City of Laurel - (NE) | 2249 | Laurel | NE | Cedar | 4 | Natural Gas Internal Combustion Engine | NG | Natural Gas Peaker | 0.4 | 1960
10760 | City of Laurel - (NE) | 2249 | Laurel | NE | Cedar | 6 | Natural Gas Internal Combustion Engine | NG | Natural Gas Peaker | 0.2 | 1956
10760 | City of Laurel - (NE) | 2249 | Laurel | NE | Cedar | 7 | Natural Gas Internal Combustion Engine | NG | Natural Gas Peaker | 1.3 | 1992
11018 | Lincoln Electric System | 2250 | J Street | NE | Lancaster | 1 | Natural Gas Fired Combustion Turbine | NG | Natural Gas Peaker | 27 | 1972
11372 | City of Lyons - (NE) | 2253 | Lyons | NE | Burt | 2 | Petroleum Liquids | DFO | Petroleum | 0.5 | 1953
11372 | City of Lyons - (NE) | 2253 | Lyons | NE | Burt | 3 | Petroleum Liquids | DFO | Petroleum | 0.8 | 1960
11372 | City of Lyons - (NE) | 2253 | Lyons | NE | Burt | 4A | Petroleum Liquids | DFO | Petroleum | 1.2 | 1967
13334 | City of Nebraska City | 2255 | Nebraska City # 1 | NE | Otoe | 10 | Natural Gas Internal Combustion Engine | NG | Natural Gas Peaker | 6.5 | 1979
13334 | City of Nebraska City | 2255 | Nebraska City # 1 | NE | Otoe | 2 | Petroleum Liquids | DFO | Petroleum | 1.5 | 1953
13334 | City of Nebraska City | 2255 | Nebraska City # 1 | NE | Otoe | 3 | Natural Gas Internal Combustion Engine | NG | Natural Gas Peaker | 2.5 | 1955
13334 | City of Nebraska City | 2255 | Nebraska City # 1 | NE | Otoe | 4 | Natural Gas Internal Combustion Engine | NG | Natural Gas Peaker | 3.1 | 1957
13334 | City of Nebraska City | 2255 | Nebraska City # 1 | NE | Otoe | 5 | Natural Gas Internal Combustion Engine | NG | Natural Gas Peaker | 2 | 1964
13334 | City of Nebraska City | 2255 | Nebraska City # 1 | NE | Otoe | 8 | Natural Gas Internal Combustion Engine | NG | Natural Gas Peaker | 4.1 | 1971
13334 | City of Nebraska City | 2255 | Nebraska City # 1 | NE | Otoe | 9 | Natural Gas Internal Combustion Engine | NG | Natural Gas Peaker | 6.4 | 1974
13334 | City of Nebraska City | 2256 | Syracuse # 2 | NE | Otoe | 6 | Natural Gas Internal Combustion Engine | NG | Natural Gas Peaker | 2 | 1969
13334 | City of Nebraska City | 2256 | Syracuse # 2 | NE | Otoe | 7 | Natural Gas Internal Combustion Engine | NG | Natural Gas Peaker | 2 | 1970
11251 | Loup River Public Power Dist | 2260 | Columbus | NE | Platte | 1 | Conventional Hydroelectric | WAT | Hydro | 15.2 | 1936
11251 | Loup River Public Power Dist | 2260 | Columbus | NE | Platte | 2 | Conventional Hydroelectric | WAT | Hydro | 15.2 | 1936
11251 | Loup River Public Power Dist | 2260 | Columbus | NE | Platte | 3 | Conventional Hydroelectric | WAT | Hydro | 15.2 | 1936
13337 | Nebraska Public Power District | 2265 | Hallam | NE | Lancaster | 1 | Natural Gas Fired Combustion Turbine | NG | Natural Gas Peaker | 56.7 | 1973
13337 | Nebraska Public Power District | 2266 | Hebron | NE | Thayer | 1 | Petroleum Liquids | DFO | Petroleum | 56.7 | 1973
13337 | Nebraska Public Power District | 2268 | Kearney | NE | Buffalo | 1 | Conventional Hydroelectric | WAT | Hydro | 1.5 | 1921
13337 | Nebraska Public Power District | 2271 | McCook | NE | Red Willow | 1 | Petroleum Liquids | DFO | Petroleum | 56.7 | 1973
11251 | Loup River Public Power Dist | 2273 | Monroe (NE) | NE | Platte | 1 | Conventional Hydroelectric | WAT | Hydro | 2.8 | 1936
11251 | Loup River Public Power Dist | 2273 | Monroe (NE) | NE | Platte | 2 | Conventional Hydroelectric | WAT | Hydro | 2.8 | 1936
11251 | Loup River Public Power Dist | 2273 | Monroe (NE) | NE | Platte | 3 | Conventional Hydroelectric | WAT | Hydro | 2.8 | 1936
13337 | Nebraska Public Power District | 2274 | North Platte | NE | Lincoln | 1 | Conventional Hydroelectric | WAT | Hydro | 13.1 | 1935
13337 | Nebraska Public Power District | 2274 | North Platte | NE | Lincoln | 2 | Conventional Hydroelectric | WAT | Hydro | 13.1 | 1935
13337 | Nebraska Public Power District | 2277 | Sheldon | NE | Lancaster | 1 | Conventional Steam Coal | SUB | Hard Coal | 108.8 | 1961
13337 | Nebraska Public Power District | 2277 | Sheldon | NE | Lancaster | 2 | Conventional Steam Coal | SUB | Hard Coal | 119.9 | 1965
13337 | Nebraska Public Power District | 2278 | Spencer Hydro | NE | Boyd | 1 | Conventional Hydroelectric | WAT | Hydro | 0.8 | 1927
13337 | Nebraska Public Power District | 2278 | Spencer Hydro | NE | Boyd | 2 | Conventional Hydroelectric | WAT | Hydro | 1.6 | 1952
14127 | Omaha Public Power District | 2289 | Fort Calhoun | NE | Washington | 1 | Nuclear | NUC | Nuclear | 502 | 1973
14127 | Omaha Public Power District | 2290 | Jones Street | NE | Douglas | 1 | Petroleum Liquids | DFO | Petroleum | 65 | 1973
14127 | Omaha Public Power District | 2290 | Jones Street | NE | Douglas | 2 | Petroleum Liquids | DFO | Petroleum | 65 | 1973
14127 | Omaha Public Power District | 2291 | North Omaha | NE | Douglas | 1 | Conventional Steam Coal | SUB | Hard Coal | 73.5 | 1954
14127 | Omaha Public Power District | 2291 | North Omaha | NE | Douglas | 2 | Conventional Steam Coal | SUB | Hard Coal | 108.8 | 1957
14127 | Omaha Public Power District | 2291 | North Omaha | NE | Douglas | 3 | Conventional Steam Coal | SUB | Hard Coal | 108.8 | 1959
14127 | Omaha Public Power District | 2291 | North Omaha | NE | Douglas | 4 | Conventional Steam Coal | SUB | Hard Coal | 136 | 1963
14127 | Omaha Public Power District | 2291 | North Omaha | NE | Douglas | 5 | Conventional Steam Coal | SUB | Hard Coal | 217.6 | 1968
14127 | Omaha Public Power District | 2292 | Sarpy County | NE | Sarpy | 1 | Natural Gas Fired Combustion Turbine | NG | Natural Gas Peaker | 55.4 | 1972
14127 | Omaha Public Power District | 2292 | Sarpy County | NE | Sarpy | 2 | Natural Gas Fired Combustion Turbine | NG | Natural Gas Peaker | 55.4 | 1972
14127 | Omaha Public Power District | 2292 | Sarpy County | NE | Sarpy | 3 | Natural Gas Fired Combustion Turbine | NG | Natural Gas Peaker | 105.6 | 1996
14127 | Omaha Public Power District | 2292 | Sarpy County | NE | Sarpy | 4 | Natural Gas Fired Combustion Turbine | NG | Natural Gas Peaker | 58.9 | 2000
14127 | Omaha Public Power District | 2292 | Sarpy County | NE | Sarpy | 5 | Natural Gas Fired Combustion Turbine | NG | Natural Gas Peaker | 58.9 | 2000
14127 | Omaha Public Power District | 2292 | Sarpy County | NE | Sarpy | BSD | Petroleum Liquids | DFO | Petroleum | 3.5 | 1996
14172 | City of Ord - (NE) | 2294 | Ord | NE | Valley | 1 | Petroleum Liquids | DFO | Petroleum | 5 | 1973
14172 | City of Ord - (NE) | 2294 | Ord | NE | Valley | 2 | Petroleum Liquids | DFO | Petroleum | 1.5 | 1966
14172 | City of Ord - (NE) | 2294 | Ord | NE | Valley | 3 | Petroleum Liquids | DFO | Petroleum | 2.5 | 1963
14172 | City of Ord - (NE) | 2294 | Ord | NE | Valley | 4A | Petroleum Liquids | DFO | Petroleum | 1.5 | 1997
14172 | City of Ord - (NE) | 2294 | Ord | NE | Valley | 5A | Petroleum Liquids | DFO | Petroleum | 1.5 | 1997
14277 | Village of Oxford - (NE) | 2295 | Oxford (NE) | NE | Furnas | 2 | Natural Gas Internal Combustion Engine | NG | Natural Gas Peaker | 0.6 | 1953
14277 | Village of Oxford - (NE) | 2295 | Oxford (NE) | NE | Furnas | 3 | Natural Gas Internal Combustion Engine | NG | Natural Gas Peaker | 0.9 | 1956
14277 | Village of Oxford - (NE) | 2295 | Oxford (NE) | NE | Furnas | 4 | Natural Gas Internal Combustion Engine | NG | Natural Gas Peaker | 0.6 | 1956
14277 | Village of Oxford - (NE) | 2295 | Oxford (NE) | NE | Furnas | 5 | Natural Gas Internal Combustion Engine | NG | Natural Gas Peaker | 1.3 | 1972
14656 | City of Pender - (NE) | 2296 | Pender | NE | Thurston | 1 | Natural Gas Internal Combustion Engine | NG | Natural Gas Peaker | 1.5 | 1968
14656 | City of Pender - (NE) | 2296 | Pender | NE | Thurston | 2 | Natural Gas Internal Combustion Engine | NG | Natural Gas Peaker | 2 | 1973
14656 | City of Pender - (NE) | 2296 | Pender | NE | Thurston | 3 | Natural Gas Internal Combustion Engine | NG | Natural Gas Peaker | 0.5 | 1953
14656 | City of Pender - (NE) | 2296 | Pender | NE | Thurston | 4 | Natural Gas Internal Combustion Engine | NG | Natural Gas Peaker | 0.9 | 1961
15132 | City of Plainview - (NE) | 2297 | Plainview Muncipal Power | NE | Pierce | 1 | Petroleum Liquids | DFO | Petroleum | 1.1 | 1949
15132 | City of Plainview - (NE) | 2297 | Plainview Muncipal Power | NE | Pierce | 3 | Petroleum Liquids | DFO | Petroleum | 0.9 | 1958
15132 | City of Plainview - (NE) | 2297 | Plainview Muncipal Power | NE | Pierce | 4 | Petroleum Liquids | DFO | Petroleum | 1.2 | 1963
15132 | City of Plainview - (NE) | 2297 | Plainview Muncipal Power | NE | Pierce | 5 | Petroleum Liquids | DFO | Petroleum | 1.8 | 1999
15773 | City of Red Cloud - (NE) | 2299 | Red Cloud | NE | Webster | 1 | Petroleum Liquids | DFO | Petroleum | 0.5 | 1950
15773 | City of Red Cloud - (NE) | 2299 | Red Cloud | NE | Webster | 2 | Petroleum Liquids | DFO | Petroleum | 0.9 | 1953
15773 | City of Red Cloud - (NE) | 2299 | Red Cloud | NE | Webster | 3 | Petroleum Liquids | DFO | Petroleum | 1.3 | 1960
15773 | City of Red Cloud - (NE) | 2299 | Red Cloud | NE | Webster | 4 | Petroleum Liquids | DFO | Petroleum | 1.3 | 1968
15773 | City of Red Cloud - (NE) | 2299 | Red Cloud | NE | Webster | 5 | Petroleum Liquids | DFO | Petroleum | 2.2 | 1973
16667 | City of Sargent - (NE) | 2300 | Sargent | NE | Custer | 1 | Petroleum Liquids | DFO | Petroleum | 1.1 | 1968
16667 | City of Sargent - (NE) | 2300 | Sargent | NE | Custer | 3 | Petroleum Liquids | DFO | Petroleum | 0.9 | 1964
16667 | City of Sargent - (NE) | 2300 | Sargent | NE | Custer | 4 | Petroleum Liquids | DFO | Petroleum | 0.4 | 1954
17149 | City of Sidney - (NE) | 2302 | Sidney (NE) | NE | Cheyenne | 1 | Natural Gas Internal Combustion Engine | NG | Natural Gas Peaker | 1.2 | 1949
17149 | City of Sidney - (NE) | 2302 | Sidney (NE) | NE | Cheyenne | 2 | Natural Gas Internal Combustion Engine | NG | Natural Gas Peaker | 2.2 | 1951
17149 | City of Sidney - (NE) | 2302 | Sidney (NE) | NE | Cheyenne | 3 | Petroleum Liquids | DFO | Petroleum | 0.8 | 1931
17149 | City of Sidney - (NE) | 2302 | Sidney (NE) | NE | Cheyenne | 4 | Natural Gas Internal Combustion Engine | NG | Natural Gas Peaker | 1 | 1947
17149 | City of Sidney - (NE) | 2302 | Sidney (NE) | NE | Cheyenne | 5 | Natural Gas Internal Combustion Engine | NG | Natural Gas Peaker | 3.1 | 1955
17727 | Village of Spalding - (NE) | 2303 | Spalding | NE | GREELEY | 1 | Conventional Hydroelectric | WAT | Hydro | 0.1 | 1919
17727 | Village of Spalding - (NE) | 2303 | Spalding | NE | GREELEY | 2 | Conventional Hydroelectric | WAT | Hydro | 0.1 | 1956
17727 | Village of Spalding - (NE) | 2303 | Spalding | NE | GREELEY | 4 | Petroleum Liquids | DFO | Petroleum | 0.2 | 1947
17727 | Village of Spalding - (NE) | 2303 | Spalding | NE | GREELEY | 5 | Petroleum Liquids | DFO | Petroleum | 0.4 | 1959
17727 | Village of Spalding - (NE) | 2303 | Spalding | NE | GREELEY | 6 | Petroleum Liquids | DFO | Petroleum | 1.3 | 1975
18230 | City of Stuart - (NE) | 2305 | Stuart (NE) | NE | Holt | 1 | Petroleum Liquids | DFO | Petroleum | 0.7 | 1952
18230 | City of Stuart - (NE) | 2305 | Stuart (NE) | NE | Holt | 2 | Petroleum Liquids | DFO | Petroleum | 0.2 | 1960
18230 | City of Stuart - (NE) | 2305 | Stuart (NE) | NE | Holt | 3 | Petroleum Liquids | DFO | Petroleum | 0.2 | 1952
18230 | City of Stuart - (NE) | 2305 | Stuart (NE) | NE | Holt | 5 | Petroleum Liquids | DFO | Petroleum | 0.8 | 1997
18525 | City of Tecumseh | 2308 | Tecumseh | NE | JOHNSON | 1 | Petroleum Liquids | DFO | Petroleum | 0.7 | 1948
18525 | City of Tecumseh | 2308 | Tecumseh | NE | JOHNSON | 2 | Petroleum Liquids | DFO | Petroleum | 1.5 | 1968
18525 | City of Tecumseh | 2308 | Tecumseh | NE | JOHNSON | 3 | Petroleum Liquids | DFO | Petroleum | 1.1 | 1953
18525 | City of Tecumseh | 2308 | Tecumseh | NE | JOHNSON | 4 | Petroleum Liquids | DFO | Petroleum | 1.3 | 1960
18525 | City of Tecumseh | 2308 | Tecumseh | NE | JOHNSON | 5A | Petroleum Liquids | DFO | Petroleum | 2.4 | 1993
19968 | City of Wahoo - (NE) | 2310 | Wahoo | NE | Saunders | 1 | Natural Gas Internal Combustion Engine | NG | Natural Gas Peaker | 2.5 | 1960
19968 | City of Wahoo - (NE) | 2310 | Wahoo | NE | Saunders | 2 | Petroleum Liquids | DFO | Petroleum | 0.5 | 1936
19968 | City of Wahoo - (NE) | 2310 | Wahoo | NE | Saunders | 3 | Natural Gas Internal Combustion Engine | NG | Natural Gas Peaker | 4.4 | 1973
19968 | City of Wahoo - (NE) | 2310 | Wahoo | NE | Saunders | 4 | Natural Gas Internal Combustion Engine | NG | Natural Gas Peaker | 1.2 | 1947
19968 | City of Wahoo - (NE) | 2310 | Wahoo | NE | Saunders | 5 | Natural Gas Internal Combustion Engine | NG | Natural Gas Peaker | 2.1 | 1952
19968 | City of Wahoo - (NE) | 2310 | Wahoo | NE | Saunders | 6 | Natural Gas Internal Combustion Engine | NG | Natural Gas Peaker | 3.5 | 1969
19980 | City of Wakefield - (NE) | 2311 | Wakefield | NE | Dixon | 2 | Natural Gas Internal Combustion Engine | NG | Natural Gas Peaker | 0.6 | 1915
19980 | City of Wakefield - (NE) | 2311 | Wakefield | NE | Dixon | 5 | Natural Gas Internal Combustion Engine | NG | Natural Gas Peaker | 1.3 | 1966
19980 | City of Wakefield - (NE) | 2311 | Wakefield | NE | Dixon | 6 | Natural Gas Internal Combustion Engine | NG | Natural Gas Peaker | 1.3 | 1971
19980 | City of Wakefield - (NE) | 2311 | Wakefield | NE | Dixon | IC4 | Natural Gas Internal Combustion Engine | NG | Natural Gas Peaker | 0.9 | 1961
20219 | City of Wayne | 2312 | Wayne IC | NE | Wayne | 1 | Petroleum Liquids | DFO | Petroleum | 1.3 | 1951
20219 | City of Wayne | 2312 | Wayne IC | NE | Wayne | 2 | Petroleum Liquids | DFO | Petroleum | 1 | 1947
20219 | City of Wayne | 2312 | Wayne IC | NE | Wayne | 3 | Petroleum Liquids | DFO | Petroleum | 1.9 | 1956
20219 | City of Wayne | 2312 | Wayne IC | NE | Wayne | 4 | Petroleum Liquids | DFO | Petroleum | 2 | 1960
20219 | City of Wayne | 2312 | Wayne IC | NE | Wayne | 5 | Petroleum Liquids | DFO | Petroleum | 3.5 | 1966
20219 | City of Wayne | 2312 | Wayne IC | NE | Wayne | 6 | Petroleum Liquids | DFO | Petroleum | 5.1 | 1968
20219 | City of Wayne | 2312 | Wayne IC | NE | Wayne | 7 | Petroleum Liquids | DFO | Petroleum | 3.5 | 1998
20219 | City of Wayne | 2312 | Wayne IC | NE | Wayne | 8 | Petroleum Liquids | DFO | Petroleum | 3.5 | 1998
20397 | City of West Point - (NE) | 2313 | West Point Municipal | NE | Cuming | 2 | Natural Gas Internal Combustion Engine | NG | Natural Gas Peaker | 0.9 | 1947
20397 | City of West Point - (NE) | 2313 | West Point Municipal | NE | Cuming | 3 | Natural Gas Internal Combustion Engine | NG | Natural Gas Peaker | 1.2 | 1959
20397 | City of West Point - (NE) | 2313 | West Point Municipal | NE | Cuming | 4 | Natural Gas Internal Combustion Engine | NG | Natural Gas Peaker | 2.3 | 1965
20397 | City of West Point - (NE) | 2313 | West Point Municipal | NE | Cuming | 5 | Natural Gas Internal Combustion Engine | NG | Natural Gas Peaker | 4.1 | 1971
20632 | City of Wilber | 2315 | Wilber | NE | Saline | 4 | Petroleum Liquids | DFO | Petroleum | 1.1 | 1960
20632 | City of Wilber | 2315 | Wilber | NE | Saline | 5 | Petroleum Liquids | DFO | Petroleum | 0.9 | 1960
20632 | City of Wilber | 2315 | Wilber | NE | Saline | 6 | Petroleum Liquids | DFO | Petroleum | 1.6 | 1997
20880 | City of Wisner | 2316 | Wisner | NE | Cuming | 3 | Petroleum Liquids | DFO | Petroleum | 0.8 | 1969
20880 | City of Wisner | 2316 | Wisner | NE | Cuming | 4 | Petroleum Liquids | DFO | Petroleum | 1.5 | 2010
20880 | City of Wisner | 2316 | Wisner | NE | Cuming | 5 | Petroleum Liquids | DFO | Petroleum | 1.5 | 2010
13407 | Nevada Power Co | 2322 | Clark (NVE) | NV | Clark | 10 | Natural Gas Fired Combined Cycle | NG | Natural Gas Nonpeaker | 104.4 | 1994
13407 | Nevada Power Co | 2322 | Clark (NVE) | NV | Clark | 11 | Natural Gas Fired Combustion Turbine | NG | Natural Gas Peaker | 60.5 | 2008
13407 | Nevada Power Co | 2322 | Clark (NVE) | NV | Clark | 12 | Natural Gas Fired Combustion Turbine | NG | Natural Gas Peaker | 60.5 | 2008
13407 | Nevada Power Co | 2322 | Clark (NVE) | NV | Clark | 13 | Natural Gas Fired Combustion Turbine | NG | Natural Gas Peaker | 60.5 | 2008
13407 | Nevada Power Co | 2322 | Clark (NVE) | NV | Clark | 14 | Natural Gas Fired Combustion Turbine | NG | Natural Gas Peaker | 60.5 | 2008
13407 | Nevada Power Co | 2322 | Clark (NVE) | NV | Clark | 15 | Natural Gas Fired Combustion Turbine | NG | Natural Gas Peaker | 60.5 | 2008
13407 | Nevada Power Co | 2322 | Clark (NVE) | NV | Clark | 16 | Natural Gas Fired Combustion Turbine | NG | Natural Gas Peaker | 60.5 | 2008
13407 | Nevada Power Co | 2322 | Clark (NVE) | NV | Clark | 17 | Natural Gas Fired Combustion Turbine | NG | Natural Gas Peaker | 60.5 | 2008
13407 | Nevada Power Co | 2322 | Clark (NVE) | NV | Clark | 18 | Natural Gas Fired Combustion Turbine | NG | Natural Gas Peaker | 60.5 | 2008
13407 | Nevada Power Co | 2322 | Clark (NVE) | NV | Clark | 19 | Natural Gas Fired Combustion Turbine | NG | Natural Gas Peaker | 60.5 | 2008
13407 | Nevada Power Co | 2322 | Clark (NVE) | NV | Clark | 20 | Natural Gas Fired Combustion Turbine | NG | Natural Gas Peaker | 60.5 | 2008
13407 | Nevada Power Co | 2322 | Clark (NVE) | NV | Clark | 21 | Natural Gas Fired Combustion Turbine | NG | Natural Gas Peaker | 58.9 | 2008
13407 | Nevada Power Co | 2322 | Clark (NVE) | NV | Clark | 22 | Natural Gas Fired Combustion Turbine | NG | Natural Gas Peaker | 60.5 | 2008
13407 | Nevada Power Co | 2322 | Clark (NVE) | NV | Clark | 9 | Natural Gas Fired Combined Cycle | NG | Natural Gas Nonpeaker | 104.4 | 1993
13407 | Nevada Power Co | 2322 | Clark (NVE) | NV | Clark | GT4 | Natural Gas Fired Combustion Turbine | NG | Natural Gas Peaker | 72.4 | 1973
13407 | Nevada Power Co | 2322 | Clark (NVE) | NV | Clark | GT5 | Natural Gas Fired Combined Cycle | NG | Natural Gas Nonpeaker | 92.5 | 1979
13407 | Nevada Power Co | 2322 | Clark (NVE) | NV | Clark | GT6 | Natural Gas Fired Combined Cycle | NG | Natural Gas Nonpeaker | 92.5 | 1979
13407 | Nevada Power Co | 2322 | Clark (NVE) | NV | Clark | GT7 | Natural Gas Fired Combined Cycle | NG | Natural Gas Nonpeaker | 92.5 | 1980
13407 | Nevada Power Co | 2322 | Clark (NVE) | NV | Clark | GT8 | Natural Gas Fired Combined Cycle | NG | Natural Gas Nonpeaker | 92.5 | 1982
13407 | Nevada Power Co | 2324 | Reid Gardner | NV | Clark | 4 | Conventional Steam Coal | BIT | Hard Coal | 294.8 | 1983
17166 | Sierra Pacific Power Co | 2330 | Fort Churchill | NV | Lyon | 1 | Natural Gas Steam Turbine | NG | Natural Gas Peaker | 115 | 1968
17166 | Sierra Pacific Power Co | 2330 | Fort Churchill | NV | Lyon | 2 | Natural Gas Steam Turbine | NG | Natural Gas Peaker | 115 | 1971
17166 | Sierra Pacific Power Co | 2336 | Tracy | NV | Storey | 10 | Natural Gas Fired Combined Cycle | NG | Natural Gas Nonpeaker | 312 | 2008
17166 | Sierra Pacific Power Co | 2336 | Tracy | NV | Storey | 3 | Natural Gas Steam Turbine | NG | Natural Gas Peaker | 119.8 | 1974
17166 | Sierra Pacific Power Co | 2336 | Tracy | NV | Storey | 4 | Natural Gas Fired Combined Cycle | NG | Natural Gas Nonpeaker | 69.7 | 1994
17166 | Sierra Pacific Power Co | 2336 | Tracy | NV | Storey | 5 | Natural Gas Fired Combined Cycle | NG | Natural Gas Nonpeaker | 50.2 | 1996
17166 | Sierra Pacific Power Co | 2336 | Tracy | NV | Storey | 8 | Natural Gas Fired Combined Cycle | NG | Natural Gas Nonpeaker | 155.6 | 2008
17166 | Sierra Pacific Power Co | 2336 | Tracy | NV | Storey | 9 | Natural Gas Fired Combined Cycle | NG | Natural Gas Nonpeaker | 155.6 | 2008
17166 | Sierra Pacific Power Co | 2336 | Tracy | NV | Storey | GT3 | Natural Gas Fired Combustion Turbine | NG | Natural Gas Peaker | 85 | 1994
17166 | Sierra Pacific Power Co | 2336 | Tracy | NV | Storey | GT4 | Natural Gas Fired Combustion Turbine | NG | Natural Gas Peaker | 85 | 1994
50048 | TransCanada Hydro Northeast Inc., | 2349 | Comerford | NH | Grafton | GEN1 | Conventional Hydroelectric | WAT | Hydro | 22 | 1930
50048 | TransCanada Hydro Northeast Inc., | 2349 | Comerford | NH | Grafton | GEN2 | Conventional Hydroelectric | WAT | Hydro | 35.1 | 1930
50048 | TransCanada Hydro Northeast Inc., | 2349 | Comerford | NH | Grafton | GEN3 | Conventional Hydroelectric | WAT | Hydro | 35.1 | 1930
50048 | TransCanada Hydro Northeast Inc., | 2349 | Comerford | NH | Grafton | GEN4 | Conventional Hydroelectric | WAT | Hydro | 35.1 | 1930
50048 | TransCanada Hydro Northeast Inc., | 2351 | S C Moore | NH | Grafton | GEN1 | Conventional Hydroelectric | WAT | Hydro | 35.1 | 1957
50048 | TransCanada Hydro Northeast Inc., | 2351 | S C Moore | NH | Grafton | GEN2 | Conventional Hydroelectric | WAT | Hydro | 35.1 | 1957
50048 | TransCanada Hydro Northeast Inc., | 2351 | S C Moore | NH | Grafton | GEN3 | Conventional Hydroelectric | WAT | Hydro | 35.1 | 1957
50048 | TransCanada Hydro Northeast Inc., | 2351 | S C Moore | NH | Grafton | GEN4 | Conventional Hydroelectric | WAT | Hydro | 35.1 | 1957
50048 | TransCanada Hydro Northeast Inc., | 2352 | Vernon Dam | VT | Windham | 1 | Conventional Hydroelectric | WAT | Hydro | 2 | 1909
50048 | TransCanada Hydro Northeast Inc., | 2352 | Vernon Dam | VT | Windham | 10 | Conventional Hydroelectric | WAT | Hydro | 4.2 | 1921
50048 | TransCanada Hydro Northeast Inc., | 2352 | Vernon Dam | VT | Windham | 2 | Conventional Hydroelectric | WAT | Hydro | 2 | 1909
50048 | TransCanada Hydro Northeast Inc., | 2352 | Vernon Dam | VT | Windham | 3 | Conventional Hydroelectric | WAT | Hydro | 2 | 1909
50048 | TransCanada Hydro Northeast Inc., | 2352 | Vernon Dam | VT | Windham | 4 | Conventional Hydroelectric | WAT | Hydro | 2.5 | 1909
50048 | TransCanada Hydro Northeast Inc., | 2352 | Vernon Dam | VT | Windham | 5 | Conventional Hydroelectric | WAT | Hydro | 4.5 | 2008
50048 | TransCanada Hydro Northeast Inc., | 2352 | Vernon Dam | VT | Windham | 6 | Conventional Hydroelectric | WAT | Hydro | 4.5 | 1910
50048 | TransCanada Hydro Northeast Inc., | 2352 | Vernon Dam | VT | Windham | 7 | Conventional Hydroelectric | WAT | Hydro | 4.5 | 1910
50048 | TransCanada Hydro Northeast Inc., | 2352 | Vernon Dam | VT | Windham | 8 | Conventional Hydroelectric | WAT | Hydro | 4.5 | 2008
50048 | TransCanada Hydro Northeast Inc., | 2352 | Vernon Dam | VT | Windham | 9 | Conventional Hydroelectric | WAT | Hydro | 4.2 | 1921
50048 | TransCanada Hydro Northeast Inc., | 2353 | Wilder | VT | Windsor | GEN1 | Conventional Hydroelectric | WAT | Hydro | 16.2 | 1950
50048 | TransCanada Hydro Northeast Inc., | 2353 | Wilder | VT | Windsor | GEN2 | Conventional Hydroelectric | WAT | Hydro | 16.2 | 1950
50048 | TransCanada Hydro Northeast Inc., | 2353 | Wilder | VT | Windsor | GEN3 | Conventional Hydroelectric | WAT | Hydro | 3.2 | 1987
15472 | Public Service Co of NH | 2354 | Amoskeag | NH | Hillsborough | 1 | Conventional Hydroelectric | WAT | Hydro | 6 | 1924
15472 | Public Service Co of NH | 2354 | Amoskeag | NH | Hillsborough | 2 | Conventional Hydroelectric | WAT | Hydro | 5 | 1922
15472 | Public Service Co of NH | 2354 | Amoskeag | NH | Hillsborough | 3 | Conventional Hydroelectric | WAT | Hydro | 5 | 1922
15472 | Public Service Co of NH | 2355 | Ayers Island | NH | Grafton | 1 | Conventional Hydroelectric | WAT | Hydro | 2.8 | 1925
15472 | Public Service Co of NH | 2355 | Ayers Island | NH | Grafton | 2 | Conventional Hydroelectric | WAT | Hydro | 2.8 | 1925
15472 | Public Service Co of NH | 2355 | Ayers Island | NH | Grafton | 3 | Conventional Hydroelectric | WAT | Hydro | 2.8 | 1925
15472 | Public Service Co of NH | 2356 | Eastman Falls | NH | Merrimack | 1 | Conventional Hydroelectric | WAT | Hydro | 1.8 | 1937
15472 | Public Service Co of NH | 2356 | Eastman Falls | NH | Merrimack | 2 | Conventional Hydroelectric | WAT | Hydro | 4.6 | 1983
15472 | Public Service Co of NH | 2357 | Garvins Falls | NH | Merrimack | 1 | Conventional Hydroelectric | WAT | Hydro | 3.4 | 1981
15472 | Public Service Co of NH | 2357 | Garvins Falls | NH | Merrimack | 2 | Conventional Hydroelectric | WAT | Hydro | 3.4 | 1981
15472 | Public Service Co of NH | 2357 | Garvins Falls | NH | Merrimack | 3 | Conventional Hydroelectric | WAT | Hydro | 2.4 | 1925
15472 | Public Service Co of NH | 2357 | Garvins Falls | NH | Merrimack | 4 | Conventional Hydroelectric | WAT | Hydro | 3.2 | 1925
15472 | Public Service Co of NH | 2358 | Gorham | NH | Coos | 1 | Conventional Hydroelectric | WAT | Hydro | 0.4 | 1917
15472 | Public Service Co of NH | 2358 | Gorham | NH | Coos | 2 | Conventional Hydroelectric | WAT | Hydro | 0.4 | 1917
15472 | Public Service Co of NH | 2358 | Gorham | NH | Coos | 3 | Conventional Hydroelectric | WAT | Hydro | 0.7 | 1923
15472 | Public Service Co of NH | 2358 | Gorham | NH | Coos | 4 | Conventional Hydroelectric | WAT | Hydro | 0.7 | 1923
15472 | Public Service Co of NH | 2359 | Hooksett | NH | Merrimack | 1 | Conventional Hydroelectric | WAT | Hydro | 1.6 | 1927
15472 | Public Service Co of NH | 2360 | Jackman | NH | Hillsborough | 1 | Conventional Hydroelectric | WAT | Hydro | 3.2 | 1926
15472 | Public Service Co of NH | 2362 | Lost Nation | NH | Coos | GT1 | Petroleum Liquids | DFO | Petroleum | 18 | 1969
15472 | Public Service Co of NH | 2364 | Merrimack | NH | Merrimack | 1 | Conventional Steam Coal | BIT | Hard Coal | 113.6 | 1960
15472 | Public Service Co of NH | 2364 | Merrimack | NH | Merrimack | 2 | Conventional Steam Coal | BIT | Hard Coal | 345.6 | 1968
15472 | Public Service Co of NH | 2364 | Merrimack | NH | Merrimack | GT1 | Petroleum Liquids | JF | Petroleum | 18.6 | 1968
15472 | Public Service Co of NH | 2364 | Merrimack | NH | Merrimack | GT2 | Petroleum Liquids | JF | Petroleum | 18.6 | 1969
15472 | Public Service Co of NH | 2367 | Schiller | NH | Rockingham | 4 | Conventional Steam Coal | BIT | Hard Coal | 50 | 1952
15472 | Public Service Co of NH | 2367 | Schiller | NH | Rockingham | 5 | Wood/Wood Waste Biomass | WDS | Biomass | 50 | 1955
15472 | Public Service Co of NH | 2367 | Schiller | NH | Rockingham | 6 | Conventional Steam Coal | BIT | Hard Coal | 50 | 1957
15472 | Public Service Co of NH | 2367 | Schiller | NH | Rockingham | GT1 | Petroleum Liquids | JF | Petroleum | 21.2 | 1970
15472 | Public Service Co of NH | 2368 | Smith (NH) | NH | Coos | 1 | Conventional Hydroelectric | WAT | Hydro | 15 | 1948
15472 | Public Service Co of NH | 2369 | White Lake | NH | Carroll | GT1 | Petroleum Liquids | JF | Petroleum | 18.6 | 1968
55768 | RC Cape May Holdings LLC | 2378 | B L England | NJ | Cape May | 2 | Conventional Steam Coal | BIT | Hard Coal | 163.2 | 1964
55768 | RC Cape May Holdings LLC | 2378 | B L England | NJ | Cape May | 3 | Petroleum Liquids | RFO | Petroleum | 176.4 | 1974
55768 | RC Cape May Holdings LLC | 2378 | B L England | NJ | Cape May | IC1 | Petroleum Liquids | DFO | Petroleum | 2 | 1961
55768 | RC Cape May Holdings LLC | 2378 | B L England | NJ | Cape May | IC2 | Petroleum Liquids | DFO | Petroleum | 2 | 1961
55768 | RC Cape May Holdings LLC | 2378 | B L England | NJ | Cape May | IC3 | Petroleum Liquids | DFO | Petroleum | 2 | 1961
55768 | RC Cape May Holdings LLC | 2378 | B L England | NJ | Cape May | IC4 | Petroleum Liquids | DFO | Petroleum | 2 | 1961
56606 | Calpine New Jersey Generation LLC | 2379 | Carlls Corner | NJ | Cumberland | CA1 | Natural Gas Fired Combustion Turbine | NG | Natural Gas Peaker | 41.9 | 1973
56606 | Calpine New Jersey Generation LLC | 2379 | Carlls Corner | NJ | Cumberland | CA2 | Natural Gas Fired Combustion Turbine | NG | Natural Gas Peaker | 41.9 | 1973
55951 | Exelon Nuclear | 2388 | Oyster Creek | NJ | Ocean | 1 | Nuclear | NUC | Nuclear | 550 | 1969
17235 | NRG REMA LLC | 2390 | Sayreville | NJ | Middlesex | GT1 | Petroleum Liquids | DFO | Petroleum | 53 | 1972
17235 | NRG REMA LLC | 2390 | Sayreville | NJ | Middlesex | GT2 | Natural Gas Fired Combustion Turbine | NG | Natural Gas Peaker | 53 | 1972
17235 | NRG REMA LLC | 2390 | Sayreville | NJ | Middlesex | GT3 | Natural Gas Fired Combustion Turbine | NG | Natural Gas Peaker | 53 | 1972
17235 | NRG REMA LLC | 2390 | Sayreville | NJ | Middlesex | GT4 | Natural Gas Fired Combustion Turbine | NG | Natural Gas Peaker | 53 | 1973
17235 | NRG REMA LLC | 2393 | Gilbert | NJ | Hunterdon | 4 | Natural Gas Fired Combined Cycle | NG | Natural Gas Nonpeaker | 54 | 1974
17235 | NRG REMA LLC | 2393 | Gilbert | NJ | Hunterdon | 5 | Natural Gas Fired Combined Cycle | NG | Natural Gas Nonpeaker | 54 | 1974
17235 | NRG REMA LLC | 2393 | Gilbert | NJ | Hunterdon | 6 | Natural Gas Fired Combined Cycle | NG | Natural Gas Nonpeaker | 54 | 1974
17235 | NRG REMA LLC | 2393 | Gilbert | NJ | Hunterdon | 7 | Natural Gas Fired Combined Cycle | NG | Natural Gas Nonpeaker | 54 | 1974
17235 | NRG REMA LLC | 2393 | Gilbert | NJ | Hunterdon | 8 | Natural Gas Fired Combined Cycle | NG | Natural Gas Nonpeaker | 135 | 1977
17235 | NRG REMA LLC | 2393 | Gilbert | NJ | Hunterdon | 9 | Natural Gas Fired Combustion Turbine | NG | Natural Gas Peaker | 161 | 1996
15147 | PSEG Fossil LLC | 2398 | Bergen Generating Station | NJ | Bergen | 1101 | Natural Gas Fired Combined Cycle | NG | Natural Gas Nonpeaker | 112.5 | 1995
15147 | PSEG Fossil LLC | 2398 | Bergen Generating Station | NJ | Bergen | 1201 | Natural Gas Fired Combined Cycle | NG | Natural Gas Nonpeaker | 112.5 | 1995
15147 | PSEG Fossil LLC | 2398 | Bergen Generating Station | NJ | Bergen | 1301 | Natural Gas Fired Combined Cycle | NG | Natural Gas Nonpeaker | 112.5 | 1995
15147 | PSEG Fossil LLC | 2398 | Bergen Generating Station | NJ | Bergen | 1401 | Natural Gas Fired Combined Cycle | NG | Natural Gas Nonpeaker | 112.5 | 1995
15147 | PSEG Fossil LLC | 2398 | Bergen Generating Station | NJ | Bergen | 1501 | Natural Gas Fired Combined Cycle | NG | Natural Gas Nonpeaker | 325.2 | 1959
15147 | PSEG Fossil LLC | 2398 | Bergen Generating Station | NJ | Bergen | 2101 | Natural Gas Fired Combined Cycle | NG | Natural Gas Nonpeaker | 183.6 | 2002
15147 | PSEG Fossil LLC | 2398 | Bergen Generating Station | NJ | Bergen | 2201 | Natural Gas Fired Combined Cycle | NG | Natural Gas Nonpeaker | 183.6 | 2002
15147 | PSEG Fossil LLC | 2398 | Bergen Generating Station | NJ | Bergen | 2301 | Natural Gas Fired Combined Cycle | NG | Natural Gas Nonpeaker | 258.4 | 2002
15147 | PSEG Fossil LLC | 2399 | PSEG Burlington Generating Station | NJ | Burlington | 121 | Natural Gas Fired Combustion Turbine | NG | Natural Gas Peaker | 60.5 | 2000
15147 | PSEG Fossil LLC | 2399 | PSEG Burlington Generating Station | NJ | Burlington | 122 | Natural Gas Fired Combustion Turbine | NG | Natural Gas Peaker | 60.5 | 2000
15147 | PSEG Fossil LLC | 2399 | PSEG Burlington Generating Station | NJ | Burlington | 123 | Natural Gas Fired Combustion Turbine | NG | Natural Gas Peaker | 60.5 | 2000
15147 | PSEG Fossil LLC | 2399 | PSEG Burlington Generating Station | NJ | Burlington | 124 | Natural Gas Fired Combustion Turbine | NG | Natural Gas Peaker | 60.5 | 2000
15147 | PSEG Fossil LLC | 2401 | PSEG Essex Generating Station | NJ | Essex | 9 | Natural Gas Fired Combustion Turbine | NG | Natural Gas Peaker | 93.6 | 1990
15147 | PSEG Fossil LLC | 2403 | PSEG Hudson Generating Station | NJ | Hudson | 2 | Natural Gas Steam Turbine | NG | Natural Gas Peaker | 659.7 | 1968
15147 | PSEG Fossil LLC | 2404 | PSEG Kearny Generating Station | NJ | Hudson | 131 | Natural Gas Fired Combustion Turbine | NG | Natural Gas Peaker | 60.5 | 2012
15147 | PSEG Fossil LLC | 2404 | PSEG Kearny Generating Station | NJ | Hudson | 132 | Natural Gas Fired Combustion Turbine | NG | Natural Gas Peaker | 60.5 | 2012
15147 | PSEG Fossil LLC | 2404 | PSEG Kearny Generating Station | NJ | Hudson | 133 | Natural Gas Fired Combustion Turbine | NG | Natural Gas Peaker | 60.5 | 2012
15147 | PSEG Fossil LLC | 2404 | PSEG Kearny Generating Station | NJ | Hudson | 134 | Natural Gas Fired Combustion Turbine | NG | Natural Gas Peaker | 60.5 | 2012
15147 | PSEG Fossil LLC | 2404 | PSEG Kearny Generating Station | NJ | Hudson | 141 | Natural Gas Fired Combustion Turbine | NG | Natural Gas Peaker | 60.5 | 2012
15147 | PSEG Fossil LLC | 2404 | PSEG Kearny Generating Station | NJ | Hudson | 142 | Natural Gas Fired Combustion Turbine | NG | Natural Gas Peaker | 60.5 | 2012
15147 | PSEG Fossil LLC | 2404 | PSEG Kearny Generating Station | NJ | Hudson | N121 | Natural Gas Fired Combustion Turbine | NG | Natural Gas Peaker | 60.5 | 2001
15147 | PSEG Fossil LLC | 2404 | PSEG Kearny Generating Station | NJ | Hudson | N122 | Natural Gas Fired Combustion Turbine | NG | Natural Gas Peaker | 60.5 | 2001
15147 | PSEG Fossil LLC | 2404 | PSEG Kearny Generating Station | NJ | Hudson | N123 | Natural Gas Fired Combustion Turbine | NG | Natural Gas Peaker | 60.5 | 2001
15147 | PSEG Fossil LLC | 2404 | PSEG Kearny Generating Station | NJ | Hudson | N124 | Natural Gas Fired Combustion Turbine | NG | Natural Gas Peaker | 60.5 | 2001
15147 | PSEG Fossil LLC | 2406 | PSEG Linden Generating Station | NJ | Union | 1001 | Natural Gas Fired Combined Cycle | NG | Natural Gas Nonpeaker | 315 | 2006
15147 | PSEG Fossil LLC | 2406 | PSEG Linden Generating Station | NJ | Union | 1101 | Natural Gas Fired Combined Cycle | NG | Natural Gas Nonpeaker | 181.4 | 2006
15147 | PSEG Fossil LLC | 2406 | PSEG Linden Generating Station | NJ | Union | 1201 | Natural Gas Fired Combined Cycle | NG | Natural Gas Nonpeaker | 181.4 | 2006
15147 | PSEG Fossil LLC | 2406 | PSEG Linden Generating Station | NJ | Union | 2001 | Natural Gas Fired Combined Cycle | NG | Natural Gas Nonpeaker | 315 | 2006
15147 | PSEG Fossil LLC | 2406 | PSEG Linden Generating Station | NJ | Union | 2101 | Natural Gas Fired Combined Cycle | NG | Natural Gas Nonpeaker | 181.4 | 2006
15147 | PSEG Fossil LLC | 2406 | PSEG Linden Generating Station | NJ | Union | 2201 | Natural Gas Fired Combined Cycle | NG | Natural Gas Nonpeaker | 181.4 | 2006
15147 | PSEG Fossil LLC | 2406 | PSEG Linden Generating Station | NJ | Union | 5 | Natural Gas Fired Combustion Turbine | NG | Natural Gas Peaker | 96.1 | 2000
15147 | PSEG Fossil LLC | 2406 | PSEG Linden Generating Station | NJ | Union | 6 | Natural Gas Fired Combustion Turbine | NG | Natural Gas Peaker | 96.1 | 2000
15147 | PSEG Fossil LLC | 2406 | PSEG Linden Generating Station | NJ | Union | 7 | Natural Gas Fired Combustion Turbine | NG | Natural Gas Peaker | 96.1 | 1995
15147 | PSEG Fossil LLC | 2406 | PSEG Linden Generating Station | NJ | Union | 8 | Natural Gas Fired Combustion Turbine | NG | Natural Gas Peaker | 96.1 | 1995
15147 | PSEG Fossil LLC | 2408 | PSEG Mercer Generating Station | NJ | Mercer | 1 | Conventional Steam Coal | BIT | Hard Coal | 326.4 | 1960
15147 | PSEG Fossil LLC | 2408 | PSEG Mercer Generating Station | NJ | Mercer | 2 | Conventional Steam Coal | BIT | Hard Coal | 326.4 | 1961
15478 | PSEG Nuclear LLC | 2410 | PSEG Salem Generating Station | NJ | Salem | 1 | Nuclear | NUC | Nuclear | 1170 | 1977
15478 | PSEG Nuclear LLC | 2410 | PSEG Salem Generating Station | NJ | Salem | 2 | Nuclear | NUC | Nuclear | 1170 | 1981
15478 | PSEG Nuclear LLC | 2410 | PSEG Salem Generating Station | NJ | Salem | 3 | Petroleum Liquids | DFO | Petroleum | 41.8 | 1971
15147 | PSEG Fossil LLC | 2411 | PSEG Sewaren Generating Station | NJ | Middlesex | 1 | Natural Gas Steam Turbine | NG | Natural Gas Peaker | 110.7 | 1948
15147 | PSEG Fossil LLC | 2411 | PSEG Sewaren Generating Station | NJ | Middlesex | 2 | Natural Gas Steam Turbine | NG | Natural Gas Peaker | 107.5 | 1948
15147 | PSEG Fossil LLC | 2411 | PSEG Sewaren Generating Station | NJ | Middlesex | 3 | Natural Gas Steam Turbine | NG | Natural Gas Peaker | 107.5 | 1949
15147 | PSEG Fossil LLC | 2411 | PSEG Sewaren Generating Station | NJ | Middlesex | 4 | Natural Gas Steam Turbine | NG | Natural Gas Peaker | 126.5 | 1951
19856 | City of Vineland - (NJ) | 2434 | Howard Down | NJ | Cumberland | 11 | Natural Gas Fired Combustion Turbine | NG | Natural Gas Peaker | 68.2 | 2012
803 | Arizona Public Service Co | 2442 | Four Corners | NM | San Juan | 4 | Conventional Steam Coal | SUB | Hard Coal | 818.1 | 1969
803 | Arizona Public Service Co | 2442 | Four Corners | NM | San Juan | 5 | Conventional Steam Coal | SUB | Hard Coal | 818.1 | 1970
5701 | El Paso Electric Co | 2444 | Rio Grande | NM | Dona Ana | 6 | Natural Gas Steam Turbine | NG | Natural Gas Peaker | 50 | 1957
5701 | El Paso Electric Co | 2444 | Rio Grande | NM | Dona Ana | 7 | Natural Gas Steam Turbine | NG | Natural Gas Peaker | 50 | 1958
5701 | El Paso Electric Co | 2444 | Rio Grande | NM | Dona Ana | 8 | Natural Gas Steam Turbine | NG | Natural Gas Peaker | 166.5 | 1972
5701 | El Paso Electric Co | 2444 | Rio Grande | NM | Dona Ana | 9 | Natural Gas Fired Combustion Turbine | NG | Natural Gas Peaker | 106 | 2013
17718 | Southwestern Public Service Co | 2446 | Maddox | NM | Lea | 1 | Natural Gas Steam Turbine | NG | Natural Gas Peaker | 113.6 | 1967
17718 | Southwestern Public Service Co | 2446 | Maddox | NM | Lea | 2 | Natural Gas Fired Combustion Turbine | NG | Natural Gas Peaker | 86.9 | 1976
17718 | Southwestern Public Service Co | 2446 | Maddox | NM | Lea | 3 | Natural Gas Fired Combustion Turbine | NG | Natural Gas Peaker | 11.5 | 1963
15473 | Public Service Co of NM | 2450 | Reeves | NM | Bernalillo | 1 | Natural Gas Steam Turbine | NG | Natural Gas Peaker | 44 | 1960
15473 | Public Service Co of NM | 2450 | Reeves | NM | Bernalillo | 2 | Natural Gas Steam Turbine | NG | Natural Gas Peaker | 44 | 1960
15473 | Public Service Co of NM | 2450 | Reeves | NM | Bernalillo | 3 | Natural Gas Steam Turbine | NG | Natural Gas Peaker | 66 | 1962
15473 | Public Service Co of NM | 2451 | San Juan | NM | San Juan | 1 | Conventional Steam Coal | BIT | Hard Coal | 369 | 1976
15473 | Public Service Co of NM | 2451 | San Juan | NM | San Juan | 2 | Conventional Steam Coal | BIT | Hard Coal | 369 | 1973
15473 | Public Service Co of NM | 2451 | San Juan | NM | San Juan | 3 | Conventional Steam Coal | BIT | Hard Coal | 555 | 1979
15473 | Public Service Co of NM | 2451 | San Juan | NM | San Juan | 4 | Conventional Steam Coal | BIT | Hard Coal | 555 | 1982
17718 | Southwestern Public Service Co | 2453 | Carlsbad | NM | Eddy | 5 | Natural Gas Fired Combustion Turbine | NG | Natural Gas Peaker | 16.3 | 1977
17718 | Southwestern Public Service Co | 2454 | Cunningham | NM | Lea | 1 | Natural Gas Steam Turbine | NG | Natural Gas Peaker | 75 | 1957
17718 | Southwestern Public Service Co | 2454 | Cunningham | NM | Lea | 2 | Natural Gas Steam Turbine | NG | Natural Gas Peaker | 190.4 | 1965
17718 | Southwestern Public Service Co | 2454 | Cunningham | NM | Lea | 3 | Natural Gas Fired Combustion Turbine | NG | Natural Gas Peaker | 126.9 | 1998
17718 | Southwestern Public Service Co | 2454 | Cunningham | NM | Lea | 4 | Natural Gas Fired Combustion Turbine | NG | Natural Gas Peaker | 126.9 | 1998
6204 | City of Farmington - (NM) | 2465 | Animas | NM | San Juan | GT1 | Natural Gas Fired Combined Cycle | NG | Natural Gas Nonpeaker | 18.6 | 1994
6204 | City of Farmington - (NM) | 2465 | Animas | NM | San Juan | HY1 | Conventional Hydroelectric | WAT | Hydro | 0.2 | 1927
15473 | Public Service Co of NM | 2475 | Algodones | NM | Sandoval | 1 | Natural Gas Steam Turbine | NG | Natural Gas Peaker | 15 | 1954
15473 | Public Service Co of NM | 2475 | Algodones | NM | Sandoval | 2 | Natural Gas Steam Turbine | NG | Natural Gas Peaker | 15 | 1954
15473 | Public Service Co of NM | 2475 | Algodones | NM | Sandoval | 3 | Natural Gas Steam Turbine | NG | Natural Gas Peaker | 15 | 1959
58971 | Danskammer Energy | 2480 | Danskammer Generating Station | NY | Orange | 1 | Natural Gas Steam Turbine | NG | Natural Gas Peaker | 72 | 1951
58971 | Danskammer Energy | 2480 | Danskammer Generating Station | NY | Orange | 2 | Natural Gas Steam Turbine | NG | Natural Gas Peaker | 73.5 | 1954
58971 | Danskammer Energy | 2480 | Danskammer Generating Station | NY | Orange | 3 | Natural Gas Steam Turbine | NG | Natural Gas Peaker | 147.1 | 1959
58971 | Danskammer Energy | 2480 | Danskammer Generating Station | NY | Orange | 4 | Natural Gas Steam Turbine | NG | Natural Gas Peaker | 239.4 | 1967
58971 | Danskammer Energy | 2480 | Danskammer Generating Station | NY | Orange | 5 | Petroleum Liquids | DFO | Petroleum | 2.7 | 1967
58971 | Danskammer Energy | 2480 | Danskammer Generating Station | NY | Orange | 6 | Petroleum Liquids | DFO | Petroleum | 2.7 | 1967
3249 | Central Hudson Gas & Elec Corp | 2481 | Dashville | NY | Ulster | 1 | Conventional Hydroelectric | WAT | Hydro | 2.4 | 1920
3249 | Central Hudson Gas & Elec Corp | 2481 | Dashville | NY | Ulster | 2 | Conventional Hydroelectric | WAT | Hydro | 2.4 | 1920
15296 | New York Power Authority | 2483 | Neversink | NY | Sullivan | H1 | Conventional Hydroelectric | WAT | Hydro | 25 | 1953
3249 | Central Hudson Gas & Elec Corp | 2485 | South Cairo | NY | Greene | GT1 | Petroleum Liquids | KER | Petroleum | 21.6 | 1970
3249 | Central Hudson Gas & Elec Corp | 2486 | Sturgeon | NY | Ulster | H1 | Conventional Hydroelectric | WAT | Hydro | 4.8 | 1924
3249 | Central Hudson Gas & Elec Corp | 2486 | Sturgeon | NY | Ulster | H2 | Conventional Hydroelectric | WAT | Hydro | 4.8 | 1924
3249 | Central Hudson Gas & Elec Corp | 2486 | Sturgeon | NY | Ulster | H3 | Conventional Hydroelectric | WAT | Hydro | 4.8 | 1924
3249 | Central Hudson Gas & Elec Corp | 2487 | West Coxsackie | NY | Greene | GT1 | Petroleum Liquids | KER | Petroleum | 21.6 | 1969
13192 | NRG Arthur Kill Operations Inc | 2490 | Arthur Kill Generating Station | NY | Richmond | 2 | Natural Gas Steam Turbine | NG | Natural Gas Peaker | 342 | 1959
13192 | NRG Arthur Kill Operations Inc | 2490 | Arthur Kill Generating Station | NY | Richmond | 3 | Natural Gas Steam Turbine | NG | Natural Gas Peaker | 535.5 | 1969
13192 | NRG Arthur Kill Operations Inc | 2490 | Arthur Kill Generating Station | NY | Richmond | GT1 | Natural Gas Fired Combustion Turbine | NG | Natural Gas Peaker | 18 | 1970
4226 | Consolidated Edison Co-NY Inc | 2493 | East River | NY | New York | 1 | Natural Gas Fired Combustion Turbine | NG | Natural Gas Peaker | 180 | 2005
4226 | Consolidated Edison Co-NY Inc | 2493 | East River | NY | New York | 2 | Natural Gas Fired Combustion Turbine | NG | Natural Gas Peaker | 180 | 2005
4226 | Consolidated Edison Co-NY Inc | 2493 | East River | NY | New York | 6 | Natural Gas Steam Turbine | NG | Natural Gas Peaker | 156.2 | 1951
4226 | Consolidated Edison Co-NY Inc | 2493 | East River | NY | New York | 7 | Natural Gas Steam Turbine | NG | Natural Gas Peaker | 200 | 1955
54863 | U S Power Generating Company LLC | 2494 | Gowanus Gas Turbines Generating | NY | Kings | GT11 | Petroleum Liquids | DFO | Petroleum | 20 | 1971
54863 | U S Power Generating Company LLC | 2494 | Gowanus Gas Turbines Generating | NY | Kings | GT12 | Petroleum Liquids | DFO | Petroleum | 20 | 1971
54863 | U S Power Generating Company LLC | 2494 | Gowanus Gas Turbines Generating | NY | Kings | GT13 | Petroleum Liquids | DFO | Petroleum | 20 | 1971
54863 | U S Power Generating Company LLC | 2494 | Gowanus Gas Turbines Generating | NY | Kings | GT14 | Petroleum Liquids | DFO | Petroleum | 20 | 1971
54863 | U S Power Generating Company LLC | 2494 | Gowanus Gas Turbines Generating | NY | Kings | GT15 | Petroleum Liquids | DFO | Petroleum | 20 | 1971
54863 | U S Power Generating Company LLC | 2494 | Gowanus Gas Turbines Generating | NY | Kings | GT16 | Petroleum Liquids | DFO | Petroleum | 20 | 1971
54863 | U S Power Generating Company LLC | 2494 | Gowanus Gas Turbines Generating | NY | Kings | GT17 | Petroleum Liquids | DFO | Petroleum | 20 | 1971
54863 | U S Power Generating Company LLC | 2494 | Gowanus Gas Turbines Generating | NY | Kings | GT18 | Petroleum Liquids | DFO | Petroleum | 20 | 1971
54863 | U S Power Generating Company LLC | 2494 | Gowanus Gas Turbines Generating | NY | Kings | GT21 | Natural Gas Fired Combustion Turbine | NG | Natural Gas Peaker | 20 | 1971
54863 | U S Power Generating Company LLC | 2494 | Gowanus Gas Turbines Generating | NY | Kings | GT22 | Natural Gas Fired Combustion Turbine | NG | Natural Gas Peaker | 20 | 1971
54863 | U S Power Generating Company LLC | 2494 | Gowanus Gas Turbines Generating | NY | Kings | GT23 | Natural Gas Fired Combustion Turbine | NG | Natural Gas Peaker | 20 | 1971
54863 | U S Power Generating Company LLC | 2494 | Gowanus Gas Turbines Generating | NY | Kings | GT24 | Natural Gas Fired Combustion Turbine | NG | Natural Gas Peaker | 20 | 1971
54863 | U S Power Generating Company LLC | 2494 | Gowanus Gas Turbines Generating | NY | Kings | GT25 | Natural Gas Fired Combustion Turbine | NG | Natural Gas Peaker | 20 | 1971
54863 | U S Power Generating Company LLC | 2494 | Gowanus Gas Turbines Generating | NY | Kings | GT26 | Natural Gas Fired Combustion Turbine | NG | Natural Gas Peaker | 20 | 1971
54863 | U S Power Generating Company LLC | 2494 | Gowanus Gas Turbines Generating | NY | Kings | GT27 | Natural Gas Fired Combustion Turbine | NG | Natural Gas Peaker | 20 | 1971
54863 | U S Power Generating Company LLC | 2494 | Gowanus Gas Turbines Generating | NY | Kings | GT28 | Natural Gas Fired Combustion Turbine | NG | Natural Gas Peaker | 20 | 1971
54863 | U S Power Generating Company LLC | 2494 | Gowanus Gas Turbines Generating | NY | Kings | GT31 | Natural Gas Fired Combustion Turbine | NG | Natural Gas Peaker | 20 | 1971
54863 | U S Power Generating Company LLC | 2494 | Gowanus Gas Turbines Generating | NY | Kings | GT32 | Natural Gas Fired Combustion Turbine | NG | Natural Gas Peaker | 20 | 1971
54863 | U S Power Generating Company LLC | 2494 | Gowanus Gas Turbines Generating | NY | Kings | GT33 | Natural Gas Fired Combustion Turbine | NG | Natural Gas Peaker | 20 | 1971
54863 | U S Power Generating Company LLC | 2494 | Gowanus Gas Turbines Generating | NY | Kings | GT34 | Natural Gas Fired Combustion Turbine | NG | Natural Gas Peaker | 20 | 1971
54863 | U S Power Generating Company LLC | 2494 | Gowanus Gas Turbines Generating | NY | Kings | GT35 | Natural Gas Fired Combustion Turbine | NG | Natural Gas Peaker | 20 | 1971
54863 | U S Power Generating Company LLC | 2494 | Gowanus Gas Turbines Generating | NY | Kings | GT36 | Natural Gas Fired Combustion Turbine | NG | Natural Gas Peaker | 20 | 1971
54863 | U S Power Generating Company LLC | 2494 | Gowanus Gas Turbines Generating | NY | Kings | GT37 | Natural Gas Fired Combustion Turbine | NG | Natural Gas Peaker | 20 | 1971
54863 | U S Power Generating Company LLC | 2494 | Gowanus Gas Turbines Generating | NY | Kings | GT38 | Natural Gas Fired Combustion Turbine | NG | Natural Gas Peaker | 20 | 1971
54863 | U S Power Generating Company LLC | 2494 | Gowanus Gas Turbines Generating | NY | Kings | GT41 | Petroleum Liquids | DFO | Petroleum | 20 | 1971
54863 | U S Power Generating Company LLC | 2494 | Gowanus Gas Turbines Generating | NY | Kings | GT42 | Petroleum Liquids | DFO | Petroleum | 20 | 1971
54863 | U S Power Generating Company LLC | 2494 | Gowanus Gas Turbines Generating | NY | Kings | GT43 | Petroleum Liquids | DFO | Petroleum | 20 | 1971
54863 | U S Power Generating Company LLC | 2494 | Gowanus Gas Turbines Generating | NY | Kings | GT44 | Petroleum Liquids | DFO | Petroleum | 20 | 1971
54863 | U S Power Generating Company LLC | 2494 | Gowanus Gas Turbines Generating | NY | Kings | GT45 | Petroleum Liquids | DFO | Petroleum | 20 | 1971
54863 | U S Power Generating Company LLC | 2494 | Gowanus Gas Turbines Generating | NY | Kings | GT46 | Petroleum Liquids | DFO | Petroleum | 20 | 1971
54863 | U S Power Generating Company LLC | 2494 | Gowanus Gas Turbines Generating | NY | Kings | GT47 | Petroleum Liquids | DFO | Petroleum | 20 | 1971
54863 | U S Power Generating Company LLC | 2494 | Gowanus Gas Turbines Generating | NY | Kings | GT48 | Petroleum Liquids | DFO | Petroleum | 20 | 1971
4226 | Consolidated Edison Co-NY Inc | 2496 | Hudson Avenue | NY | Kings | 4 | Petroleum Liquids | KER | Petroleum | 16.3 | 1970
4226 | Consolidated Edison Co-NY Inc | 2496 | Hudson Avenue | NY | Kings | GT3 | Petroleum Liquids | KER | Petroleum | 16.3 | 1970
4226 | Consolidated Edison Co-NY Inc | 2496 | Hudson Avenue | NY | Kings | GT5 | Petroleum Liquids | KER | Petroleum | 16.3 | 1970
6027 | Entergy Nuclear Indian Point 2 | 2497 | Indian Point 2 | NY | Westchester | 2 | Nuclear | NUC | Nuclear | 1299 | 1973
54863 | U S Power Generating Company LLC | 2499 | Narrows Gas Turbines Generating | NY | Kings | NT11 | Natural Gas Fired Combustion Turbine | NG | Natural Gas Peaker | 22 | 1972
54863 | U S Power Generating Company LLC | 2499 | Narrows Gas Turbines Generating | NY | Kings | NT12 | Natural Gas Fired Combustion Turbine | NG | Natural Gas Peaker | 22 | 1972
54863 | U S Power Generating Company LLC | 2499 | Narrows Gas Turbines Generating | NY | Kings | NT13 | Natural Gas Fired Combustion Turbine | NG | Natural Gas Peaker | 22 | 1972
54863 | U S Power Generating Company LLC | 2499 | Narrows Gas Turbines Generating | NY | Kings | NT14 | Natural Gas Fired Combustion Turbine | NG | Natural Gas Peaker | 22 | 1972
54863 | U S Power Generating Company LLC | 2499 | Narrows Gas Turbines Generating | NY | Kings | NT15 | Natural Gas Fired Combustion Turbine | NG | Natural Gas Peaker | 22 | 1972
54863 | U S Power Generating Company LLC | 2499 | Narrows Gas Turbines Generating | NY | Kings | NT16 | Natural Gas Fired Combustion Turbine | NG | Natural Gas Peaker | 22 | 1972
54863 | U S Power Generating Company LLC | 2499 | Narrows Gas Turbines Generating | NY | Kings | NT17 | Natural Gas Fired Combustion Turbine | NG | Natural Gas Peaker | 22 | 1972
54863 | U S Power Generating Company LLC | 2499 | Narrows Gas Turbines Generating | NY | Kings | NT18 | Natural Gas Fired Combustion Turbine | NG | Natural Gas Peaker | 22 | 1972
54863 | U S Power Generating Company LLC | 2499 | Narrows Gas Turbines Generating | NY | Kings | NT21 | Natural Gas Fired Combustion Turbine | NG | Natural Gas Peaker | 22 | 1972
54863 | U S Power Generating Company LLC | 2499 | Narrows Gas Turbines Generating | NY | Kings | NT22 | Natural Gas Fired Combustion Turbine | NG | Natural Gas Peaker | 22 | 1972
54863 | U S Power Generating Company LLC | 2499 | Narrows Gas Turbines Generating | NY | Kings | NT23 | Natural Gas Fired Combustion Turbine | NG | Natural Gas Peaker | 22 | 1972
54863 | U S Power Generating Company LLC | 2499 | Narrows Gas Turbines Generating | NY | Kings | NT24 | Natural Gas Fired Combustion Turbine | NG | Natural Gas Peaker | 22 | 1972
54863 | U S Power Generating Company LLC | 2499 | Narrows Gas Turbines Generating | NY | Kings | NT25 | Natural Gas Fired Combustion Turbine | NG | Natural Gas Peaker | 22 | 1972
54863 | U S Power Generating Company LLC | 2499 | Narrows Gas Turbines Generating | NY | Kings | NT26 | Natural Gas Fired Combustion Turbine | NG | Natural Gas Peaker | 22 | 1972
54863 | U S Power Generating Company LLC | 2499 | Narrows Gas Turbines Generating | NY | Kings | NT27 | Natural Gas Fired Combustion Turbine | NG | Natural Gas Peaker | 22 | 1972
54863 | U S Power Generating Company LLC | 2499 | Narrows Gas Turbines Generating | NY | Kings | NT28 | Natural Gas Fired Combustion Turbine | NG | Natural Gas Peaker | 22 | 1972
10023 | TC Ravenswood LLC | 2500 | Ravenswood | NY | Queens | 1 | Natural Gas Steam Turbine | NG | Natural Gas Peaker | 400 | 1963
10023 | TC Ravenswood LLC | 2500 | Ravenswood | NY | Queens | 2 | Natural Gas Steam Turbine | NG | Natural Gas Peaker | 400 | 1963
10023 | TC Ravenswood LLC | 2500 | Ravenswood | NY | Queens | 3 | Natural Gas Steam Turbine | NG | Natural Gas Peaker | 1027 | 1965
10023 | TC Ravenswood LLC | 2500 | Ravenswood | NY | Queens | 4 | Natural Gas Fired Combined Cycle | NG | Natural Gas Nonpeaker | 170 | 2003
10023 | TC Ravenswood LLC | 2500 | Ravenswood | NY | Queens | 4S | Natural Gas Fired Combined Cycle | NG | Natural Gas Nonpeaker | 80 | 2003
10023 | TC Ravenswood LLC | 2500 | Ravenswood | NY | Queens | GT1 | Natural Gas Fired Combustion Turbine | NG | Natural Gas Peaker | 18.6 | 1967
10023 | TC Ravenswood LLC | 2500 | Ravenswood | NY | Queens | GT10 | Natural Gas Fired Combustion Turbine | NG | Natural Gas Peaker | 25 | 1969
10023 | TC Ravenswood LLC | 2500 | Ravenswood | NY | Queens | GT11 | Natural Gas Fired Combustion Turbine | NG | Natural Gas Peaker | 25 | 1969
10023 | TC Ravenswood LLC | 2500 | Ravenswood | NY | Queens | GT21 | Natural Gas Fired Combustion Turbine | NG | Natural Gas Peaker | 42.9 | 1969
10023 | TC Ravenswood LLC | 2500 | Ravenswood | NY | Queens | GT22 | Natural Gas Fired Combustion Turbine | NG | Natural Gas Peaker | 42.9 | 1969
10023 | TC Ravenswood LLC | 2500 | Ravenswood | NY | Queens | GT23 | Natural Gas Fired Combustion Turbine | NG | Natural Gas Peaker | 42.9 | 1969
10023 | TC Ravenswood LLC | 2500 | Ravenswood | NY | Queens | GT24 | Natural Gas Fired Combustion Turbine | NG | Natural Gas Peaker | 42.9 | 1969
10023 | TC Ravenswood LLC | 2500 | Ravenswood | NY | Queens | GT31 | Natural Gas Fired Combustion Turbine | NG | Natural Gas Peaker | 42.9 | 1969
10023 | TC Ravenswood LLC | 2500 | Ravenswood | NY | Queens | GT32 | Natural Gas Fired Combustion Turbine | NG | Natural Gas Peaker | 42.9 | 1969
10023 | TC Ravenswood LLC | 2500 | Ravenswood | NY | Queens | GT33 | Natural Gas Fired Combustion Turbine | NG | Natural Gas Peaker | 42.9 | 1969
10023 | TC Ravenswood LLC | 2500 | Ravenswood | NY | Queens | GT34 | Natural Gas Fired Combustion Turbine | NG | Natural Gas Peaker | 42.9 | 1969
10023 | TC Ravenswood LLC | 2500 | Ravenswood | NY | Queens | GT4 | Natural Gas Fired Combustion Turbine | NG | Natural Gas Peaker | 21.1 | 1969
10023 | TC Ravenswood LLC | 2500 | Ravenswood | NY | Queens | GT5 | Natural Gas Fired Combustion Turbine | NG | Natural Gas Peaker | 21.1 | 1969
10023 | TC Ravenswood LLC | 2500 | Ravenswood | NY | Queens | GT6 | Natural Gas Fired Combustion Turbine | NG | Natural Gas Peaker | 22 | 1969
10023 | TC Ravenswood LLC | 2500 | Ravenswood | NY | Queens | GT7 | Natural Gas Fired Combustion Turbine | NG | Natural Gas Peaker | 22 | 1969
10023 | TC Ravenswood LLC | 2500 | Ravenswood | NY | Queens | GT9 | Natural Gas Fired Combustion Turbine | NG | Natural Gas Peaker | 25 | 1969
4226 | Consolidated Edison Co-NY Inc | 2503 | 59th Street | NY | New York | GT1 | Natural Gas Fired Combustion Turbine | NG | Natural Gas Peaker | 17.1 | 1969
4226 | Consolidated Edison Co-NY Inc | 2504 | 74th Street | NY | New York | GT1 | Petroleum Liquids | KER | Petroleum | 18.5 | 1968
4226 | Consolidated Edison Co-NY Inc | 2504 | 74th Street | NY | New York | GT2 | Petroleum Liquids | KER | Petroleum | 18.5 | 1968
56505 | National Grid Generation LLC | 2511 | E F Barrett | NY | Nassau | 10 | Natural Gas Fired Combustion Turbine | NG | Natural Gas Peaker | 41.8 | 1971
56505 | National Grid Generation LLC | 2511 | E F Barrett | NY | Nassau | 11 | Natural Gas Fired Combustion Turbine | NG | Natural Gas Peaker | 41.8 | 1971
56505 | National Grid Generation LLC | 2511 | E F Barrett | NY | Nassau | 12 | Natural Gas Fired Combustion Turbine | NG | Natural Gas Peaker | 41.8 | 1971
56505 | National Grid Generation LLC | 2511 | E F Barrett | NY | Nassau | 3 | Natural Gas Fired Combustion Turbine | NG | Natural Gas Peaker | 18 | 1970
56505 | National Grid Generation LLC | 2511 | E F Barrett | NY | Nassau | 4 | Natural Gas Fired Combustion Turbine | NG | Natural Gas Peaker | 18 | 1970
56505 | National Grid Generation LLC | 2511 | E F Barrett | NY | Nassau | 5 | Natural Gas Fired Combustion Turbine | NG | Natural Gas Peaker | 18 | 1970
56505 | National Grid Generation LLC | 2511 | E F Barrett | NY | Nassau | 6 | Natural Gas Fired Combustion Turbine | NG | Natural Gas Peaker | 18 | 1970
56505 | National Grid Generation LLC | 2511 | E F Barrett | NY | Nassau | 8 | Natural Gas Fired Combustion Turbine | NG | Natural Gas Peaker | 18 | 1970
56505 | National Grid Generation LLC | 2511 | E F Barrett | NY | Nassau | 9 | Natural Gas Fired Combustion Turbine | NG | Natural Gas Peaker | 41.8 | 1971
56505 | National Grid Generation LLC | 2511 | E F Barrett | NY | Nassau | GT1 | Natural Gas Fired Combustion Turbine | NG | Natural Gas Peaker | 18 | 1970
56505 | National Grid Generation LLC | 2511 | E F Barrett | NY | Nassau | GT2 | Natural Gas Fired Combustion Turbine | NG | Natural Gas Peaker | 18 | 1970
56505 | National Grid Generation LLC | 2511 | E F Barrett | NY | Nassau | ST1 | Natural Gas Steam Turbine | NG | Natural Gas Peaker | 188 | 1956
56505 | National Grid Generation LLC | 2511 | E F Barrett | NY | Nassau | ST2 | Natural Gas Steam Turbine | NG | Natural Gas Peaker | 188 | 1963
56505 | National Grid Generation LLC | 2512 | East Hampton | NY | Suffolk | 1 | Petroleum Liquids | DFO | Petroleum | 21.3 | 1970
56505 | National Grid Generation LLC | 2512 | East Hampton | NY | Suffolk | 2 | Petroleum Liquids | DFO | Petroleum | 2 | 1962
56505 | National Grid Generation LLC | 2512 | East Hampton | NY | Suffolk | 3 | Petroleum Liquids | DFO | Petroleum | 2 | 1962
56505 | National Grid Generation LLC | 2512 | East Hampton | NY | Suffolk | 4 | Petroleum Liquids | DFO | Petroleum | 2 | 1962
56505 | National Grid Generation LLC | 2514 | Glenwood | NY | Nassau | GT2 | Petroleum Liquids | DFO | Petroleum | 55 | 1972
56505 | National Grid Generation LLC | 2514 | Glenwood | NY | Nassau | GT3 | Petroleum Liquids | DFO | Petroleum | 55 | 1972
56505 | National Grid Generation LLC | 2516 | Northport | NY | Suffolk | 2 | Natural Gas Steam Turbine | NG | Natural Gas Peaker | 387 | 1968
56505 | National Grid Generation LLC | 2516 | Northport | NY | Suffolk | 3 | Natural Gas Steam Turbine | NG | Natural Gas Peaker | 387 | 1972
56505 | National Grid Generation LLC | 2516 | Northport | NY | Suffolk | 4 | Natural Gas Steam Turbine | NG | Natural Gas Peaker | 387 | 1977
56505 | National Grid Generation LLC | 2516 | Northport | NY | Suffolk | GT1 | Petroleum Liquids | DFO | Petroleum | 16 | 1967
56505 | National Grid Generation LLC | 2516 | Northport | NY | Suffolk | ST1 | Natural Gas Steam Turbine | NG | Natural Gas Peaker | 387 | 1967
56505 | National Grid Generation LLC | 2517 | Port Jefferson | NY | Suffolk | 3 | Natural Gas Steam Turbine | NG | Natural Gas Peaker | 188 | 1958
56505 | National Grid Generation LLC | 2517 | Port Jefferson | NY | Suffolk | 4 | Natural Gas Steam Turbine | NG | Natural Gas Peaker | 188 | 1960
56505 | National Grid Generation LLC | 2517 | Port Jefferson | NY | Suffolk | GT1 | Petroleum Liquids | DFO | Petroleum | 16 | 1966
56505 | National Grid Generation LLC | 2517 | Port Jefferson | NY | Suffolk | GT2 | Natural Gas Fired Combustion Turbine | NG | Natural Gas Peaker | 53 | 2002
56505 | National Grid Generation LLC | 2517 | Port Jefferson | NY | Suffolk | GT3 | Natural Gas Fired Combustion Turbine | NG | Natural Gas Peaker | 53 | 2002
56505 | National Grid Generation LLC | 2518 | Shoreham | NY | Suffolk | GT1 | Petroleum Liquids | DFO | Petroleum | 52.9 | 1971
56505 | National Grid Generation LLC | 2518 | Shoreham | NY | Suffolk | GT2 | Petroleum Liquids | DFO | Petroleum | 18.6 | 1966
56505 | National Grid Generation LLC | 2519 | South Hampton | NY | Suffolk | 1 | Petroleum Liquids | DFO | Petroleum | 11.5 | 1963
56505 | National Grid Generation LLC | 2520 | Southold | NY | Suffolk | 1 | Petroleum Liquids | DFO | Petroleum | 14 | 1964
56505 | National Grid Generation LLC | 2521 | West Babylon | NY | Suffolk | 4 | Petroleum Liquids | DFO | Petroleum | 52.4 | 1971
13511 | New York State Elec & Gas Corp | 2522 | Cadyville | NY | CLINTON | 1 | Conventional Hydroelectric | WAT | Hydro | 1.2 | 1921
13511 | New York State Elec & Gas Corp | 2522 | Cadyville | NY | CLINTON | 2 | Conventional Hydroelectric | WAT | Hydro | 1.2 | 1921
13511 | New York State Elec & Gas Corp | 2522 | Cadyville | NY | CLINTON | 3 | Conventional Hydroelectric | WAT | Hydro | 3.1 | 1986
25 | Greenidge Generation Holdings LLC | 2527 | Greenidge Generation LLC | NY | Yates | 4 | Conventional Steam Coal | BIT | Hard Coal | 112 | 1953
13511 | New York State Elec & Gas Corp | 2528 | Harris Lake | NY | Essex | 1 | Petroleum Liquids | DFO | Petroleum | 1.7 | 1967
13511 | New York State Elec & Gas Corp | 2530 | High Falls - Saranac NY | NY | Clinton | 1 | Conventional Hydroelectric | WAT | Hydro | 4 | 1948
13511 | New York State Elec & Gas Corp | 2530 | High Falls - Saranac NY | NY | Clinton | 2 | Conventional Hydroelectric | WAT | Hydro | 4 | 1949
13511 | New York State Elec & Gas Corp | 2530 | High Falls - Saranac NY | NY | Clinton | 3 | Conventional Hydroelectric | WAT | Hydro | 7 | 1956
13511 | New York State Elec & Gas Corp | 2532 | Kent Falls | NY | CLINTON | 1 | Conventional Hydroelectric | WAT | Hydro | 3.2 | 1928
13511 | New York State Elec & Gas Corp | 2532 | Kent Falls | NY | CLINTON | 2 | Conventional Hydroelectric | WAT | Hydro | 3.2 | 1928
13511 | New York State Elec & Gas Corp | 2532 | Kent Falls | NY | CLINTON | 3 | Conventional Hydroelectric | WAT | Hydro | 6 | 1985
22125 | Cayuga Operating Company, LLC | 2535 | Cayuga Operating Company | NY | Tompkins | 1 | Conventional Steam Coal | BIT | Hard Coal | 155.3 | 1955
22125 | Cayuga Operating Company, LLC | 2535 | Cayuga Operating Company | NY | Tompkins | 2 | Conventional Steam Coal | BIT | Hard Coal | 167.2 | 1958
14294 | PSEG Power New York Inc | 2539 | Bethlehem Energy Center | NY | Albany | 5 | Natural Gas Fired Combined Cycle | NG | Natural Gas Nonpeaker | 194.3 | 2005
14294 | PSEG Power New York Inc | 2539 | Bethlehem Energy Center | NY | Albany | 6 | Natural Gas Fired Combined Cycle | NG | Natural Gas Nonpeaker | 194.3 | 2005
14294 | PSEG Power New York Inc | 2539 | Bethlehem Energy Center | NY | Albany | 7 | Natural Gas Fired Combined Cycle | NG | Natural Gas Nonpeaker | 194.3 | 2005
14294 | PSEG Power New York Inc | 2539 | Bethlehem Energy Center | NY | Albany | 8 | Natural Gas Fired Combined Cycle | NG | Natural Gas Nonpeaker | 310.2 | 2005
5914 | Erie Boulevard Hydropower LP | 2540 | Allens Falls | NY | St Lawrence | 1 | Conventional Hydroelectric | WAT | Hydro | 4 | 1927
5914 | Erie Boulevard Hydropower LP | 2543 | Beardslee | NY | Herkimer | 1 | Conventional Hydroelectric | WAT | Hydro | 10 | 1924
5914 | Erie Boulevard Hydropower LP | 2543 | Beardslee | NY | Herkimer | 2 | Conventional Hydroelectric | WAT | Hydro | 10 | 1924
5914 | Erie Boulevard Hydropower LP | 2544 | Belfort | NY | Lewis | 1 | Conventional Hydroelectric | WAT | Hydro | 0.4 | 1903
5914 | Erie Boulevard Hydropower LP | 2544 | Belfort | NY | Lewis | 2 | Conventional Hydroelectric | WAT | Hydro | 0.6 | 1915
5914 | Erie Boulevard Hydropower LP | 2544 | Belfort | NY | Lewis | 3 | Conventional Hydroelectric | WAT | Hydro | 1 | 1918
5914 | Erie Boulevard Hydropower LP | 2545 | Bennetts Bridge | NY | Oswego | 1 | Conventional Hydroelectric | WAT | Hydro | 9 | 1932
5914 | Erie Boulevard Hydropower LP | 2545 | Bennetts Bridge | NY | Oswego | 2 | Conventional Hydroelectric | WAT | Hydro | 9 | 1932
5914 | Erie Boulevard Hydropower LP | 2545 | Bennetts Bridge | NY | Oswego | 3 | Conventional Hydroelectric | WAT | Hydro | 9 | 1966
5914 | Erie Boulevard Hydropower LP | 2545 | Bennetts Bridge | NY | Oswego | 4 | Conventional Hydroelectric | WAT | Hydro | 9 | 1966
5914 | Erie Boulevard Hydropower LP | 2546 | Black River | NY | Jefferson | 1 | Conventional Hydroelectric | WAT | Hydro | 2 | 1920
5914 | Erie Boulevard Hydropower LP | 2546 | Black River | NY | Jefferson | 2 | Conventional Hydroelectric | WAT | Hydro | 2 | 1920
5914 | Erie Boulevard Hydropower LP | 2546 | Black River | NY | Jefferson | 3 | Conventional Hydroelectric | WAT | Hydro | 2 | 1920
5914 | Erie Boulevard Hydropower LP | 2547 | Blake | NY | St Lawrence | 1 | Conventional Hydroelectric | WAT | Hydro | 15 | 1957
5914 | Erie Boulevard Hydropower LP | 2548 | Browns Falls | NY | St Lawrence | 1 | Conventional Hydroelectric | WAT | Hydro | 8 | 1923
5914 | Erie Boulevard Hydropower LP | 2548 | Browns Falls | NY | St Lawrence | 2 | Conventional Hydroelectric | WAT | Hydro | 8 | 1923
13168 | NRG Huntley Operations Inc | 2549 | C R Huntley Generating Station | NY | Erie | 67 | Conventional Steam Coal | SUB | Hard Coal | 200 | 1957
13168 | NRG Huntley Operations Inc | 2549 | C R Huntley Generating Station | NY | Erie | S68 | Conventional Steam Coal | SUB | Hard Coal | 200 | 1958
5914 | Erie Boulevard Hydropower LP | 2550 | Chasm | NY | Franklin | 1 | Conventional Hydroelectric | WAT | Hydro | 1 | 1913
5914 | Erie Boulevard Hydropower LP | 2550 | Chasm | NY | Franklin | 2 | Conventional Hydroelectric | WAT | Hydro | 1 | 1913
5914 | Erie Boulevard Hydropower LP | 2550 | Chasm | NY | Franklin | 3 | Conventional Hydroelectric | WAT | Hydro | 1 | 1926
5914 | Erie Boulevard Hydropower LP | 2551 | Colton | NY | St Lawrence | 1 | Conventional Hydroelectric | WAT | Hydro | 11 | 1918
5914 | Erie Boulevard Hydropower LP | 2551 | Colton | NY | St Lawrence | 2 | Conventional Hydroelectric | WAT | Hydro | 12 | 1918
5914 | Erie Boulevard Hydropower LP | 2551 | Colton | NY | St Lawrence | 3 | Conventional Hydroelectric | WAT | Hydro | 13 | 1928
5914 | Erie Boulevard Hydropower LP | 2552 | Deferiet | NY | Jefferson | 1 | Conventional Hydroelectric | WAT | Hydro | 4 | 1925
5914 | Erie Boulevard Hydropower LP | 2552 | Deferiet | NY | Jefferson | 2 | Conventional Hydroelectric | WAT | Hydro | 4 | 1925
5914 | Erie Boulevard Hydropower LP | 2552 | Deferiet | NY | Jefferson | 3 | Conventional Hydroelectric | WAT | Hydro | 4 | 1925
13579 | Dunkirk Power LLC | 2554 | Dunkirk Generating Plant | NY | Chautauqua | 1 | Conventional Steam Coal | SUB | Hard Coal | 96 | 1950
13579 | Dunkirk Power LLC | 2554 | Dunkirk Generating Plant | NY | Chautauqua | 2 | Conventional Steam Coal | SUB | Hard Coal | 96 | 1950
13579 | Dunkirk Power LLC | 2554 | Dunkirk Generating Plant | NY | Chautauqua | 3 | Conventional Steam Coal | SUB | Hard Coal | 217.6 | 1959
13579 | Dunkirk Power LLC | 2554 | Dunkirk Generating Plant | NY | Chautauqua | ST4 | Conventional Steam Coal | SUB | Hard Coal | 217.6 | 1960
5914 | Erie Boulevard Hydropower LP | 2555 | Eagle | NY | Lewis | 1 | Conventional Hydroelectric | WAT | Hydro | 2 | 1914
5914 | Erie Boulevard Hydropower LP | 2555 | Eagle | NY | Lewis | 2 | Conventional Hydroelectric | WAT | Hydro | 1 | 1915
5914 | Erie Boulevard Hydropower LP | 2555 | Eagle | NY | Lewis | 3 | Conventional Hydroelectric | WAT | Hydro | 1 | 1919
5914 | Erie Boulevard Hydropower LP | 2555 | Eagle | NY | Lewis | 4 | Conventional Hydroelectric | WAT | Hydro | 2 | 1925
5914 | Erie Boulevard Hydropower LP | 2556 | Eel Weir | NY | St Lawrence | 1 | Conventional Hydroelectric | WAT | Hydro | 0.5 | 1928
5914 | Erie Boulevard Hydropower LP | 2556 | Eel Weir | NY | St Lawrence | 2 | Conventional Hydroelectric | WAT | Hydro | 1 | 1928
5914 | Erie Boulevard Hydropower LP | 2556 | Eel Weir | NY | St Lawrence | 3 | Conventional Hydroelectric | WAT | Hydro | 1 | 1928
5914 | Erie Boulevard Hydropower LP | 2557 | Effley | NY | Lewis | 1 | Conventional Hydroelectric | WAT | Hydro | 0.4 | 1902
5914 | Erie Boulevard Hydropower LP | 2557 | Effley | NY | Lewis | 2 | Conventional Hydroelectric | WAT | Hydro | 0.4 | 1907
5914 | Erie Boulevard Hydropower LP | 2557 | Effley | NY | Lewis | 3 | Conventional Hydroelectric | WAT | Hydro | 0.6 | 1910
5914 | Erie Boulevard Hydropower LP | 2557 | Effley | NY | Lewis | 4 | Conventional Hydroelectric | WAT | Hydro | 1.6 | 1923
5914 | Erie Boulevard Hydropower LP | 2559 | Elmer | NY | Lewis | 1 | Conventional Hydroelectric | WAT | Hydro | 1 | 1916
5914 | Erie Boulevard Hydropower LP | 2559 | Elmer | NY | Lewis | 2 | Conventional Hydroelectric | WAT | Hydro | 1 | 1916
5914 | Erie Boulevard Hydropower LP | 2560 | Ephratah | NY | Fulton | 1 | Conventional Hydroelectric | WAT | Hydro | 1 | 1920
5914 | Erie Boulevard Hydropower LP | 2560 | Ephratah | NY | Fulton | 2 | Conventional Hydroelectric | WAT | Hydro | 1 | 1911
5914 | Erie Boulevard Hydropower LP | 2560 | Ephratah | NY | Fulton | 3 | Conventional Hydroelectric | WAT | Hydro | 1 | 1911
5914 | Erie Boulevard Hydropower LP | 2560 | Ephratah | NY | Fulton | 4 | Conventional Hydroelectric | WAT | Hydro | 1 | 1911
5914 | Erie Boulevard Hydropower LP | 2561 | East Norfolk | NY | St Lawrence | 1 | Conventional Hydroelectric | WAT | Hydro | 4 | 1928
5914 | Erie Boulevard Hydropower LP | 2562 | Five Falls | NY | St Lawrence | 1 | Conventional Hydroelectric | WAT | Hydro | 24 | 1955
5914 | Erie Boulevard Hydropower LP | 2563 | Flat Rock | NY | St Lawrence | 1 | Conventional Hydroelectric | WAT | Hydro | 2 | 1924
5914 | Erie Boulevard Hydropower LP | 2563 | Flat Rock | NY | St Lawrence | 2 | Conventional Hydroelectric | WAT | Hydro | 3 | 1924
5914 | Erie Boulevard Hydropower LP | 2564 | Franklin (NY) | NY | Franklin | 1 | Conventional Hydroelectric | WAT | Hydro | 1 | 1911
5914 | Erie Boulevard Hydropower LP | 2564 | Franklin (NY) | NY | Franklin | 2 | Conventional Hydroelectric | WAT | Hydro | 1 | 1926
5914 | Erie Boulevard Hydropower LP | 2566 | Fulton Hydro | NY | Oswego | 1 | Conventional Hydroelectric | WAT | Hydro | 0.8 | 1924
5914 | Erie Boulevard Hydropower LP | 2566 | Fulton Hydro | NY | Oswego | 2 | Conventional Hydroelectric | WAT | Hydro | 0.5 | 1928
5914 | Erie Boulevard Hydropower LP | 2568 | Glenwood Hydro | NY | Orleans | 1 | Conventional Hydroelectric | WAT | Hydro | 0.5 | 1950
5914 | Erie Boulevard Hydropower LP | 2568 | Glenwood Hydro | NY | Orleans | 2 | Conventional Hydroelectric | WAT | Hydro | 0.5 | 1950
5914 | Erie Boulevard Hydropower LP | 2568 | Glenwood Hydro | NY | Orleans | 3 | Conventional Hydroelectric | WAT | Hydro | 0.5 | 1950
5914 | Erie Boulevard Hydropower LP | 2569 | Granby | NY | Oswego | 1 | Conventional Hydroelectric | WAT | Hydro | 5 | 1983
5914 | Erie Boulevard Hydropower LP | 2569 | Granby | NY | Oswego | 2 | Conventional Hydroelectric | WAT | Hydro | 5 | 1983
5914 | Erie Boulevard Hydropower LP | 2571 | Hannawa | NY | St Lawrence | 1 | Conventional Hydroelectric | WAT | Hydro | 4 | 1914
5914 | Erie Boulevard Hydropower LP | 2571 | Hannawa | NY | St Lawrence | 2 | Conventional Hydroelectric | WAT | Hydro | 4 | 1920
5914 | Erie Boulevard Hydropower LP | 2572 | Herrings | NY | Jefferson | 1 | Conventional Hydroelectric | WAT | Hydro | 1.8 | 1924
5914 | Erie Boulevard Hydropower LP | 2572 | Herrings | NY | Jefferson | 2 | Conventional Hydroelectric | WAT | Hydro | 1.8 | 1924
5914 | Erie Boulevard Hydropower LP | 2572 | Herrings | NY | Jefferson | 3 | Conventional Hydroelectric | WAT | Hydro | 1.8 | 1924
5914 | Erie Boulevard Hydropower LP | 2573 | Heuvelton | NY | St Lawrence | 1 | Conventional Hydroelectric | WAT | Hydro | 0.5 | 1924
5914 | Erie Boulevard Hydropower LP | 2573 | Heuvelton | NY | St Lawrence | 2 | Conventional Hydroelectric | WAT | Hydro | 0.5 | 1924
14240 | Oswego City of | 2574 | High Dam | NY | Oswego | 1 | Conventional Hydroelectric | WAT | Hydro | 2.8 | 1928
14240 | Oswego City of | 2574 | High Dam | NY | Oswego | 2 | Conventional Hydroelectric | WAT | Hydro | 2.8 | 1928
14240 | Oswego City of | 2574 | High Dam | NY | Oswego | 3 | Conventional Hydroelectric | WAT | Hydro | 2.8 | 1928
14240 | Oswego City of | 2574 | High Dam | NY | Oswego | 4 | Conventional Hydroelectric | WAT | Hydro | 3.5 | 1949
5914 | Erie Boulevard Hydropower LP | 2575 | High Falls - Croghan NY | NY | Lewis | 1 | Conventional Hydroelectric | WAT | Hydro | 2 | 1925
5914 | Erie Boulevard Hydropower LP | 2575 | High Falls - Croghan NY | NY | Lewis | 2 | Conventional Hydroelectric | WAT | Hydro | 2 | 1925
5914 | Erie Boulevard Hydropower LP | 2575 | High Falls - Croghan NY | NY | Lewis | 3 | Conventional Hydroelectric | WAT | Hydro | 2 | 1925
5914 | Erie Boulevard Hydropower LP | 2576 | Higley | NY | St Lawrence | 1N | Conventional Hydroelectric | WAT | Hydro | 1.5 | 2003
5914 | Erie Boulevard Hydropower LP | 2576 | Higley | NY | St Lawrence | 2N | Conventional Hydroelectric | WAT | Hydro | 1.5 | 2003
5914 | Erie Boulevard Hydropower LP | 2576 | Higley | NY | St Lawrence | 3N | Conventional Hydroelectric | WAT | Hydro | 1.5 | 2003
5914 | Erie Boulevard Hydropower LP | 2576 | Higley | NY | St Lawrence | 4N | Conventional Hydroelectric | WAT | Hydro | 1.5 | 2003
5914 | Erie Boulevard Hydropower LP | 2578 | Hydraulic Race | NY | Niagara | 1 | Conventional Hydroelectric | WAT | Hydro | 3 | 1942
5914 | Erie Boulevard Hydropower LP | 2579 | Inghams | NY | Fulton | 1 | Conventional Hydroelectric | WAT | Hydro | 3 | 1912
5914 | Erie Boulevard Hydropower LP | 2579 | Inghams | NY | Fulton | 2 | Conventional Hydroelectric | WAT | Hydro | 3 | 1912
5914 | Erie Boulevard Hydropower LP | 2580 | Johnsonville Dam | NY | Rensselaer | 1 | Conventional Hydroelectric | WAT | Hydro | 2 | 1909
5914 | Erie Boulevard Hydropower LP | 2580 | Johnsonville Dam | NY | Rensselaer | 2 | Conventional Hydroelectric | WAT | Hydro | 2 | 1909
5914 | Erie Boulevard Hydropower LP | 2581 | Kamargo | NY | Jefferson | 1 | Conventional Hydroelectric | WAT | Hydro | 2 | 1921
5914 | Erie Boulevard Hydropower LP | 2581 | Kamargo | NY | Jefferson | 2 | Conventional Hydroelectric | WAT | Hydro | 2 | 1921
5914 | Erie Boulevard Hydropower LP | 2581 | Kamargo | NY | Jefferson | 3 | Conventional Hydroelectric | WAT | Hydro | 2 | 1921
5914 | Erie Boulevard Hydropower LP | 2582 | Lighthouse Hill | NY | Oswego | 1 | Conventional Hydroelectric | WAT | Hydro | 4 | 1930
5914 | Erie Boulevard Hydropower LP | 2582 | Lighthouse Hill | NY | Oswego | 2 | Conventional Hydroelectric | WAT | Hydro | 4 | 1930
5914 | Erie Boulevard Hydropower LP | 2583 | Macomb | NY | Franklin | 1 | Conventional Hydroelectric | WAT | Hydro | 1 | 1940
5914 | Erie Boulevard Hydropower LP | 2586 | Minetto | NY | Oswego | 1 | Conventional Hydroelectric | WAT | Hydro | 2 | 1915
5914 | Erie Boulevard Hydropower LP | 2586 | Minetto | NY | Oswego | 2 | Conventional Hydroelectric | WAT | Hydro | 2 | 1915
5914 | Erie Boulevard Hydropower LP | 2586 | Minetto | NY | Oswego | 3 | Conventional Hydroelectric | WAT | Hydro | 2 | 1915
5914 | Erie Boulevard Hydropower LP | 2586 | Minetto | NY | Oswego | 4 | Conventional Hydroelectric | WAT | Hydro | 2 | 1915
5914 | Erie Boulevard Hydropower LP | 2586 | Minetto | NY | Oswego | 5 | Conventional Hydroelectric | WAT | Hydro | 2 | 1915
5914 | Erie Boulevard Hydropower LP | 2588 | Moshier | NY | Herkimer | 1 | Conventional Hydroelectric | WAT | Hydro | 4 | 1929
5914 | Erie Boulevard Hydropower LP | 2588 | Moshier | NY | Herkimer | 2 | Conventional Hydroelectric | WAT | Hydro | 4 | 1929
55951 | Exelon Nuclear | 2589 | Nine Mile Point Nuclear Station | NY | Oswego | 1 | Nuclear | NUC | Nuclear | 641.8 | 1969
55951 | Exelon Nuclear | 2589 | Nine Mile Point Nuclear Station | NY | Oswego | 2 | Nuclear | NUC | Nuclear | 1259.3 | 1987
5914 | Erie Boulevard Hydropower LP | 2590 | Norfolk | NY | St Lawrence | 1 | Conventional Hydroelectric | WAT | Hydro | 5 | 1928
5914 | Erie Boulevard Hydropower LP | 2591 | Norwood | NY | St Lawrence | 1 | Conventional Hydroelectric | WAT | Hydro | 2 | 1928
13923 | NRG Oswego Harbor Power Operations Inc | 2594 | Oswego Harbor Power | NY | Oswego | ST5 | Petroleum Liquids | RFO | Petroleum | 901.8 | 1975
13923 | NRG Oswego Harbor Power Operations Inc | 2594 | Oswego Harbor Power | NY | Oswego | ST6 | Petroleum Liquids | RFO | Petroleum | 901.8 | 1979
5914 | Erie Boulevard Hydropower LP | 2595 | Oswego Falls East | NY | Oswego | 1 | Conventional Hydroelectric | WAT | Hydro | 2 | 1914
5914 | Erie Boulevard Hydropower LP | 2595 | Oswego Falls East | NY | Oswego | 2 | Conventional Hydroelectric | WAT | Hydro | 2 | 1914
5914 | Erie Boulevard Hydropower LP | 2595 | Oswego Falls East | NY | Oswego | 3 | Conventional Hydroelectric | WAT | Hydro | 2 | 1914
5914 | Erie Boulevard Hydropower LP | 2596 | Oswego Falls West | NY | Oswego | 4 | Conventional Hydroelectric | WAT | Hydro | 1 | 1914
5914 | Erie Boulevard Hydropower LP | 2596 | Oswego Falls West | NY | Oswego | 5 | Conventional Hydroelectric | WAT | Hydro | 1 | 1914
5914 | Erie Boulevard Hydropower LP | 2596 | Oswego Falls West | NY | Oswego | 6 | Conventional Hydroelectric | WAT | Hydro | 0.5 | 2008
5914 | Erie Boulevard Hydropower LP | 2596 | Oswego Falls West | NY | Oswego | 7 | Conventional Hydroelectric | WAT | Hydro | 0.5 | 2008
5914 | Erie Boulevard Hydropower LP | 2597 | Parishville | NY | St Lawrence | 1 | Conventional Hydroelectric | WAT | Hydro | 3 | 1925
5914 | Erie Boulevard Hydropower LP | 2598 | Piercefield | NY | St Lawrence | 1 | Conventional Hydroelectric | WAT | Hydro | 1.5 | 1957
5914 | Erie Boulevard Hydropower LP | 2598 | Piercefield | NY | St Lawrence | 2 | Conventional Hydroelectric | WAT | Hydro | 0.6 | 1924
5914 | Erie Boulevard Hydropower LP | 2598 | Piercefield | NY | St Lawrence | 3 | Conventional Hydroelectric | WAT | Hydro | 0.6 | 1924
5914 | Erie Boulevard Hydropower LP | 2599 | Prospect | NY | Oneida | 1 | Conventional Hydroelectric | WAT | Hydro | 19 | 1959
5914 | Erie Boulevard Hydropower LP | 2600 | Rainbow Falls Hydro | NY | St Lawrence | 1 | Conventional Hydroelectric | WAT | Hydro | 25 | 1956
5914 | Erie Boulevard Hydropower LP | 2601 | Raymondville | NY | St Lawrence | 1 | Conventional Hydroelectric | WAT | Hydro | 2 | 1928
5914 | Erie Boulevard Hydropower LP | 2604 | South Edwards | NY | St Lawrence | 1 | Conventional Hydroelectric | WAT | Hydro | 1 | 1912
5914 | Erie Boulevard Hydropower LP | 2604 | South Edwards | NY | St Lawrence | 2 | Conventional Hydroelectric | WAT | Hydro | 1 | 1912
5914 | Erie Boulevard Hydropower LP | 2604 | South Edwards | NY | St Lawrence | 3 | Conventional Hydroelectric | WAT | Hydro | 1 | 1921
5914 | Erie Boulevard Hydropower LP | 2604 | South Edwards | NY | St Lawrence | 4 | Conventional Hydroelectric | WAT | Hydro | 1 | 1994
5914 | Erie Boulevard Hydropower LP | 2605 | School Street | NY | Albany | 1 | Conventional Hydroelectric | WAT | Hydro | 8 | 1915
5914 | Erie Boulevard Hydropower LP | 2605 | School Street | NY | Albany | 2 | Conventional Hydroelectric | WAT | Hydro | 7 | 1915
5914 | Erie Boulevard Hydropower LP | 2605 | School Street | NY | Albany | 3 | Conventional Hydroelectric | WAT | Hydro | 7 | 1915
5914 | Erie Boulevard Hydropower LP | 2605 | School Street | NY | Albany | 4 | Conventional Hydroelectric | WAT | Hydro | 7 | 1922
5914 | Erie Boulevard Hydropower LP | 2605 | School Street | NY | Albany | 5 | Conventional Hydroelectric | WAT | Hydro | 13 | 1924
5914 | Erie Boulevard Hydropower LP | 2606 | Schaghticoke | NY | Rensselaer | 1 | Conventional Hydroelectric | WAT | Hydro | 4 | 1908
5914 | Erie Boulevard Hydropower LP | 2606 | Schaghticoke | NY | Rensselaer | 2 | Conventional Hydroelectric | WAT | Hydro | 4 | 1908
5914 | Erie Boulevard Hydropower LP | 2606 | Schaghticoke | NY | Rensselaer | 3 | Conventional Hydroelectric | WAT | Hydro | 4 | 1908
5914 | Erie Boulevard Hydropower LP | 2606 | Schaghticoke | NY | Rensselaer | 4 | Conventional Hydroelectric | WAT | Hydro | 4 | 1908
5914 | Erie Boulevard Hydropower LP | 2607 | Schuylerville | NY | Saratoga | 1 | Conventional Hydroelectric | WAT | Hydro | 2 | 1919
5914 | Erie Boulevard Hydropower LP | 2608 | Sewalls | NY | Jefferson | 1 | Conventional Hydroelectric | WAT | Hydro | 1 | 1925
5914 | Erie Boulevard Hydropower LP | 2608 | Sewalls | NY | Jefferson | 2 | Conventional Hydroelectric | WAT | Hydro | 1 | 1925
5914 | Erie Boulevard Hydropower LP | 2609 | Sherman Island | NY | Saratoga | 1 | Conventional Hydroelectric | WAT | Hydro | 7 | 2009
5914 | Erie Boulevard Hydropower LP | 2609 | Sherman Island | NY | Saratoga | 2 | Conventional Hydroelectric | WAT | Hydro | 7 | 1923
5914 | Erie Boulevard Hydropower LP | 2609 | Sherman Island | NY | Saratoga | 3 | Conventional Hydroelectric | WAT | Hydro | 7 | 1923
5914 | Erie Boulevard Hydropower LP | 2609 | Sherman Island | NY | Saratoga | 4 | Conventional Hydroelectric | WAT | Hydro | 7 | 1923
5914 | Erie Boulevard Hydropower LP | 2609 | Sherman Island | NY | Saratoga | 5 | Conventional Hydroelectric | WAT | Hydro | 7 | 1923
5914 | Erie Boulevard Hydropower LP | 2609 | Sherman Island | NY | Saratoga | 6 | Conventional Hydroelectric | WAT | Hydro | 1.3 | 2009
5914 | Erie Boulevard Hydropower LP | 2610 | Soft Maple | NY | Lewis | 1 | Conventional Hydroelectric | WAT | Hydro | 8 | 1925
5914 | Erie Boulevard Hydropower LP | 2610 | Soft Maple | NY | Lewis | 2 | Conventional Hydroelectric | WAT | Hydro | 8 | 1925
5914 | Erie Boulevard Hydropower LP | 2611 | South Colton | NY | St Lawrence | 1 | Conventional Hydroelectric | WAT | Hydro | 21 | 1954
5914 | Erie Boulevard Hydropower LP | 2612 | Spier Falls | NY | Saratoga | 8 | Conventional Hydroelectric | WAT | Hydro | 9 | 1924
5914 | Erie Boulevard Hydropower LP | 2612 | Spier Falls | NY | Saratoga | 9 | Conventional Hydroelectric | WAT | Hydro | 47 | 1930
5914 | Erie Boulevard Hydropower LP | 2613 | Stark | NY | St Lawrence | 1 | Conventional Hydroelectric | WAT | Hydro | 26 | 1957
5914 | Erie Boulevard Hydropower LP | 2614 | Stewarts Bridge | NY | Saratoga | 1 | Conventional Hydroelectric | WAT | Hydro | 36 | 1952
5914 | Erie Boulevard Hydropower LP | 2614 | Stewarts Bridge | NY | Saratoga | 2 | Conventional Hydroelectric | WAT | Hydro | 2.5 | 2013
5914 | Erie Boulevard Hydropower LP | 2616 | Sugar Island | NY | St Lawrence | 1 | Conventional Hydroelectric | WAT | Hydro | 2 | 1924
5914 | Erie Boulevard Hydropower LP | 2616 | Sugar Island | NY | St Lawrence | 2 | Conventional Hydroelectric | WAT | Hydro | 2 | 1924
5914 | Erie Boulevard Hydropower LP | 2617 | Taylorville | NY | Lewis | 1 | Conventional Hydroelectric | WAT | Hydro | 1 | 1913
5914 | Erie Boulevard Hydropower LP | 2617 | Taylorville | NY | Lewis | 2 | Conventional Hydroelectric | WAT | Hydro | 1 | 1913
5914 | Erie Boulevard Hydropower LP | 2617 | Taylorville | NY | Lewis | 3 | Conventional Hydroelectric | WAT | Hydro | 1 | 1913
5914 | Erie Boulevard Hydropower LP | 2617 | Taylorville | NY | Lewis | 4 | Conventional Hydroelectric | WAT | Hydro | 1 | 1927
5914 | Erie Boulevard Hydropower LP | 2619 | Trenton Falls | NY | Oneida | 5 | Conventional Hydroelectric | WAT | Hydro | 6.8 | 1919
5914 | Erie Boulevard Hydropower LP | 2619 | Trenton Falls | NY | Oneida | 6 | Conventional Hydroelectric | WAT | Hydro | 6.4 | 1919
5914 | Erie Boulevard Hydropower LP | 2619 | Trenton Falls | NY | Oneida | 7 | Conventional Hydroelectric | WAT | Hydro | 8.7 | 1919
5914 | Erie Boulevard Hydropower LP | 2621 | Varick | NY | Oswego | 2 | Conventional Hydroelectric | WAT | Hydro | 2 | 1926
5914 | Erie Boulevard Hydropower LP | 2621 | Varick | NY | Oswego | 3 | Conventional Hydroelectric | WAT | Hydro | 2 | 1926
5914 | Erie Boulevard Hydropower LP | 2621 | Varick | NY | Oswego | 4 | Conventional Hydroelectric | WAT | Hydro | 2 | 1926
5914 | Erie Boulevard Hydropower LP | 2621 | Varick | NY | Oswego | 5 | Conventional Hydroelectric | WAT | Hydro | 2 | 1926
5914 | Erie Boulevard Hydropower LP | 2623 | Waterport | NY | Orleans | 1 | Conventional Hydroelectric | WAT | Hydro | 2 | 1921
5914 | Erie Boulevard Hydropower LP | 2623 | Waterport | NY | Orleans | 2 | Conventional Hydroelectric | WAT | Hydro | 2 | 1921
5914 | Erie Boulevard Hydropower LP | 2624 | Yaleville | NY | St Lawrence | 1 | Conventional Hydroelectric | WAT | Hydro | 1 | 1940
5914 | Erie Boulevard Hydropower LP | 2624 | Yaleville | NY | St Lawrence | 2 | Conventional Hydroelectric | WAT | Hydro | 1 | 1940
12792 | NRG New York LLC | 2625 | Bowline Point | NY | Rockland | 1 | Natural Gas Steam Turbine | NG | Natural Gas Peaker | 621 | 1972
12792 | NRG New York LLC | 2625 | Bowline Point | NY | Rockland | 2 | Natural Gas Steam Turbine | NG | Natural Gas Peaker | 621 | 1974
15296 | New York Power Authority | 2627 | Grahamsville | NY | Sullivan | GRHM | Conventional Hydroelectric | WAT | Hydro | 18 | 1956
56142 | Alliance NYGT, LLC | 2628 | Hillburn | NY | Rockland | GEN1 | Natural Gas Fired Combustion Turbine | NG | Natural Gas Peaker | 46.5 | 1972
57280 | Eagle Creek RE LLC | 2630 | Mongaup | NY | Sullivan | GEN1 | Conventional Hydroelectric | WAT | Hydro | 4 | 1923
57280 | Eagle Creek RE LLC | 2631 | Rio | NY | Sullivan | RIO | Conventional Hydroelectric | WAT | Hydro | 10 | 1927
57280 | Eagle Creek RE LLC | 2631 | Rio | NY | Sullivan | RIO2 | Conventional Hydroelectric | WAT | Hydro | 0.8 | 2013
56142 | Alliance NYGT, LLC | 2632 | Shoemaker | NY | Orange | SHOE | Natural Gas Fired Combustion Turbine | NG | Natural Gas Peaker | 41.9 | 1972
57280 | Eagle Creek RE LLC | 2634 | Swinging Bridge 2 | NY | Sullivan | SWI2 | Conventional Hydroelectric | WAT | Hydro | 6.8 | 1939
16183 | Rochester Gas & Electric Corp | 2638 | Rochester 26 | NY | Monroe | 1 | Conventional Hydroelectric | WAT | Hydro | 3 | 1952
16183 | Rochester Gas & Electric Corp | 2639 | Rochester 2 | NY | Monroe | 1 | Conventional Hydroelectric | WAT | Hydro | 8.5 | 1960
16183 | Rochester Gas & Electric Corp | 2641 | Rochester 5 | NY | Monroe | 2 | Conventional Hydroelectric | WAT | Hydro | 12.8 | 1918
16183 | Rochester Gas & Electric Corp | 2641 | Rochester 5 | NY | Monroe | HY1 | Conventional Hydroelectric | WAT | Hydro | 12.8 | 1918
16183 | Rochester Gas & Electric Corp | 2641 | Rochester 5 | NY | Monroe | HY3 | Conventional Hydroelectric | WAT | Hydro | 18 | 1927
16183 | Rochester Gas & Electric Corp | 2646 | Wiscoy 170 | NY | Allegany | 1 | Conventional Hydroelectric | WAT | Hydro | 0.6 | 1922
16183 | Rochester Gas & Electric Corp | 2646 | Wiscoy 170 | NY | Allegany | 2 | Conventional Hydroelectric | WAT | Hydro | 0.4 | 1922
6775 | Village of Freeport - (NY) | 2678 | Plant No 1 Freeport | NY | Nassau | 2 | Petroleum Liquids | DFO | Petroleum | 2.9 | 1949
6775 | Village of Freeport - (NY) | 2678 | Plant No 1 Freeport | NY | Nassau | 3 | Petroleum Liquids | DFO | Petroleum | 3.1 | 1954
6775 | Village of Freeport - (NY) | 2678 | Plant No 1 Freeport | NY | Nassau | 4 | Petroleum Liquids | DFO | Petroleum | 5.1 | 1964
6775 | Village of Freeport - (NY) | 2679 | Plant No 2 Freeport | NY | Nassau | 3 | Petroleum Liquids | DFO | Petroleum | 18.1 | 1973
6775 | Village of Freeport - (NY) | 2679 | Plant No 2 Freeport | NY | Nassau | CT5 | Natural Gas Fired Combustion Turbine | NG | Natural Gas Peaker | 60.5 | 2004
7630 | Village of Greenport - (NY) | 2681 | Greenport | NY | Suffolk | 2 | Petroleum Liquids | DFO | Petroleum | 1.7 | 1997
7630 | Village of Greenport - (NY) | 2681 | Greenport | NY | Suffolk | 4 | Petroleum Liquids | DFO | Petroleum | 1.2 | 1957
7630 | Village of Greenport - (NY) | 2681 | Greenport | NY | Suffolk | 5 | Petroleum Liquids | DFO | Petroleum | 1.8 | 1965
7630 | Village of Greenport - (NY) | 2681 | Greenport | NY | Suffolk | 6 | Petroleum Liquids | DFO | Petroleum | 3.8 | 1971
7630 | Village of Greenport - (NY) | 2681 | Greenport | NY | Suffolk | 7 | Petroleum Liquids | DFO | Petroleum | 1.6 | 1997
9645 | Jamestown Board of Public Util | 2682 | S A Carlson | NY | Chautauqua | 5 | Natural Gas Steam Turbine | NG | Natural Gas Peaker | 24.5 | 1951
9645 | Jamestown Board of Public Util | 2682 | S A Carlson | NY | Chautauqua | 6 | Natural Gas Steam Turbine | NG | Natural Gas Peaker | 24.5 | 1968
9645 | Jamestown Board of Public Util | 2682 | S A Carlson | NY | Chautauqua | 7 | Natural Gas Fired Combustion Turbine | NG | Natural Gas Peaker | 47.3 | 2001
15296 | New York Power Authority | 2685 | Crescent | NY | Albany | 1 | Conventional Hydroelectric | WAT | Hydro | 2.8 | 1924
15296 | New York Power Authority | 2685 | Crescent | NY | Albany | 2 | Conventional Hydroelectric | WAT | Hydro | 2.8 | 1924
15296 | New York Power Authority | 2685 | Crescent | NY | Albany | 3 | Conventional Hydroelectric | WAT | Hydro | 3 | 1991
15296 | New York Power Authority | 2685 | Crescent | NY | Albany | 4 | Conventional Hydroelectric | WAT | Hydro | 3 | 1991
15296 | New York Power Authority | 2686 | Vischer Ferry | NY | Saratoga | 1 | Conventional Hydroelectric | WAT | Hydro | 2.8 | 1924
15296 | New York Power Authority | 2686 | Vischer Ferry | NY | Saratoga | 2 | Conventional Hydroelectric | WAT | Hydro | 2.8 | 1924
15296 | New York Power Authority | 2686 | Vischer Ferry | NY | Saratoga | 3 | Conventional Hydroelectric | WAT | Hydro | 3 | 1991
15296 | New York Power Authority | 2686 | Vischer Ferry | NY | Saratoga | 4 | Conventional Hydroelectric | WAT | Hydro | 3 | 1991
15296 | New York Power Authority | 2691 | Blenheim Gilboa | NY | Schoharie | 1 | Hydroelectric Pumped Storage | WAT | Other | 250 | 1973
15296 | New York Power Authority | 2691 | Blenheim Gilboa | NY | Schoharie | 2 | Hydroelectric Pumped Storage | WAT | Other | 250 | 1973
15296 | New York Power Authority | 2691 | Blenheim Gilboa | NY | Schoharie | 3 | Hydroelectric Pumped Storage | WAT | Other | 250 | 1973
15296 | New York Power Authority | 2691 | Blenheim Gilboa | NY | Schoharie | 4 | Hydroelectric Pumped Storage | WAT | Other | 250 | 1973
15296 | New York Power Authority | 2692 | Lewiston Niagara | NY | Niagara | 1 | Hydroelectric Pumped Storage | WAT | Other | 20 | 1961
15296 | New York Power Authority | 2692 | Lewiston Niagara | NY | Niagara | 10 | Hydroelectric Pumped Storage | WAT | Other | 20 | 1962
15296 | New York Power Authority | 2692 | Lewiston Niagara | NY | Niagara | 11 | Hydroelectric Pumped Storage | WAT | Other | 20 | 1962
15296 | New York Power Authority | 2692 | Lewiston Niagara | NY | Niagara | 12 | Hydroelectric Pumped Storage | WAT | Other | 20 | 1962
15296 | New York Power Authority | 2692 | Lewiston Niagara | NY | Niagara | 2 | Hydroelectric Pumped Storage | WAT | Other | 20 | 1961
15296 | New York Power Authority | 2692 | Lewiston Niagara | NY | Niagara | 3 | Hydroelectric Pumped Storage | WAT | Other | 20 | 1961
15296 | New York Power Authority | 2692 | Lewiston Niagara | NY | Niagara | 4 | Hydroelectric Pumped Storage | WAT | Other | 20 | 1962
15296 | New York Power Authority | 2692 | Lewiston Niagara | NY | Niagara | 5 | Hydroelectric Pumped Storage | WAT | Other | 20 | 1962
15296 | New York Power Authority | 2692 | Lewiston Niagara | NY | Niagara | 6 | Hydroelectric Pumped Storage | WAT | Other | 20 | 1962
15296 | New York Power Authority | 2692 | Lewiston Niagara | NY | Niagara | 7 | Hydroelectric Pumped Storage | WAT | Other | 20 | 1962
15296 | New York Power Authority | 2692 | Lewiston Niagara | NY | Niagara | 8 | Hydroelectric Pumped Storage | WAT | Other | 20 | 1962
15296 | New York Power Authority | 2692 | Lewiston Niagara | NY | Niagara | 9 | Hydroelectric Pumped Storage | WAT | Other | 20 | 1962
15296 | New York Power Authority | 2693 | Robert Moses Niagara | NY | Niagara | 1 | Conventional Hydroelectric | WAT | Hydro | 193.5 | 1961
15296 | New York Power Authority | 2693 | Robert Moses Niagara | NY | Niagara | 10 | Conventional Hydroelectric | WAT | Hydro | 193.5 | 1961
15296 | New York Power Authority | 2693 | Robert Moses Niagara | NY | Niagara | 11 | Conventional Hydroelectric | WAT | Hydro | 193.5 | 1962
15296 | New York Power Authority | 2693 | Robert Moses Niagara | NY | Niagara | 12 | Conventional Hydroelectric | WAT | Hydro | 193.5 | 1962
15296 | New York Power Authority | 2693 | Robert Moses Niagara | NY | Niagara | 13 | Conventional Hydroelectric | WAT | Hydro | 193.5 | 1962
15296 | New York Power Authority | 2693 | Robert Moses Niagara | NY | Niagara | 2 | Conventional Hydroelectric | WAT | Hydro | 193.5 | 1962
15296 | New York Power Authority | 2693 | Robert Moses Niagara | NY | Niagara | 3 | Conventional Hydroelectric | WAT | Hydro | 193.5 | 1961
15296 | New York Power Authority | 2693 | Robert Moses Niagara | NY | Niagara | 4 | Conventional Hydroelectric | WAT | Hydro | 193.5 | 1961
15296 | New York Power Authority | 2693 | Robert Moses Niagara | NY | Niagara | 5 | Conventional Hydroelectric | WAT | Hydro | 193.5 | 1961
15296 | New York Power Authority | 2693 | Robert Moses Niagara | NY | Niagara | 6 | Conventional Hydroelectric | WAT | Hydro | 193.5 | 1961
15296 | New York Power Authority | 2693 | Robert Moses Niagara | NY | Niagara | 7 | Conventional Hydroelectric | WAT | Hydro | 193.5 | 1961
15296 | New York Power Authority | 2693 | Robert Moses Niagara | NY | Niagara | 8 | Conventional Hydroelectric | WAT | Hydro | 150.3 | 1961
15296 | New York Power Authority | 2693 | Robert Moses Niagara | NY | Niagara | 9 | Conventional Hydroelectric | WAT | Hydro | 150.3 | 1961
15296 | New York Power Authority | 2694 | Robert Moses Power Dam | NY | St Lawrence | 17 | Conventional Hydroelectric | WAT | Hydro | 57 | 1959
15296 | New York Power Authority | 2694 | Robert Moses Power Dam | NY | St Lawrence | 18 | Conventional Hydroelectric | WAT | Hydro | 57 | 1959
15296 | New York Power Authority | 2694 | Robert Moses Power Dam | NY | St Lawrence | 19 | Conventional Hydroelectric | WAT | Hydro | 57 | 1959
15296 | New York Power Authority | 2694 | Robert Moses Power Dam | NY | St Lawrence | 20 | Conventional Hydroelectric | WAT | Hydro | 57 | 1959
15296 | New York Power Authority | 2694 | Robert Moses Power Dam | NY | St Lawrence | 21 | Conventional Hydroelectric | WAT | Hydro | 57 | 1959
15296 | New York Power Authority | 2694 | Robert Moses Power Dam | NY | St Lawrence | 22 | Conventional Hydroelectric | WAT | Hydro | 57 | 1959
15296 | New York Power Authority | 2694 | Robert Moses Power Dam | NY | St Lawrence | 23 | Conventional Hydroelectric | WAT | Hydro | 57 | 1959
15296 | New York Power Authority | 2694 | Robert Moses Power Dam | NY | St Lawrence | 24 | Conventional Hydroelectric | WAT | Hydro | 57 | 1958
15296 | New York Power Authority | 2694 | Robert Moses Power Dam | NY | St Lawrence | 25 | Conventional Hydroelectric | WAT | Hydro | 57 | 1958
15296 | New York Power Authority | 2694 | Robert Moses Power Dam | NY | St Lawrence | 26 | Conventional Hydroelectric | WAT | Hydro | 57 | 1958
15296 | New York Power Authority | 2694 | Robert Moses Power Dam | NY | St Lawrence | 27 | Conventional Hydroelectric | WAT | Hydro | 57 | 1958
15296 | New York Power Authority | 2694 | Robert Moses Power Dam | NY | St Lawrence | 28 | Conventional Hydroelectric | WAT | Hydro | 57 | 1958
15296 | New York Power Authority | 2694 | Robert Moses Power Dam | NY | St Lawrence | 29 | Conventional Hydroelectric | WAT | Hydro | 57 | 1958
15296 | New York Power Authority | 2694 | Robert Moses Power Dam | NY | St Lawrence | 30 | Conventional Hydroelectric | WAT | Hydro | 57 | 1958
15296 | New York Power Authority | 2694 | Robert Moses Power Dam | NY | St Lawrence | 31 | Conventional Hydroelectric | WAT | Hydro | 57 | 1958
15296 | New York Power Authority | 2694 | Robert Moses Power Dam | NY | St Lawrence | 32 | Conventional Hydroelectric | WAT | Hydro | 57 | 1958
16217 | Village of Rockville Centre - (NY) | 2695 | Charles P Keller | NY | Nassau | 10 | Natural Gas Internal Combustion Engine | NG | Natural Gas Peaker | 3.5 | 1954
16217 | Village of Rockville Centre - (NY) | 2695 | Charles P Keller | NY | Nassau | 11 | Natural Gas Internal Combustion Engine | NG | Natural Gas Peaker | 5.2 | 1962
16217 | Village of Rockville Centre - (NY) | 2695 | Charles P Keller | NY | Nassau | 12 | Natural Gas Internal Combustion Engine | NG | Natural Gas Peaker | 5.5 | 1967
16217 | Village of Rockville Centre - (NY) | 2695 | Charles P Keller | NY | Nassau | 13 | Natural Gas Internal Combustion Engine | NG | Natural Gas Peaker | 5.5 | 1974
16217 | Village of Rockville Centre - (NY) | 2695 | Charles P Keller | NY | Nassau | 14 | Natural Gas Internal Combustion Engine | NG | Natural Gas Peaker | 6.2 | 1994
16217 | Village of Rockville Centre - (NY) | 2695 | Charles P Keller | NY | Nassau | 7 | Petroleum Liquids | DFO | Petroleum | 2 | 1942
16217 | Village of Rockville Centre - (NY) | 2695 | Charles P Keller | NY | Nassau | 8 | Petroleum Liquids | DFO | Petroleum | 2.4 | 1950
16217 | Village of Rockville Centre - (NY) | 2695 | Charles P Keller | NY | Nassau | 9 | Natural Gas Internal Combustion Engine | NG | Natural Gas Peaker | 3.5 | 1954
20188 | City of Watertown - (NY) | 2700 | Watertown | NY | Jefferson | 1 | Conventional Hydroelectric | WAT | Hydro | 2.7 | 1924
20188 | City of Watertown - (NY) | 2700 | Watertown | NY | Jefferson | 2 | Conventional Hydroelectric | WAT | Hydro | 2.7 | 1924
20188 | City of Watertown - (NY) | 2700 | Watertown | NY | Jefferson | 3 | Conventional Hydroelectric | WAT | Hydro | 2.7 | 1924
3046 | Duke Energy Progress - (NC) | 2706 | Asheville | NC | Buncombe | 1 | Conventional Steam Coal | BIT | Hard Coal | 206.6 | 1964
3046 | Duke Energy Progress - (NC) | 2706 | Asheville | NC | Buncombe | 2 | Conventional Steam Coal | BIT | Hard Coal | 207 | 1971
3046 | Duke Energy Progress - (NC) | 2706 | Asheville | NC | Buncombe | GT1 | Natural Gas Fired Combustion Turbine | NG | Natural Gas Peaker | 211.7 | 1999
3046 | Duke Energy Progress - (NC) | 2706 | Asheville | NC | Buncombe | GT2 | Natural Gas Fired Combustion Turbine | NG | Natural Gas Peaker | 211.8 | 2000
3046 | Duke Energy Progress - (NC) | 2707 | Blewett | NC | Anson | 1 | Conventional Hydroelectric | WAT | Hydro | 3.2 | 1912
3046 | Duke Energy Progress - (NC) | 2707 | Blewett | NC | Anson | 2 | Conventional Hydroelectric | WAT | Hydro | 3.2 | 1912
3046 | Duke Energy Progress - (NC) | 2707 | Blewett | NC | Anson | 3 | Conventional Hydroelectric | WAT | Hydro | 3.2 | 1912
3046 | Duke Energy Progress - (NC) | 2707 | Blewett | NC | Anson | 4 | Conventional Hydroelectric | WAT | Hydro | 5 | 1912
3046 | Duke Energy Progress - (NC) | 2707 | Blewett | NC | Anson | 5 | Conventional Hydroelectric | WAT | Hydro | 5 | 1912
3046 | Duke Energy Progress - (NC) | 2707 | Blewett | NC | Anson | 6 | Conventional Hydroelectric | WAT | Hydro | 5 | 1912
3046 | Duke Energy Progress - (NC) | 2707 | Blewett | NC | Anson | GT1 | Petroleum Liquids | DFO | Petroleum | 17.5 | 1971
3046 | Duke Energy Progress - (NC) | 2707 | Blewett | NC | Anson | GT2 | Petroleum Liquids | DFO | Petroleum | 17.5 | 1971
3046 | Duke Energy Progress - (NC) | 2707 | Blewett | NC | Anson | GT3 | Petroleum Liquids | DFO | Petroleum | 17.5 | 1971
3046 | Duke Energy Progress - (NC) | 2707 | Blewett | NC | Anson | GT4 | Petroleum Liquids | DFO | Petroleum | 17.5 | 1971
3046 | Duke Energy Progress - (NC) | 2710 | Marshall Dam | NC | Madison | HC1 | Conventional Hydroelectric | WAT | Hydro | 2.5 | 1985
3046 | Duke Energy Progress - (NC) | 2710 | Marshall Dam | NC | Madison | HC2 | Conventional Hydroelectric | WAT | Hydro | 2.5 | 1985
3046 | Duke Energy Progress - (NC) | 2712 | Roxboro | NC | Person | 1 | Conventional Steam Coal | BIT | Hard Coal | 410.8 | 1966
3046 | Duke Energy Progress - (NC) | 2712 | Roxboro | NC | Person | 2 | Conventional Steam Coal | BIT | Hard Coal | 657 | 1968
3046 | Duke Energy Progress - (NC) | 2712 | Roxboro | NC | Person | 3 | Conventional Steam Coal | BIT | Hard Coal | 745.2 | 1973
3046 | Duke Energy Progress - (NC) | 2712 | Roxboro | NC | Person | 4 | Conventional Steam Coal | BIT | Hard Coal | 745.2 | 1980
3046 | Duke Energy Progress - (NC) | 2713 | L V Sutton Steam | NC | New Hanover | GT1 | Petroleum Liquids | DFO | Petroleum | 16.3 | 1968
3046 | Duke Energy Progress - (NC) | 2713 | L V Sutton Steam | NC | New Hanover | GTA | Petroleum Liquids | DFO | Petroleum | 37.5 | 1969
3046 | Duke Energy Progress - (NC) | 2713 | L V Sutton Steam | NC | New Hanover | GTB | Petroleum Liquids | DFO | Petroleum | 37.5 | 1969
3046 | Duke Energy Progress - (NC) | 2714 | Tillery | NC | Montgomery | 1 | Conventional Hydroelectric | WAT | Hydro | 22 | 1928
3046 | Duke Energy Progress - (NC) | 2714 | Tillery | NC | Montgomery | 2 | Conventional Hydroelectric | WAT | Hydro | 18 | 1928
3046 | Duke Energy Progress - (NC) | 2714 | Tillery | NC | Montgomery | 3 | Conventional Hydroelectric | WAT | Hydro | 22 | 1928
3046 | Duke Energy Progress - (NC) | 2714 | Tillery | NC | Montgomery | 4 | Conventional Hydroelectric | WAT | Hydro | 22 | 1960
3046 | Duke Energy Progress - (NC) | 2715 | Walters | NC | Haywood | 1 | Conventional Hydroelectric | WAT | Hydro | 36 | 1930
3046 | Duke Energy Progress - (NC) | 2715 | Walters | NC | Haywood | 2 | Conventional Hydroelectric | WAT | Hydro | 36 | 1930
3046 | Duke Energy Progress - (NC) | 2715 | Walters | NC | Haywood | 3 | Conventional Hydroelectric | WAT | Hydro | 36 | 1930
3046 | Duke Energy Progress - (NC) | 2716 | W H Weatherspoon | NC | Robeson | GT1 | Petroleum Liquids | DFO | Petroleum | 39.7 | 1970
3046 | Duke Energy Progress - (NC) | 2716 | W H Weatherspoon | NC | Robeson | GT2 | Petroleum Liquids | DFO | Petroleum | 39.7 | 1970
3046 | Duke Energy Progress - (NC) | 2716 | W H Weatherspoon | NC | Robeson | GT3 | Petroleum Liquids | DFO | Petroleum | 41.8 | 1971
3046 | Duke Energy Progress - (NC) | 2716 | W H Weatherspoon | NC | Robeson | GT4 | Petroleum Liquids | DFO | Petroleum | 41.8 | 1971
5416 | Duke Energy Carolinas, LLC | 2718 | G G Allen | NC | Gaston | 1 | Conventional Steam Coal | BIT | Hard Coal | 163.2 | 1957
5416 | Duke Energy Carolinas, LLC | 2718 | G G Allen | NC | Gaston | 2 | Conventional Steam Coal | BIT | Hard Coal | 163.2 | 1957
5416 | Duke Energy Carolinas, LLC | 2718 | G G Allen | NC | Gaston | 3 | Conventional Steam Coal | BIT | Hard Coal | 272 | 1959
5416 | Duke Energy Carolinas, LLC | 2718 | G G Allen | NC | Gaston | 4 | Conventional Steam Coal | BIT | Hard Coal | 278 | 1960
5416 | Duke Energy Carolinas, LLC | 2718 | G G Allen | NC | Gaston | 5 | Conventional Steam Coal | BIT | Hard Coal | 272 | 1961
5416 | Duke Energy Carolinas, LLC | 2719 | Bridgewater | NC | Burke | 1 | Conventional Hydroelectric | WAT | Hydro | 13 | 1919
5416 | Duke Energy Carolinas, LLC | 2719 | Bridgewater | NC | Burke | 2 | Conventional Hydroelectric | WAT | Hydro | 13 | 1919
5416 | Duke Energy Carolinas, LLC | 2719 | Bridgewater | NC | Burke | 3 | Conventional Hydroelectric | WAT | Hydro | 1.7 | 2011
5416 | Duke Energy Carolinas, LLC | 2720 | Buck | NC | Rowan | CT11 | Natural Gas Fired Combined Cycle | NG | Natural Gas Nonpeaker | 185.3 | 2011
5416 | Duke Energy Carolinas, LLC | 2720 | Buck | NC | Rowan | CT12 | Natural Gas Fired Combined Cycle | NG | Natural Gas Nonpeaker | 185.3 | 2011
5416 | Duke Energy Carolinas, LLC | 2720 | Buck | NC | Rowan | ST10 | Natural Gas Fired Combined Cycle | NG | Natural Gas Nonpeaker | 327.3 | 2011
5416 | Duke Energy Carolinas, LLC | 2721 | James E. Rogers Energy Complex | NC | Cleveland | 5 | Conventional Steam Coal | BIT | Hard Coal | 621 | 1972
5416 | Duke Energy Carolinas, LLC | 2721 | James E. Rogers Energy Complex | NC | Cleveland | 6 | Conventional Steam Coal | BIT | Hard Coal | 909.5 | 2012
5416 | Duke Energy Carolinas, LLC | 2722 | Cowans Ford | NC | Lincoln | 1 | Conventional Hydroelectric | WAT | Hydro | 87.5 | 1963
5416 | Duke Energy Carolinas, LLC | 2722 | Cowans Ford | NC | Lincoln | 2 | Conventional Hydroelectric | WAT | Hydro | 87.5 | 1963
5416 | Duke Energy Carolinas, LLC | 2722 | Cowans Ford | NC | Lincoln | 3 | Conventional Hydroelectric | WAT | Hydro | 87.5 | 1963
5416 | Duke Energy Carolinas, LLC | 2722 | Cowans Ford | NC | Lincoln | 4 | Conventional Hydroelectric | WAT | Hydro | 87.5 | 1967
5416 | Duke Energy Carolinas, LLC | 2723 | Dan River | NC | Rockingham | CT8 | Natural Gas Fired Combined Cycle | NG | Natural Gas Nonpeaker | 185.3 | 2012
5416 | Duke Energy Carolinas, LLC | 2723 | Dan River | NC | Rockingham | CT9 | Natural Gas Fired Combined Cycle | NG | Natural Gas Nonpeaker | 185.3 | 2012
5416 | Duke Energy Carolinas, LLC | 2723 | Dan River | NC | Rockingham | ST7 | Natural Gas Fired Combined Cycle | NG | Natural Gas Nonpeaker | 327.3 | 2012
5416 | Duke Energy Carolinas, LLC | 2726 | Lookout Shoals | NC | Iredell | 1 | Conventional Hydroelectric | WAT | Hydro | 8.6 | 1915
5416 | Duke Energy Carolinas, LLC | 2726 | Lookout Shoals | NC | Iredell | 2 | Conventional Hydroelectric | WAT | Hydro | 8.6 | 1915
5416 | Duke Energy Carolinas, LLC | 2726 | Lookout Shoals | NC | Iredell | 3 | Conventional Hydroelectric | WAT | Hydro | 8.6 | 1915
5416 | Duke Energy Carolinas, LLC | 2727 | Marshall (NC) | NC | Catawba | 1 | Conventional Steam Coal | BIT | Hard Coal | 348.5 | 1965
5416 | Duke Energy Carolinas, LLC | 2727 | Marshall (NC) | NC | Catawba | 2 | Conventional Steam Coal | BIT | Hard Coal | 348.5 | 1966
5416 | Duke Energy Carolinas, LLC | 2727 | Marshall (NC) | NC | Catawba | 3 | Conventional Steam Coal | BIT | Hard Coal | 711 | 1969
5416 | Duke Energy Carolinas, LLC | 2727 | Marshall (NC) | NC | Catawba | 4 | Conventional Steam Coal | BIT | Hard Coal | 711 | 1970
5416 | Duke Energy Carolinas, LLC | 2728 | Mountain Island | NC | Gaston | 1 | Conventional Hydroelectric | WAT | Hydro | 15 | 1923
5416 | Duke Energy Carolinas, LLC | 2728 | Mountain Island | NC | Gaston | 2 | Conventional Hydroelectric | WAT | Hydro | 15 | 1923
5416 | Duke Energy Carolinas, LLC | 2728 | Mountain Island | NC | Gaston | 3 | Conventional Hydroelectric | WAT | Hydro | 15 | 1923
5416 | Duke Energy Carolinas, LLC | 2728 | Mountain Island | NC | Gaston | 4 | Conventional Hydroelectric | WAT | Hydro | 15 | 1923
5416 | Duke Energy Carolinas, LLC | 2729 | Oxford Dam | NC | Catawba | 1 | Conventional Hydroelectric | WAT | Hydro | 18 | 1928
5416 | Duke Energy Carolinas, LLC | 2729 | Oxford Dam | NC | Catawba | 2 | Conventional Hydroelectric | WAT | Hydro | 18 | 1928
5416 | Duke Energy Carolinas, LLC | 2730 | Rhodhiss | NC | Caldwell | 1 | Conventional Hydroelectric | WAT | Hydro | 8.5 | 1925
5416 | Duke Energy Carolinas, LLC | 2730 | Rhodhiss | NC | Caldwell | 2 | Conventional Hydroelectric | WAT | Hydro | 8.5 | 1925
5416 | Duke Energy Carolinas, LLC | 2730 | Rhodhiss | NC | Caldwell | 3 | Conventional Hydroelectric | WAT | Hydro | 8.5 | 1925
13763 | Northbrook Carolina Hydro LLC | 2735 | Turner Shoals | NC | Polk | 1 | Conventional Hydroelectric | WAT | Hydro | 2.7 | 1996
13763 | Northbrook Carolina Hydro LLC | 2735 | Turner Shoals | NC | Polk | 2 | Conventional Hydroelectric | WAT | Hydro | 2.7 | 1996
5416 | Duke Energy Carolinas, LLC | 2736 | Tuxedo | NC | Henderson | 1 | Conventional Hydroelectric | WAT | Hydro | 2.5 | 1920
5416 | Duke Energy Carolinas, LLC | 2736 | Tuxedo | NC | Henderson | 2 | Conventional Hydroelectric | WAT | Hydro | 2.5 | 1920
5416 | Duke Energy Carolinas, LLC | 2741 | Bear Creek Dam | NC | Jackson | 1 | Conventional Hydroelectric | WAT | Hydro | 9 | 1954
5416 | Duke Energy Carolinas, LLC | 2743 | Cedar Cliff | NC | Jackson | 1 | Conventional Hydroelectric | WAT | Hydro | 6.4 | 1952
5416 | Duke Energy Carolinas, LLC | 2745 | Franklin (NC) | NC | Macon | 1 | Conventional Hydroelectric | WAT | Hydro | 0.5 | 1925
5416 | Duke Energy Carolinas, LLC | 2745 | Franklin (NC) | NC | Macon | 2 | Conventional Hydroelectric | WAT | Hydro | 0.5 | 1925
5416 | Duke Energy Carolinas, LLC | 2746 | Mission | NC | Clay | 1 | Conventional Hydroelectric | WAT | Hydro | 0.6 | 1924
5416 | Duke Energy Carolinas, LLC | 2746 | Mission | NC | Clay | 2 | Conventional Hydroelectric | WAT | Hydro | 0.6 | 1924
5416 | Duke Energy Carolinas, LLC | 2746 | Mission | NC | Clay | 3 | Conventional Hydroelectric | WAT | Hydro | 0.6 | 1943
5416 | Duke Energy Carolinas, LLC | 2747 | Nantahala | NC | Macon | 1 | Conventional Hydroelectric | WAT | Hydro | 43.2 | 1942
5416 | Duke Energy Carolinas, LLC | 2749 | Tennessee Creek | NC | Jackson | 1 | Conventional Hydroelectric | WAT | Hydro | 10.8 | 1955
5416 | Duke Energy Carolinas, LLC | 2750 | Thorpe | NC | Jackson | 1 | Conventional Hydroelectric | WAT | Hydro | 21.6 | 1941
5416 | Duke Energy Carolinas, LLC | 2751 | Tuckasegee | NC | Jackson | 1 | Conventional Hydroelectric | WAT | Hydro | 3 | 1950
19876 | Virginia Electric & Power Co | 2756 | Gaston | NC | Halifax | 1 | Conventional Hydroelectric | WAT | Hydro | 44.4 | 1963
19876 | Virginia Electric & Power Co | 2756 | Gaston | NC | Halifax | 2 | Conventional Hydroelectric | WAT | Hydro | 44.4 | 1963
19876 | Virginia Electric & Power Co | 2756 | Gaston | NC | Halifax | 3 | Conventional Hydroelectric | WAT | Hydro | 44.4 | 1963
19876 | Virginia Electric & Power Co | 2756 | Gaston | NC | Halifax | 4 | Conventional Hydroelectric | WAT | Hydro | 44.4 | 1963
19876 | Virginia Electric & Power Co | 2758 | Roanoke Rapids | NC | Halifax | 1 | Conventional Hydroelectric | WAT | Hydro | 25 | 1955
19876 | Virginia Electric & Power Co | 2758 | Roanoke Rapids | NC | Halifax | 2 | Conventional Hydroelectric | WAT | Hydro | 25 | 1955
19876 | Virginia Electric & Power Co | 2758 | Roanoke Rapids | NC | Halifax | 3 | Conventional Hydroelectric | WAT | Hydro | 25 | 1955
19876 | Virginia Electric & Power Co | 2758 | Roanoke Rapids | NC | Halifax | 4 | Conventional Hydroelectric | WAT | Hydro | 25 | 1955
10604 | Lake Lure Town of | 2773 | Lake Lure | NC | RUTHERFORD | 1 | Conventional Hydroelectric | WAT | Hydro | 1.2 | 1927
10604 | Lake Lure Town of | 2773 | Lake Lure | NC | RUTHERFORD | 2 | Conventional Hydroelectric | WAT | Hydro | 2.4 | 1927
18642 | Tennessee Valley Authority | 2778 | Chatuge | NC | Clay | 1 | Conventional Hydroelectric | WAT | Hydro | 13.2 | 1954
18642 | Tennessee Valley Authority | 2779 | Fontana Dam | NC | Swain | 1 | Conventional Hydroelectric | WAT | Hydro | 81 | 1945
18642 | Tennessee Valley Authority | 2779 | Fontana Dam | NC | Swain | 2 | Conventional Hydroelectric | WAT | Hydro | 92.7 | 1945
18642 | Tennessee Valley Authority | 2779 | Fontana Dam | NC | Swain | 3 | Conventional Hydroelectric | WAT | Hydro | 81 | 1954
18642 | Tennessee Valley Authority | 2780 | Hiwassee Dam | NC | Cherokee | 1 | Conventional Hydroelectric | WAT | Hydro | 70.6 | 1940
18642 | Tennessee Valley Authority | 2780 | Hiwassee Dam | NC | Cherokee | 2 | Hydroelectric Pumped Storage | WAT | Other | 95 | 1956
13683 | North Carolina El Member Corp | 2783 | Buxton | NC | Dare | 1A | Petroleum Liquids | DFO | Petroleum | 3 | 1991
13683 | North Carolina El Member Corp | 2783 | Buxton | NC | Dare | 2A | Petroleum Liquids | DFO | Petroleum | 3 | 1991
13683 | North Carolina El Member Corp | 2783 | Buxton | NC | Dare | 3A | Petroleum Liquids | DFO | Petroleum | 3 | 1991
13683 | North Carolina El Member Corp | 2783 | Buxton | NC | Dare | 4A | Petroleum Liquids | DFO | Petroleum | 3 | 1991
13683 | North Carolina El Member Corp | 2783 | Buxton | NC | Dare | 5A | Petroleum Liquids | DFO | Petroleum | 3 | 1991
12199 | Montana-Dakota Utilities Co | 2790 | R M Heskett | ND | Morton | 1 | Conventional Steam Coal | LIG | Lignite | 40 | 1954
12199 | Montana-Dakota Utilities Co | 2790 | R M Heskett | ND | Morton | 2 | Conventional Steam Coal | LIG | Lignite | 75 | 1963
12199 | Montana-Dakota Utilities Co | 2790 | R M Heskett | ND | Morton | 3 | Natural Gas Fired Combustion Turbine | NG | Natural Gas Peaker | 88 | 2014
14232 | Otter Tail Power Co | 2801 | Jamestown | ND | Stutsman | 1 | Petroleum Liquids | DFO | Petroleum | 24.1 | 1976
14232 | Otter Tail Power Co | 2801 | Jamestown | ND | Stutsman | 2 | Petroleum Liquids | DFO | Petroleum | 24.1 | 1978
7444 | City of Grafton - (ND) | 2811 | Grafton | ND | Walsh | 1 | Petroleum Liquids | DFO | Petroleum | 0.6 | 1937
7444 | City of Grafton - (ND) | 2811 | Grafton | ND | Walsh | 2 | Petroleum Liquids | DFO | Petroleum | 0.8 | 1949
7444 | City of Grafton - (ND) | 2811 | Grafton | ND | Walsh | 3 | Petroleum Liquids | DFO | Petroleum | 1.3 | 1956
7444 | City of Grafton - (ND) | 2811 | Grafton | ND | Walsh | 4 | Petroleum Liquids | DFO | Petroleum | 1.3 | 1956
19635 | USCE-Missouri River District | 2815 | Garrison | ND | Mercer | 1 | Conventional Hydroelectric | WAT | Hydro | 128 | 1956
19635 | USCE-Missouri River District | 2815 | Garrison | ND | Mercer | 2 | Conventional Hydroelectric | WAT | Hydro | 128 | 1956
19635 | USCE-Missouri River District | 2815 | Garrison | ND | Mercer | 3 | Conventional Hydroelectric | WAT | Hydro | 128 | 1956
19635 | USCE-Missouri River District | 2815 | Garrison | ND | Mercer | 4 | Conventional Hydroelectric | WAT | Hydro | 115 | 1960
19635 | USCE-Missouri River District | 2815 | Garrison | ND | Mercer | 5 | Conventional Hydroelectric | WAT | Hydro | 115 | 1960
1307 | Basin Electric Power Coop | 2817 | Leland Olds | ND | Mercer | 1 | Conventional Steam Coal | LIG | Lignite | 216 | 1966
1307 | Basin Electric Power Coop | 2817 | Leland Olds | ND | Mercer | 2 | Conventional Steam Coal | LIG | Lignite | 440 | 1975
12658 | Minnkota Power Coop, Inc | 2823 | Milton R Young | ND | Oliver | 1 | Conventional Steam Coal | LIG | Lignite | 257 | 1970
12658 | Minnkota Power Coop, Inc | 2823 | Milton R Young | ND | Oliver | 2 | Conventional Steam Coal | LIG | Lignite | 477 | 1977
7570 | Great River Energy | 2824 | Stanton | ND | Mercer | 1 | Conventional Steam Coal | SUB | Hard Coal | 190.2 | 1967
7570 | Great River Energy | 2824 | Stanton | ND | Mercer | 2 | Petroleum Liquids | DFO | Petroleum | 1 | 1986
58620 | AEP Generation Resources Inc | 2828 | Cardinal | OH | Jefferson | 1 | Conventional Steam Coal | BIT | Hard Coal | 615.2 | 1967
58620 | AEP Generation Resources Inc | 2828 | Cardinal | OH | Jefferson | 2 | Conventional Steam Coal | BIT | Hard Coal | 615.2 | 1967
58620 | AEP Generation Resources Inc | 2828 | Cardinal | OH | Jefferson | 3 | Conventional Steam Coal | BIT | Hard Coal | 650 | 1977
3542 | Duke Energy Ohio Inc | 2830 | Walter C Beckjord | OH | Clermont | BECK1 | Batteries | MWH | Other | 2 | 2015
3542 | Duke Energy Ohio Inc | 2830 | Walter C Beckjord | OH | Clermont | BECK2 | Batteries | MWH | Other | 2 | 2015
59917 | Dynegy Dicks Creek | 2831 | Dicks Creek | OH | Butler | 1 | Natural Gas Fired Combustion Turbine | NG | Natural Gas Peaker | 100 | 1965
59917 | Dynegy Dicks Creek | 2831 | Dicks Creek | OH | Butler | 3 | Natural Gas Fired Combustion Turbine | NG | Natural Gas Peaker | 16.5 | 1969
59917 | Dynegy Dicks Creek | 2831 | Dicks Creek | OH | Butler | 4 | Petroleum Liquids | DFO | Petroleum | 21.3 | 1969
59917 | Dynegy Dicks Creek | 2831 | Dicks Creek | OH | Butler | 5 | Petroleum Liquids | DFO | Petroleum | 21.3 | 1969
59919 | Dynegy Miami Fort | 2832 | Miami Fort | OH | Hamilton | 7 | Conventional Steam Coal | BIT | Hard Coal | 557.1 | 1975
59919 | Dynegy Miami Fort | 2832 | Miami Fort | OH | Hamilton | 8 | Conventional Steam Coal | BIT | Hard Coal | 557.7 | 1978
59919 | Dynegy Miami Fort | 2832 | Miami Fort | OH | Hamilton | GT3 | Petroleum Liquids | DFO | Petroleum | 16.5 | 1971
59919 | Dynegy Miami Fort | 2832 | Miami Fort | OH | Hamilton | GT4 | Petroleum Liquids | DFO | Petroleum | 16.5 | 1971
59919 | Dynegy Miami Fort | 2832 | Miami Fort | OH | Hamilton | GT5 | Petroleum Liquids | DFO | Petroleum | 16.5 | 1971
59919 | Dynegy Miami Fort | 2832 | Miami Fort | OH | Hamilton | GT6 | Petroleum Liquids | DFO | Petroleum | 16.5 | 1971
14165 | NRG Power Midwest LP | 2836 | Avon Lake | OH | Lorain | 10 | Petroleum Liquids | DFO | Petroleum | 29 | 1968
14165 | NRG Power Midwest LP | 2836 | Avon Lake | OH | Lorain | 7 | Conventional Steam Coal | BIT | Hard Coal | 86 | 1949
14165 | NRG Power Midwest LP | 2836 | Avon Lake | OH | Lorain | 9 | Conventional Steam Coal | BIT | Hard Coal | 680 | 1970
6526 | FirstEnergy Generation Corp | 2837 | FirstEnergy Eastlake | OH | Lake | 6 | Petroleum Liquids | DFO | Petroleum | 32 | 1973
58620 | AEP Generation Resources Inc | 2840 | Conesville | OH | Coshocton | 4 | Conventional Steam Coal | BIT | Hard Coal | 841.5 | 1973
58620 | AEP Generation Resources Inc | 2840 | Conesville | OH | Coshocton | 5 | Conventional Steam Coal | BIT | Hard Coal | 443.9 | 1976
58620 | AEP Generation Resources Inc | 2840 | Conesville | OH | Coshocton | 6 | Conventional Steam Coal | BIT | Hard Coal | 443.9 | 1978
4922 | Dayton Power & Light Co | 2847 | Frank M Tait | OH | Montgomery | GT1 | Natural Gas Fired Combustion Turbine | NG | Natural Gas Peaker | 103.5 | 1995
4922 | Dayton Power & Light Co | 2847 | Frank M Tait | OH | Montgomery | GT2 | Natural Gas Fired Combustion Turbine | NG | Natural Gas Peaker | 106.1 | 1996
4922 | Dayton Power & Light Co | 2847 | Frank M Tait | OH | Montgomery | GT3 | Natural Gas Fired Combustion Turbine | NG | Natural Gas Peaker | 84.2 | 1998
4922 | Dayton Power & Light Co | 2847 | Frank M Tait | OH | Montgomery | IC1 | Petroleum Liquids | DFO | Petroleum | 2.7 | 1967
4922 | Dayton Power & Light Co | 2847 | Frank M Tait | OH | Montgomery | IC2 | Petroleum Liquids | DFO | Petroleum | 2.7 | 1967
4922 | Dayton Power & Light Co | 2847 | Frank M Tait | OH | Montgomery | IC3 | Petroleum Liquids | DFO | Petroleum | 2.7 | 1967
4922 | Dayton Power & Light Co | 2847 | Frank M Tait | OH | Montgomery | IC4 | Petroleum Liquids | DFO | Petroleum | 2.7 | 1967
4922 | Dayton Power & Light Co | 2848 | O H Hutchings | OH | Montgomery | 7 | Natural Gas Fired Combustion Turbine | NG | Natural Gas Peaker | 32.6 | 1968
4922 | Dayton Power & Light Co | 2850 | J M Stuart | OH | Adams | 1 | Conventional Steam Coal | BIT | Hard Coal | 610.2 | 1971
4922 | Dayton Power & Light Co | 2850 | J M Stuart | OH | Adams | 2 | Conventional Steam Coal | BIT | Hard Coal | 610.2 | 1970
4922 | Dayton Power & Light Co | 2850 | J M Stuart | OH | Adams | 3 | Conventional Steam Coal | BIT | Hard Coal | 610.2 | 1972
4922 | Dayton Power & Light Co | 2850 | J M Stuart | OH | Adams | 4 | Conventional Steam Coal | BIT | Hard Coal | 610.2 | 1974
4922 | Dayton Power & Light Co | 2850 | J M Stuart | OH | Adams | D1 | Petroleum Liquids | DFO | Petroleum | 2.7 | 1969
4922 | Dayton Power & Light Co | 2850 | J M Stuart | OH | Adams | D2 | Petroleum Liquids | DFO | Petroleum | 2.7 | 1969
4922 | Dayton Power & Light Co | 2850 | J M Stuart | OH | Adams | D3 | Petroleum Liquids | DFO | Petroleum | 2.7 | 1969
4922 | Dayton Power & Light Co | 2850 | J M Stuart | OH | Adams | D4 | Petroleum Liquids | DFO | Petroleum | 2.7 | 1969
4922 | Dayton Power & Light Co | 2851 | Monument | OH | Montgomery | 1 | Petroleum Liquids | DFO | Petroleum | 2.7 | 1968
4922 | Dayton Power & Light Co | 2851 | Monument | OH | Montgomery | 2 | Petroleum Liquids | DFO | Petroleum | 2.7 | 1968
4922 | Dayton Power & Light Co | 2851 | Monument | OH | Montgomery | 3 | Petroleum Liquids | DFO | Petroleum | 2.7 | 1968
4922 | Dayton Power & Light Co | 2851 | Monument | OH | Montgomery | 4 | Petroleum Liquids | DFO | Petroleum | 2.7 | 1968
4922 | Dayton Power & Light Co | 2851 | Monument | OH | Montgomery | 5 | Petroleum Liquids | DFO | Petroleum | 2.7 | 1968
4922 | Dayton Power & Light Co | 2852 | Sidney (OH) | OH | Shelby | 1 | Petroleum Liquids | DFO | Petroleum | 2.7 | 1968
4922 | Dayton Power & Light Co | 2852 | Sidney (OH) | OH | Shelby | 2 | Petroleum Liquids | DFO | Petroleum | 2.7 | 1968
4922 | Dayton Power & Light Co | 2852 | Sidney (OH) | OH | Shelby | 3 | Petroleum Liquids | DFO | Petroleum | 2.7 | 1968
4922 | Dayton Power & Light Co | 2852 | Sidney (OH) | OH | Shelby | 4 | Petroleum Liquids | DFO | Petroleum | 2.7 | 1968
4922 | Dayton Power & Light Co | 2852 | Sidney (OH) | OH | Shelby | 5 | Petroleum Liquids | DFO | Petroleum | 2.7 | 1968
4922 | Dayton Power & Light Co | 2854 | Yankee Street | OH | Montgomery | 1 | Natural Gas Fired Combustion Turbine | NG | Natural Gas Peaker | 18.5 | 1969
4922 | Dayton Power & Light Co | 2854 | Yankee Street | OH | Montgomery | 2 | Natural Gas Fired Combustion Turbine | NG | Natural Gas Peaker | 18.5 | 1969
4922 | Dayton Power & Light Co | 2854 | Yankee Street | OH | Montgomery | 3 | Natural Gas Fired Combustion Turbine | NG | Natural Gas Peaker | 18.5 | 1969
4922 | Dayton Power & Light Co | 2854 | Yankee Street | OH | Montgomery | 4 | Natural Gas Fired Combustion Turbine | NG | Natural Gas Peaker | 17.5 | 1970
4922 | Dayton Power & Light Co | 2854 | Yankee Street | OH | Montgomery | 5 | Natural Gas Fired Combustion Turbine | NG | Natural Gas Peaker | 17.5 | 1970
4922 | Dayton Power & Light Co | 2854 | Yankee Street | OH | Montgomery | 6 | Natural Gas Fired Combustion Turbine | NG | Natural Gas Peaker | 17.5 | 1970
4922 | Dayton Power & Light Co | 2854 | Yankee Street | OH | Montgomery | 7 | Natural Gas Fired Combustion Turbine | NG | Natural Gas Peaker | 17.5 | 1970
4922 | Dayton Power & Light Co | 2854 | Yankee Street | OH | Montgomery | YS1 | Solar Photovoltaic | SUN | Solar PV | 1.1 | 2010
14165 | NRG Power Midwest LP | 2861 | Niles Power Plant | OH | Trumbull | GT1 | Petroleum Liquids | DFO | Petroleum | 27 | 1972
6526 | FirstEnergy Generation Corp | 2866 | FirstEnergy W H Sammis | OH | Jefferson | 1 | Conventional Steam Coal | BIT | Hard Coal | 190.4 | 1959
6526 | FirstEnergy Generation Corp | 2866 | FirstEnergy W H Sammis | OH | Jefferson | 2 | Conventional Steam Coal | BIT | Hard Coal | 190.4 | 1960
6526 | FirstEnergy Generation Corp | 2866 | FirstEnergy W H Sammis | OH | Jefferson | 3 | Conventional Steam Coal | BIT | Hard Coal | 190.4 | 1961
6526 | FirstEnergy Generation Corp | 2866 | FirstEnergy W H Sammis | OH | Jefferson | 4 | Conventional Steam Coal | BIT | Hard Coal | 190.4 | 1962
6526 | FirstEnergy Generation Corp | 2866 | FirstEnergy W H Sammis | OH | Jefferson | 5 | Conventional Steam Coal | BIT | Hard Coal | 334 | 1967
6526 | FirstEnergy Generation Corp | 2866 | FirstEnergy W H Sammis | OH | Jefferson | 6 | Conventional Steam Coal | BIT | Hard Coal | 680 | 1969
6526 | FirstEnergy Generation Corp | 2866 | FirstEnergy W H Sammis | OH | Jefferson | 7 | Conventional Steam Coal | BIT | Hard Coal | 680 | 1971
6526 | FirstEnergy Generation Corp | 2866 | FirstEnergy W H Sammis | OH | Jefferson | A1 | Petroleum Liquids | DFO | Petroleum | 2.5 | 1972
6526 | FirstEnergy Generation Corp | 2866 | FirstEnergy W H Sammis | OH | Jefferson | B1 | Petroleum Liquids | DFO | Petroleum | 2.5 | 1972
6526 | FirstEnergy Generation Corp | 2866 | FirstEnergy W H Sammis | OH | Jefferson | B2 | Petroleum Liquids | DFO | Petroleum | 2.5 | 1972
6526 | FirstEnergy Generation Corp | 2866 | FirstEnergy W H Sammis | OH | Jefferson | B3 | Petroleum Liquids | DFO | Petroleum | 2.5 | 1972
6526 | FirstEnergy Generation Corp | 2866 | FirstEnergy W H Sammis | OH | Jefferson | B4 | Petroleum Liquids | DFO | Petroleum | 2.5 | 1972
6526 | FirstEnergy Generation Corp | 2869 | FirstEnergy West Lorain | OH | Lorain | 1A | Petroleum Liquids | DFO | Petroleum | 65.3 | 1973
6526 | FirstEnergy Generation Corp | 2869 | FirstEnergy West Lorain | OH | Lorain | 1B | Petroleum Liquids | DFO | Petroleum | 65.3 | 1973
6526 | FirstEnergy Generation Corp | 2869 | FirstEnergy West Lorain | OH | Lorain | 2 | Natural Gas Fired Combustion Turbine | NG | Natural Gas Peaker | 85 | 2001
6526 | FirstEnergy Generation Corp | 2869 | FirstEnergy West Lorain | OH | Lorain | 3 | Natural Gas Fired Combustion Turbine | NG | Natural Gas Peaker | 85 | 2001
6526 | FirstEnergy Generation Corp | 2869 | FirstEnergy West Lorain | OH | Lorain | 4 | Natural Gas Fired Combustion Turbine | NG | Natural Gas Peaker | 85 | 2001
6526 | FirstEnergy Generation Corp | 2869 | FirstEnergy West Lorain | OH | Lorain | 5 | Natural Gas Fired Combustion Turbine | NG | Natural Gas Peaker | 85 | 2001
6526 | FirstEnergy Generation Corp | 2869 | FirstEnergy West Lorain | OH | Lorain | 6 | Natural Gas Fired Combustion Turbine | NG | Natural Gas Peaker | 85 | 2001
14015 | Ohio Valley Electric Corp | 2876 | Kyger Creek | OH | Gallia | 1 | Conventional Steam Coal | BIT | Hard Coal | 217.3 | 1955
14015 | Ohio Valley Electric Corp | 2876 | Kyger Creek | OH | Gallia | 2 | Conventional Steam Coal | BIT | Hard Coal | 217.3 | 1955
14015 | Ohio Valley Electric Corp | 2876 | Kyger Creek | OH | Gallia | 3 | Conventional Steam Coal | BIT | Hard Coal | 217.3 | 1955
14015 | Ohio Valley Electric Corp | 2876 | Kyger Creek | OH | Gallia | 4 | Conventional Steam Coal | BIT | Hard Coal | 217.3 | 1955
14015 | Ohio Valley Electric Corp | 2876 | Kyger Creek | OH | Gallia | 5 | Conventional Steam Coal | BIT | Hard Coal | 217.3 | 1955
6526 | FirstEnergy Generation Corp | 2878 | FirstEnergy Bay Shore | OH | Lucas | 1 | Petroleum Coke | PC | Hard Coal | 150.5 | 1955
6526 | FirstEnergy Generation Corp | 2878 | FirstEnergy Bay Shore | OH | Lucas | CT | Petroleum Liquids | DFO | Petroleum | 16 | 1967
57359 | Richland-Stryker Generation LLC | 2880 | Richland | OH | Defiance | 1 | Petroleum Liquids | DFO | Petroleum | 15 | 1965
57359 | Richland-Stryker Generation LLC | 2880 | Richland | OH | Defiance | 2 | Natural Gas Fired Combustion Turbine | NG | Natural Gas Peaker | 15 | 1966
57359 | Richland-Stryker Generation LLC | 2880 | Richland | OH | Defiance | 3 | Natural Gas Fired Combustion Turbine | NG | Natural Gas Peaker | 15 | 1966
57359 | Richland-Stryker Generation LLC | 2880 | Richland | OH | Defiance | 4 | Natural Gas Fired Combustion Turbine | NG | Natural Gas Peaker | 135 | 2001
57359 | Richland-Stryker Generation LLC | 2880 | Richland | OH | Defiance | 5 | Natural Gas Fired Combustion Turbine | NG | Natural Gas Peaker | 135 | 2001
57359 | Richland-Stryker Generation LLC | 2880 | Richland | OH | Defiance | 6 | Natural Gas Fired Combustion Turbine | NG | Natural Gas Peaker | 135 | 2001
57359 | Richland-Stryker Generation LLC | 2881 | Stryker | OH | WILLIAMS | 1 | Petroleum Liquids | DFO | Petroleum | 19 | 1968
768 | City of Arcanum - (OH) | 2902 | Arcanum | OH | Darke | 1 | Petroleum Liquids | DFO | Petroleum | 0.7 | 1951
768 | City of Arcanum - (OH) | 2902 | Arcanum | OH | Darke | 2 | Petroleum Liquids | DFO | Petroleum | 0.5 | 1946
2439 | City of Bryan - (OH) | 2903 | Bryan (OH) | OH | Williams | 1 | Natural Gas Fired Combustion Turbine | NG | Natural Gas Peaker | 15.8 | 1970
2439 | City of Bryan - (OH) | 2903 | Bryan (OH) | OH | Williams | 2 | Natural Gas Fired Combustion Turbine | NG | Natural Gas Peaker | 16 | 1988
2439 | City of Bryan - (OH) | 2903 | Bryan (OH) | OH | Williams | 5 | Petroleum Liquids | DFO | Petroleum | 2.5 | 1948
2439 | City of Bryan - (OH) | 2903 | Bryan (OH) | OH | Williams | 6 | Natural Gas Fired Combustion Turbine | NG | Natural Gas Peaker | 5 | 1963
3762 | City of Cleveland - (OH) | 2906 | Collinwood | OH | Cuyahoga | 3 | Natural Gas Fired Combustion Turbine | NG | Natural Gas Peaker | 16 | 1971
3762 | City of Cleveland - (OH) | 2909 | West 41st Street | OH | Cuyahoga | 1 | Natural Gas Fired Combustion Turbine | NG | Natural Gas Peaker | 16 | 1970
3762 | City of Cleveland - (OH) | 2909 | West 41st Street | OH | Cuyahoga | 2 | Natural Gas Fired Combustion Turbine | NG | Natural Gas Peaker | 16 | 1970
5336 | City of Dover - (OH) | 2914 | Dover | OH | Tuscarawas | 3 | Conventional Steam Coal | BIT | Hard Coal | 8 | 1954
5336 | City of Dover - (OH) | 2914 | Dover | OH | Tuscarawas | 4 | Conventional Steam Coal | BIT | Hard Coal | 19.5 | 1968
5336 | City of Dover - (OH) | 2914 | Dover | OH | Tuscarawas | 5 | Petroleum Liquids | DFO | Petroleum | 2.6 | 1966
5336 | City of Dover - (OH) | 2914 | Dover | OH | Tuscarawas | 6 | Natural Gas Fired Combustion Turbine | NG | Natural Gas Peaker | 19.5 | 1992
7977 | City of Hamilton - (OH) | 2917 | Hamilton (OH) | OH | Butler | 5 | Natural Gas Steam Turbine | NG | Natural Gas Peaker | 10 | 1954
7977 | City of Hamilton - (OH) | 2917 | Hamilton (OH) | OH | Butler | 7 | Natural Gas Steam Turbine | NG | Natural Gas Peaker | 25 | 1960
7977 | City of Hamilton - (OH) | 2917 | Hamilton (OH) | OH | Butler | 8 | Natural Gas Steam Turbine | NG | Natural Gas Peaker | 25 | 1965
7977 | City of Hamilton - (OH) | 2917 | Hamilton (OH) | OH | Butler | 9 | Natural Gas Steam Turbine | NG | Natural Gas Peaker | 50.6 | 1975
7977 | City of Hamilton - (OH) | 2917 | Hamilton (OH) | OH | Butler | GT2 | Natural Gas Fired Combustion Turbine | NG | Natural Gas Peaker | 16.3 | 1971
10830 | City of Lebanon - (OH) | 2921 | Lebanon | OH | Warren | 5 | Petroleum Liquids | DFO | Petroleum | 2 | 1955
10830 | City of Lebanon - (OH) | 2921 | Lebanon | OH | Warren | 6 | Petroleum Liquids | DFO | Petroleum | 3 | 1961
10830 | City of Lebanon - (OH) | 2921 | Lebanon | OH | Warren | 7 | Petroleum Liquids | DFO | Petroleum | 6 | 1966
10830 | City of Lebanon - (OH) | 2921 | Lebanon | OH | Warren | 8 | Petroleum Liquids | DFO | Petroleum | 5.6 | 1970
10830 | City of Lebanon - (OH) | 2921 | Lebanon | OH | Warren | 9 | Petroleum Liquids | DFO | Petroleum | 14 | 1986
13949 | City of Oberlin - (OH) | 2933 | Oberlin (OH) | OH | Lorain | 1 | Petroleum Liquids | DFO | Petroleum | 1.1 | 1948
13949 | City of Oberlin - (OH) | 2933 | Oberlin (OH) | OH | Lorain | 10 | Natural Gas Internal Combustion Engine | NG | Natural Gas Peaker | 0.5 | 1990
13949 | City of Oberlin - (OH) | 2933 | Oberlin (OH) | OH | Lorain | 2A | Natural Gas Internal Combustion Engine | NG | Natural Gas Peaker | 3.1 | 2001
13949 | City of Oberlin - (OH) | 2933 | Oberlin (OH) | OH | Lorain | 3A | Natural Gas Internal Combustion Engine | NG | Natural Gas Peaker | 3.1 | 2001
13949 | City of Oberlin - (OH) | 2933 | Oberlin (OH) | OH | Lorain | 6 | Petroleum Liquids | DFO | Petroleum | 2.5 | 1958
13949 | City of Oberlin - (OH) | 2933 | Oberlin (OH) | OH | Lorain | 7 | Petroleum Liquids | DFO | Petroleum | 2.7 | 1961
13949 | City of Oberlin - (OH) | 2933 | Oberlin (OH) | OH | Lorain | 8 | Petroleum Liquids | DFO | Petroleum | 3 | 1966
13949 | City of Oberlin - (OH) | 2933 | Oberlin (OH) | OH | Lorain | 9 | Natural Gas Internal Combustion Engine | NG | Natural Gas Peaker | 0.4 | 1990
13949 | City of Oberlin - (OH) | 2933 | Oberlin (OH) | OH | Lorain | IC4 | Natural Gas Internal Combustion Engine | NG | Natural Gas Peaker | 2.1 | 1996
14194 | City of Orrville - (OH) | 2935 | Orrville | OH | Wayne | 10 | Conventional Steam Coal | BIT | Hard Coal | 25 | 1971
14194 | City of Orrville - (OH) | 2935 | Orrville | OH | Wayne | 11 | Conventional Steam Coal | BIT | Hard Coal | 25 | 1971
14194 | City of Orrville - (OH) | 2935 | Orrville | OH | Wayne | 7 | Conventional Steam Coal | BIT | Hard Coal | 5 | 1949
14194 | City of Orrville - (OH) | 2935 | Orrville | OH | Wayne | 8 | Conventional Steam Coal | BIT | Hard Coal | 7.5 | 1955
14194 | City of Orrville - (OH) | 2935 | Orrville | OH | Wayne | 9 | Conventional Steam Coal | BIT | Hard Coal | 22 | 1961
14381 | City of Painesville | 2936 | Painesville | OH | Lake | 3 | Conventional Steam Coal | BIT | Hard Coal | 7.5 | 1953
14381 | City of Painesville | 2936 | Painesville | OH | Lake | 5 | Conventional Steam Coal | BIT | Hard Coal | 16.5 | 1965
14381 | City of Painesville | 2936 | Painesville | OH | Lake | 7 | Conventional Steam Coal | BIT | Hard Coal | 22 | 1990
14381 | City of Painesville | 2936 | Painesville | OH | Lake | ST2 | Conventional Steam Coal | BIT | Hard Coal | 7.5 | 1949
14381 | City of Painesville | 2936 | Painesville | OH | Lake | WPCP1 | Petroleum Liquids | DFO | Petroleum | 2 | 2010
15095 | City of Piqua - (OH) | 2937 | Piqua Power Plant | OH | Miami | 11 | Petroleum Liquids | DFO | Petroleum | 16.3 | 1989
15095 | City of Piqua - (OH) | 2937 | Piqua Power Plant | OH | Miami | 8 | Petroleum Liquids | DFO | Petroleum | 20 | 1972
17891 | City of St Marys - (OH) | 2942 | St Marys | OH | Auglaize | 7 | Petroleum Liquids | DFO | Petroleum | 14 | 1992
17891 | City of St Marys - (OH) | 2942 | St Marys | OH | Auglaize | GT1 | Natural Gas Fired Combustion Turbine | NG | Natural Gas Peaker | 11 | 1999
17043 | City of Shelby - (OH) | 2943 | Shelby Municipal Light Plant | OH | Richland | IC1 | Petroleum Liquids | DFO | Petroleum | 3 | 1963
20977 | City of Woodsfield - (OH) | 2945 | Anadarko | OH | Monroe | 10 | Petroleum Liquids | DFO | Petroleum | 1.2 | 1983
20977 | City of Woodsfield - (OH) | 2945 | Anadarko | OH | Monroe | 11 | Petroleum Liquids | DFO | Petroleum | 1.2 | 1983
20977 | City of Woodsfield - (OH) | 2945 | Anadarko | OH | Monroe | 6 | Petroleum Liquids | DFO | Petroleum | 0.6 | 1949
20977 | City of Woodsfield - (OH) | 2945 | Anadarko | OH | Monroe | 7 | Petroleum Liquids | DFO | Petroleum | 1.2 | 1957
20977 | City of Woodsfield - (OH) | 2945 | Anadarko | OH | Monroe | 8 | Petroleum Liquids | DFO | Petroleum | 1.5 | 1965
20977 | City of Woodsfield - (OH) | 2945 | Anadarko | OH | Monroe | 9 | Petroleum Liquids | DFO | Petroleum | 2.1 | 1971
14063 | Oklahoma Gas & Electric Co | 2951 | Horseshoe Lake | OK | Oklahoma | 10 | Natural Gas Fired Combustion Turbine | NG | Natural Gas Peaker | 60.5 | 2001
14063 | Oklahoma Gas & Electric Co | 2951 | Horseshoe Lake | OK | Oklahoma | 6 | Natural Gas Steam Turbine | NG | Natural Gas Peaker | 163 | 1958
14063 | Oklahoma Gas & Electric Co | 2951 | Horseshoe Lake | OK | Oklahoma | 8 | Natural Gas Steam Turbine | NG | Natural Gas Peaker | 443 | 1969
14063 | Oklahoma Gas & Electric Co | 2951 | Horseshoe Lake | OK | Oklahoma | 9 | Natural Gas Fired Combustion Turbine | NG | Natural Gas Peaker | 60.5 | 2001
14063 | Oklahoma Gas & Electric Co | 2951 | Horseshoe Lake | OK | Oklahoma | GT7 | Natural Gas Fired Combustion Turbine | NG | Natural Gas Peaker | 27 | 1963
14063 | Oklahoma Gas & Electric Co | 2951 | Horseshoe Lake | OK | Oklahoma | ST7 | Natural Gas Steam Turbine | NG | Natural Gas Peaker | 220 | 1963
14063 | Oklahoma Gas & Electric Co | 2952 | Muskogee | OK | Muskogee | 4 | Conventional Steam Coal | SUB | Hard Coal | 572 | 1977
14063 | Oklahoma Gas & Electric Co | 2952 | Muskogee | OK | Muskogee | 5 | Conventional Steam Coal | SUB | Hard Coal | 572 | 1978
14063 | Oklahoma Gas & Electric Co | 2952 | Muskogee | OK | Muskogee | 6 | Conventional Steam Coal | SUB | Hard Coal | 572 | 1984
14063 | Oklahoma Gas & Electric Co | 2953 | Mustang | OK | Canadian | 3 | Natural Gas Steam Turbine | NG | Natural Gas Peaker | 133 | 1955
14063 | Oklahoma Gas & Electric Co | 2953 | Mustang | OK | Canadian | 4 | Natural Gas Steam Turbine | NG | Natural Gas Peaker | 253 | 1959
14063 | Oklahoma Gas & Electric Co | 2953 | Mustang | OK | Canadian | 5A | Natural Gas Fired Combustion Turbine | NG | Natural Gas Peaker | 41 | 1971
14063 | Oklahoma Gas & Electric Co | 2953 | Mustang | OK | Canadian | 5B | Natural Gas Fired Combustion Turbine | NG | Natural Gas Peaker | 41 | 1971
14063 | Oklahoma Gas & Electric Co | 2953 | Mustang | OK | Canadian | SLR1 | Solar Photovoltaic | SUN | Solar PV | 2.5 | 2015
14063 | Oklahoma Gas & Electric Co | 2956 | Seminole (OK) | OK | Seminole | 1 | Natural Gas Steam Turbine | NG | Natural Gas Peaker | 567 | 1971
14063 | Oklahoma Gas & Electric Co | 2956 | Seminole (OK) | OK | Seminole | 2 | Natural Gas Steam Turbine | NG | Natural Gas Peaker | 567 | 1973
14063 | Oklahoma Gas & Electric Co | 2956 | Seminole (OK) | OK | Seminole | 3 | Natural Gas Steam Turbine | NG | Natural Gas Peaker | 567 | 1975
15474 | Public Service Co of Oklahoma | 2963 | Northeastern | OK | Rogers | 1 | Natural Gas Fired Combined Cycle | NG | Natural Gas Nonpeaker | 170 | 1961
15474 | Public Service Co of Oklahoma | 2963 | Northeastern | OK | Rogers | 1A | Natural Gas Fired Combined Cycle | NG | Natural Gas Nonpeaker | 178.5 | 2001
15474 | Public Service Co of Oklahoma | 2963 | Northeastern | OK | Rogers | 1B | Natural Gas Fired Combined Cycle | NG | Natural Gas Nonpeaker | 178.5 | 2001
15474 | Public Service Co of Oklahoma | 2963 | Northeastern | OK | Rogers | 2 | Natural Gas Steam Turbine | NG | Natural Gas Peaker | 473 | 1970
15474 | Public Service Co of Oklahoma | 2963 | Northeastern | OK | Rogers | 3 | Conventional Steam Coal | SUB | Hard Coal | 473 | 1979
15474 | Public Service Co of Oklahoma | 2963 | Northeastern | OK | Rogers | 4 | Conventional Steam Coal | SUB | Hard Coal | 473 | 1980
15474 | Public Service Co of Oklahoma | 2963 | Northeastern | OK | Rogers | IC1 | Petroleum Liquids | DFO | Petroleum | 4.5 | 1980
15474 | Public Service Co of Oklahoma | 2964 | Southwestern | OK | Caddo | 1 | Natural Gas Steam Turbine | NG | Natural Gas Peaker | 84 | 1952
15474 | Public Service Co of Oklahoma | 2964 | Southwestern | OK | Caddo | 2 | Natural Gas Steam Turbine | NG | Natural Gas Peaker | 84 | 1954
15474 | Public Service Co of Oklahoma | 2964 | Southwestern | OK | Caddo | 3 | Natural Gas Steam Turbine | NG | Natural Gas Peaker | 315 | 1967
15474 | Public Service Co of Oklahoma | 2964 | Southwestern | OK | Caddo | 4 | Natural Gas Fired Combustion Turbine | NG | Natural Gas Peaker | 86.5 | 2008
15474 | Public Service Co of Oklahoma | 2964 | Southwestern | OK | Caddo | 5 | Natural Gas Fired Combustion Turbine | NG | Natural Gas Peaker | 86.5 | 2008
15474 | Public Service Co of Oklahoma | 2964 | Southwestern | OK | Caddo | IC1 | Petroleum Liquids | DFO | Petroleum | 2 | 1966
15474 | Public Service Co of Oklahoma | 2965 | Tulsa | OK | Tulsa | 2 | Natural Gas Steam Turbine | NG | Natural Gas Peaker | 170 | 1956
15474 | Public Service Co of Oklahoma | 2965 | Tulsa | OK | Tulsa | 4 | Natural Gas Steam Turbine | NG | Natural Gas Peaker | 170 | 1958
15474 | Public Service Co of Oklahoma | 2965 | Tulsa | OK | Tulsa | IC1 | Petroleum Liquids | DFO | Petroleum | 8.2 | 1967
15474 | Public Service Co of Oklahoma | 2966 | Weleetka | OK | Okfuskee | 4 | Natural Gas Fired Combustion Turbine | NG | Natural Gas Peaker | 53 | 1975
15474 | Public Service Co of Oklahoma | 2966 | Weleetka | OK | Okfuskee | 5 | Natural Gas Fired Combustion Turbine | NG | Natural Gas Peaker | 53 | 1976
15474 | Public Service Co of Oklahoma | 2966 | Weleetka | OK | Okfuskee | 6 | Natural Gas Fired Combustion Turbine | NG | Natural Gas Peaker | 53 | 1976
15474 | Public Service Co of Oklahoma | 2966 | Weleetka | OK | Okfuskee | IC1 | Petroleum Liquids | DFO | Petroleum | 4 | 1963
4667 | City of Cushing - (OK) | 2975 | Cushing | OK | Payne | 1 | Petroleum Liquids | DFO | Petroleum | 2.5 | 1956
4667 | City of Cushing - (OK) | 2975 | Cushing | OK | Payne | 10 | Petroleum Liquids | DFO | Petroleum | 4.5 | 1972
4667 | City of Cushing - (OK) | 2975 | Cushing | OK | Payne | 11 | Petroleum Liquids | DFO | Petroleum | 6.3 | 1988
4667 | City of Cushing - (OK) | 2975 | Cushing | OK | Payne | 2 | Petroleum Liquids | DFO | Petroleum | 1 | 1949
4667 | City of Cushing - (OK) | 2975 | Cushing | OK | Payne | 3 | Petroleum Liquids | DFO | Petroleum | 0.5 | 1936
4667 | City of Cushing - (OK) | 2975 | Cushing | OK | Payne | 4 | Petroleum Liquids | DFO | Petroleum | 0.5 | 1936
4667 | City of Cushing - (OK) | 2975 | Cushing | OK | Payne | 5 | Petroleum Liquids | DFO | Petroleum | 0.5 | 1936
4667 | City of Cushing - (OK) | 2975 | Cushing | OK | Payne | 6 | Petroleum Liquids | DFO | Petroleum | 0.8 | 1939
4667 | City of Cushing - (OK) | 2975 | Cushing | OK | Payne | 7 | Petroleum Liquids | DFO | Petroleum | 2.5 | 1956
4667 | City of Cushing - (OK) | 2975 | Cushing | OK | Payne | 8 | Petroleum Liquids | DFO | Petroleum | 2.5 | 1956
4667 | City of Cushing - (OK) | 2975 | Cushing | OK | Payne | 9 | Petroleum Liquids | DFO | Petroleum | 3 | 1965
7490 | Grand River Dam Authority | 2980 | Markham | OK | Mayes | 1 | Conventional Hydroelectric | WAT | Hydro | 32.1 | 1964
7490 | Grand River Dam Authority | 2980 | Markham | OK | Mayes | 2 | Conventional Hydroelectric | WAT | Hydro | 32.1 | 1964
7490 | Grand River Dam Authority | 2980 | Markham | OK | Mayes | 3 | Conventional Hydroelectric | WAT | Hydro | 32.1 | 1964
7490 | Grand River Dam Authority | 2980 | Markham | OK | Mayes | 4 | Conventional Hydroelectric | WAT | Hydro | 32.1 | 1964
7490 | Grand River Dam Authority | 2981 | Pensacola | OK | Mayes | 1 | Conventional Hydroelectric | WAT | Hydro | 21.6 | 1940
7490 | Grand River Dam Authority | 2981 | Pensacola | OK | Mayes | 2 | Conventional Hydroelectric | WAT | Hydro | 21.6 | 1940
7490 | Grand River Dam Authority | 2981 | Pensacola | OK | Mayes | 3 | Conventional Hydroelectric | WAT | Hydro | 21.6 | 1940
7490 | Grand River Dam Authority | 2981 | Pensacola | OK | Mayes | 4 | Conventional Hydroelectric | WAT | Hydro | 21.6 | 1940
7490 | Grand River Dam Authority | 2981 | Pensacola | OK | Mayes | 5 | Conventional Hydroelectric | WAT | Hydro | 21.6 | 1946
7490 | Grand River Dam Authority | 2981 | Pensacola | OK | Mayes | 6 | Conventional Hydroelectric | WAT | Hydro | 21.6 | 1946
7490 | Grand River Dam Authority | 2981 | Pensacola | OK | Mayes | A | Conventional Hydroelectric | WAT | Hydro | 0.5 | 1940
7490 | Grand River Dam Authority | 2982 | Salina | OK | Mayes | 1 | Hydroelectric Pumped Storage | WAT | Other | 43.2 | 1968
7490 | Grand River Dam Authority | 2982 | Salina | OK | Mayes | 2 | Hydroelectric Pumped Storage | WAT | Other | 43.2 | 1968
7490 | Grand River Dam Authority | 2982 | Salina | OK | Mayes | 3 | Hydroelectric Pumped Storage | WAT | Other | 43.2 | 1968
7490 | Grand River Dam Authority | 2982 | Salina | OK | Mayes | 4 | Hydroelectric Pumped Storage | WAT | Other | 43.2 | 1971
7490 | Grand River Dam Authority | 2982 | Salina | OK | Mayes | 5 | Hydroelectric Pumped Storage | WAT | Other | 43.2 | 1971
7490 | Grand River Dam Authority | 2982 | Salina | OK | Mayes | 6 | Hydroelectric Pumped Storage | WAT | Other | 43.2 | 1971
27470 | USCE-Tulsa District | 2984 | Keystone Dam | OK | Tulsa | 1 | Conventional Hydroelectric | WAT | Hydro | 35 | 1968
27470 | USCE-Tulsa District | 2984 | Keystone Dam | OK | Tulsa | 2 | Conventional Hydroelectric | WAT | Hydro | 35 | 1968
27470 | USCE-Tulsa District | 2985 | Robert S Kerr | OK | Sequoyah | 1 | Conventional Hydroelectric | WAT | Hydro | 27.5 | 1971
27470 | USCE-Tulsa District | 2985 | Robert S Kerr | OK | Sequoyah | 2 | Conventional Hydroelectric | WAT | Hydro | 27.5 | 1971
27470 | USCE-Tulsa District | 2985 | Robert S Kerr | OK | Sequoyah | 3 | Conventional Hydroelectric | WAT | Hydro | 27.5 | 1971
27470 | USCE-Tulsa District | 2985 | Robert S Kerr | OK | Sequoyah | 4 | Conventional Hydroelectric | WAT | Hydro | 27.5 | 1971
10320 | City of Kingfisher - (OK) | 2986 | Kingfisher | OK | Kingfisher | 3 | Natural Gas Internal Combustion Engine | NG | Natural Gas Peaker | 2.8 | 1965
10320 | City of Kingfisher - (OK) | 2986 | Kingfisher | OK | Kingfisher | 4 | Natural Gas Internal Combustion Engine | NG | Natural Gas Peaker | 1.3 | 1959
10320 | City of Kingfisher - (OK) | 2986 | Kingfisher | OK | Kingfisher | 5 | Natural Gas Internal Combustion Engine | NG | Natural Gas Peaker | 3.1 | 1970
10320 | City of Kingfisher - (OK) | 2986 | Kingfisher | OK | Kingfisher | IC1 | Natural Gas Internal Combustion Engine | NG | Natural Gas Peaker | 1.1 | 1954
10320 | City of Kingfisher - (OK) | 2986 | Kingfisher | OK | Kingfisher | IC2 | Natural Gas Internal Combustion Engine | NG | Natural Gas Peaker | 0.8 | 1954
27470 | USCE-Tulsa District | 2987 | Webbers Falls | OK | Muskogee | 1 | Conventional Hydroelectric | WAT | Hydro | 25.6 | 1973
27470 | USCE-Tulsa District | 2987 | Webbers Falls | OK | Muskogee | 2 | Conventional Hydroelectric | WAT | Hydro | 20 | 1973
27470 | USCE-Tulsa District | 2987 | Webbers Falls | OK | Muskogee | 3 | Conventional Hydroelectric | WAT | Hydro | 20 | 1973
11566 | City of Mangum - (OK) | 2991 | Mangum | OK | GREER | 1 | Natural Gas Internal Combustion Engine | NG | Natural Gas Peaker | 1.1 | 1946
11566 | City of Mangum - (OK) | 2991 | Mangum | OK | GREER | 4 | Natural Gas Internal Combustion Engine | NG | Natural Gas Peaker | 1.5 | 1956
11566 | City of Mangum - (OK) | 2991 | Mangum | OK | GREER | 5 | Natural Gas Internal Combustion Engine | NG | Natural Gas Peaker | 2 | 1963
11566 | City of Mangum - (OK) | 2991 | Mangum | OK | GREER | 6 | Natural Gas Internal Combustion Engine | NG | Natural Gas Peaker | 2.1 | 1969
14582 | City of Pawhuska - (OK) | 2995 | Pawhuska | OK | Osage | 1 | Petroleum Liquids | DFO | Petroleum | 1.4 | 1949
14582 | City of Pawhuska - (OK) | 2995 | Pawhuska | OK | Osage | 2 | Petroleum Liquids | DFO | Petroleum | 2 | 1954
14582 | City of Pawhuska - (OK) | 2995 | Pawhuska | OK | Osage | 3 | Petroleum Liquids | DFO | Petroleum | 3.1 | 1966
14582 | City of Pawhuska - (OK) | 2995 | Pawhuska | OK | Osage | 5 | Petroleum Liquids | DFO | Petroleum | 2.5 | 1960
18125 | Stillwater Utilities Authority | 3000 | Boomer Lake Station | OK | Payne | 2 | Natural Gas Steam Turbine | NG | Natural Gas Peaker | 12.7 | 1959
18125 | Stillwater Utilities Authority | 3000 | Boomer Lake Station | OK | Payne | 3 | Petroleum Liquids | DFO | Petroleum | 2 | 2004
18125 | Stillwater Utilities Authority | 3000 | Boomer Lake Station | OK | Payne | 4 | Petroleum Liquids | DFO | Petroleum | 2 | 2004
18125 | Stillwater Utilities Authority | 3000 | Boomer Lake Station | OK | Payne | 5 | Petroleum Liquids | DFO | Petroleum | 2 | 2004
27470 | USCE-Tulsa District | 3003 | Fort Gibson | OK | Cherokee | 1 | Conventional Hydroelectric | WAT | Hydro | 11.2 | 1953
27470 | USCE-Tulsa District | 3003 | Fort Gibson | OK | Cherokee | 2 | Conventional Hydroelectric | WAT | Hydro | 11.2 | 1953
27470 | USCE-Tulsa District | 3003 | Fort Gibson | OK | Cherokee | 3 | Conventional Hydroelectric | WAT | Hydro | 11.2 | 1953
27470 | USCE-Tulsa District | 3003 | Fort Gibson | OK | Cherokee | 4 | Conventional Hydroelectric | WAT | Hydro | 11.2 | 1953
27470 | USCE-Tulsa District | 3004 | Tenkiller Ferry | OK | Sequoyah | 1 | Conventional Hydroelectric | WAT | Hydro | 19.5 | 1953
27470 | USCE-Tulsa District | 3004 | Tenkiller Ferry | OK | Sequoyah | 2 | Conventional Hydroelectric | WAT | Hydro | 19.5 | 1953
20447 | Western Farmers Elec Coop, Inc | 3006 | Anadarko Plant | OK | Caddo | 1 | Natural Gas Steam Turbine | NG | Natural Gas Peaker | 17.3 | 1953
20447 | Western Farmers Elec Coop, Inc | 3006 | Anadarko Plant | OK | Caddo | 10 | Natural Gas Fired Combustion Turbine | NG | Natural Gas Peaker | 45 | 2009
20447 | Western Farmers Elec Coop, Inc | 3006 | Anadarko Plant | OK | Caddo | 11 | Natural Gas Fired Combustion Turbine | NG | Natural Gas Peaker | 45 | 2009
20447 | Western Farmers Elec Coop, Inc | 3006 | Anadarko Plant | OK | Caddo | 2 | Natural Gas Steam Turbine | NG | Natural Gas Peaker | 17.3 | 1953
20447 | Western Farmers Elec Coop, Inc | 3006 | Anadarko Plant | OK | Caddo | 3 | Natural Gas Steam Turbine | NG | Natural Gas Peaker | 50 | 1959
20447 | Western Farmers Elec Coop, Inc | 3006 | Anadarko Plant | OK | Caddo | 4 | Natural Gas Fired Combined Cycle | NG | Natural Gas Nonpeaker | 105.1 | 1977
20447 | Western Farmers Elec Coop, Inc | 3006 | Anadarko Plant | OK | Caddo | 5 | Natural Gas Fired Combined Cycle | NG | Natural Gas Nonpeaker | 105.1 | 1977
20447 | Western Farmers Elec Coop, Inc | 3006 | Anadarko Plant | OK | Caddo | 6 | Natural Gas Fired Combined Cycle | NG | Natural Gas Nonpeaker | 105.1 | 1977
20447 | Western Farmers Elec Coop, Inc | 3006 | Anadarko Plant | OK | Caddo | 9 | Natural Gas Fired Combustion Turbine | NG | Natural Gas Peaker | 45 | 2009
20447 | Western Farmers Elec Coop, Inc | 3008 | Mooreland | OK | Woodward | 1 | Natural Gas Steam Turbine | NG | Natural Gas Peaker | 45 | 1964
20447 | Western Farmers Elec Coop, Inc | 3008 | Mooreland | OK | Woodward | 2 | Natural Gas Steam Turbine | NG | Natural Gas Peaker | 125 | 1968
20447 | Western Farmers Elec Coop, Inc | 3008 | Mooreland | OK | Woodward | 3 | Natural Gas Steam Turbine | NG | Natural Gas Peaker | 135 | 1975
9191 | Idaho Power Co | 3013 | Hells Canyon | OR | Wallowa | 1 | Conventional Hydroelectric | WAT | Hydro | 130.5 | 1967
9191 | Idaho Power Co | 3013 | Hells Canyon | OR | Wallowa | 2 | Conventional Hydroelectric | WAT | Hydro | 130.5 | 1967
9191 | Idaho Power Co | 3013 | Hells Canyon | OR | Wallowa | 3 | Conventional Hydroelectric | WAT | Hydro | 130.5 | 1967
9191 | Idaho Power Co | 3014 | Oxbow (OR) | OR | Baker | 1 | Conventional Hydroelectric | WAT | Hydro | 47.5 | 1961
9191 | Idaho Power Co | 3014 | Oxbow (OR) | OR | Baker | 2 | Conventional Hydroelectric | WAT | Hydro | 47.5 | 1961
9191 | Idaho Power Co | 3014 | Oxbow (OR) | OR | Baker | 3 | Conventional Hydroelectric | WAT | Hydro | 47.5 | 1961
9191 | Idaho Power Co | 3014 | Oxbow (OR) | OR | Baker | 4 | Conventional Hydroelectric | WAT | Hydro | 47.5 | 1961
14354 | PacifiCorp | 3020 | Clearwater 1 | OR | Douglas | 1 | Conventional Hydroelectric | WAT | Hydro | 15 | 1953
14354 | PacifiCorp | 3021 | Clearwater 2 | OR | Douglas | 1 | Conventional Hydroelectric | WAT | Hydro | 26 | 1953
14354 | PacifiCorp | 3024 | Eagle Point | OR | Jackson | 1 | Conventional Hydroelectric | WAT | Hydro | 2.8 | 1957
14354 | PacifiCorp | 3025 | East Side | OR | Klamath | 1 | Conventional Hydroelectric | WAT | Hydro | 3.2 | 1924
14354 | PacifiCorp | 3026 | Fish Creek | OR | Douglas | 1 | Conventional Hydroelectric | WAT | Hydro | 11 | 1952
14354 | PacifiCorp | 3028 | John C Boyle | OR | Klamath | 1 | Conventional Hydroelectric | WAT | Hydro | 50.3 | 1958
14354 | PacifiCorp | 3028 | John C Boyle | OR | Klamath | 2 | Conventional Hydroelectric | WAT | Hydro | 48.4 | 1958
14354 | PacifiCorp | 3029 | Lemolo 1 | OR | Douglas | 1 | Conventional Hydroelectric | WAT | Hydro | 32 | 1955
14354 | PacifiCorp | 3032 | Prospect 1 | OR | Jackson | 1 | Conventional Hydroelectric | WAT | Hydro | 3.8 | 1912
14354 | PacifiCorp | 3033 | Prospect 2 | OR | Jackson | 1 | Conventional Hydroelectric | WAT | Hydro | 16 | 1928
14354 | PacifiCorp | 3033 | Prospect 2 | OR | Jackson | 2 | Conventional Hydroelectric | WAT | Hydro | 16 | 1928
14354 | PacifiCorp | 3034 | Prospect 3 | OR | Jackson | 1 | Conventional Hydroelectric | WAT | Hydro | 7.2 | 1932
14354 | PacifiCorp | 3035 | Prospect 4 | OR | Jackson | 1 | Conventional Hydroelectric | WAT | Hydro | 1 | 1944
14354 | PacifiCorp | 3036 | Slide Creek | OR | Douglas | 1 | Conventional Hydroelectric | WAT | Hydro | 18 | 1951
14354 | PacifiCorp | 3037 | Soda Springs | OR | Douglas | 1 | Conventional Hydroelectric | WAT | Hydro | 11 | 1952
14354 | PacifiCorp | 3040 | Toketee Falls | OR | Douglas | 1 | Conventional Hydroelectric | WAT | Hydro | 14.2 | 1950
14354 | PacifiCorp | 3040 | Toketee Falls | OR | Douglas | 2 | Conventional Hydroelectric | WAT | Hydro | 14.2 | 1949
14354 | PacifiCorp | 3040 | Toketee Falls | OR | Douglas | 3 | Conventional Hydroelectric | WAT | Hydro | 14.2 | 1950
14354 | PacifiCorp | 3041 | Wallowa Falls | OR | Wallowa | 1 | Conventional Hydroelectric | WAT | Hydro | 1.1 | 1921
15248 | Portland General Electric Co | 3045 | Faraday | OR | Clackamas | 1 | Conventional Hydroelectric | WAT | Hydro | 3.1 | 1907
15248 | Portland General Electric Co | 3045 | Faraday | OR | Clackamas | 2 | Conventional Hydroelectric | WAT | Hydro | 3.1 | 1907
15248 | Portland General Electric Co | 3045 | Faraday | OR | Clackamas | 3 | Conventional Hydroelectric | WAT | Hydro | 2.7 | 1908
15248 | Portland General Electric Co | 3045 | Faraday | OR | Clackamas | 4 | Conventional Hydroelectric | WAT | Hydro | 4.5 | 1909
15248 | Portland General Electric Co | 3045 | Faraday | OR | Clackamas | 5 | Conventional Hydroelectric | WAT | Hydro | 4 | 1910
15248 | Portland General Electric Co | 3045 | Faraday | OR | Clackamas | 6 | Conventional Hydroelectric | WAT | Hydro | 19.2 | 1958
15248 | Portland General Electric Co | 3047 | North Fork | OR | Clackamas | 1 | Conventional Hydroelectric | WAT | Hydro | 19.2 | 1958
15248 | Portland General Electric Co | 3047 | North Fork | OR | Clackamas | 2 | Conventional Hydroelectric | WAT | Hydro | 21.6 | 1958
15248 | Portland General Electric Co | 3048 | Pelton | OR | Jefferson | 1 | Conventional Hydroelectric | WAT | Hydro | 45 | 1957
15248 | Portland General Electric Co | 3048 | Pelton | OR | Jefferson | 2 | Conventional Hydroelectric | WAT | Hydro | 32.4 | 1958
15248 | Portland General Electric Co | 3048 | Pelton | OR | Jefferson | 3 | Conventional Hydroelectric | WAT | Hydro | 32.4 | 1958
15248 | Portland General Electric Co | 3049 | River Mill | OR | Clackamas | 1 | Conventional Hydroelectric | WAT | Hydro | 3.3 | 1911
15248 | Portland General Electric Co | 3049 | River Mill | OR | Clackamas | 2 | Conventional Hydroelectric | WAT | Hydro | 3.3 | 1911
15248 | Portland General Electric Co | 3049 | River Mill | OR | Clackamas | 3 | Conventional Hydroelectric | WAT | Hydro | 3.3 | 1912
15248 | Portland General Electric Co | 3049 | River Mill | OR | Clackamas | 4 | Conventional Hydroelectric | WAT | Hydro | 3.9 | 1927
15248 | Portland General Electric Co | 3049 | River Mill | OR | Clackamas | 5 | Conventional Hydroelectric | WAT | Hydro | 5 | 1952
15248 | Portland General Electric Co | 3050 | Round Butte | OR | Jefferson | 1 | Conventional Hydroelectric | WAT | Hydro | 112.5 | 1964
15248 | Portland General Electric Co | 3050 | Round Butte | OR | Jefferson | 2 | Conventional Hydroelectric | WAT | Hydro | 130 | 1964
15248 | Portland General Electric Co | 3050 | Round Butte | OR | Jefferson | 3 | Conventional Hydroelectric | WAT | Hydro | 130 | 1964
15248 | Portland General Electric Co | 3053 | Sullivan | OR | Clackamas | 1 | Conventional Hydroelectric | WAT | Hydro | 1.2 | 1952
15248 | Portland General Electric Co | 3053 | Sullivan | OR | Clackamas | 10 | Conventional Hydroelectric | WAT | Hydro | 1.2 | 1952
15248 | Portland General Electric Co | 3053 | Sullivan | OR | Clackamas | 11 | Conventional Hydroelectric | WAT | Hydro | 1.2 | 1952
15248 | Portland General Electric Co | 3053 | Sullivan | OR | Clackamas | 12 | Conventional Hydroelectric | WAT | Hydro | 1.2 | 1952
15248 | Portland General Electric Co | 3053 | Sullivan | OR | Clackamas | 13 | Conventional Hydroelectric | WAT | Hydro | 1.2 | 1952
15248 | Portland General Electric Co | 3053 | Sullivan | OR | Clackamas | 2 | Conventional Hydroelectric | WAT | Hydro | 1.2 | 1952
15248 | Portland General Electric Co | 3053 | Sullivan | OR | Clackamas | 3 | Conventional Hydroelectric | WAT | Hydro | 1.2 | 1952
15248 | Portland General Electric Co | 3053 | Sullivan | OR | Clackamas | 4 | Conventional Hydroelectric | WAT | Hydro | 1.2 | 1952
15248 | Portland General Electric Co | 3053 | Sullivan | OR | Clackamas | 5 | Conventional Hydroelectric | WAT | Hydro | 1.2 | 1952
15248 | Portland General Electric Co | 3053 | Sullivan | OR | Clackamas | 6 | Conventional Hydroelectric | WAT | Hydro | 1.2 | 1952
15248 | Portland General Electric Co | 3053 | Sullivan | OR | Clackamas | 7 | Conventional Hydroelectric | WAT | Hydro | 1.2 | 1952
15248 | Portland General Electric Co | 3053 | Sullivan | OR | Clackamas | 8 | Conventional Hydroelectric | WAT | Hydro | 1.2 | 1952
15248 | Portland General Electric Co | 3053 | Sullivan | OR | Clackamas | 9 | Conventional Hydroelectric | WAT | Hydro | 1 | 1924
6013 | Eugene Water & Electric Board | 3067 | Carmen Smith | OR | Linn | 1 | Conventional Hydroelectric | WAT | Hydro | 52.2 | 1963
6013 | Eugene Water & Electric Board | 3067 | Carmen Smith | OR | Linn | 2 | Conventional Hydroelectric | WAT | Hydro | 52.2 | 1963
6013 | Eugene Water & Electric Board | 3067 | Carmen Smith | OR | Linn | 3 | Conventional Hydroelectric | WAT | Hydro | 9.9 | 1963
6013 | Eugene Water & Electric Board | 3068 | Leaburg | OR | Lane | 1 | Conventional Hydroelectric | WAT | Hydro | 8.4 | 1930
6013 | Eugene Water & Electric Board | 3068 | Leaburg | OR | Lane | 2 | Conventional Hydroelectric | WAT | Hydro | 7.5 | 1950
6013 | Eugene Water & Electric Board | 3071 | Walterville | OR | Lane | 1 | Conventional Hydroelectric | WAT | Hydro | 8 | 1949
19400 | USACE Northwestern Division | 3074 | Big Cliff | OR | Marion | 1 | Conventional Hydroelectric | WAT | Hydro | 18 | 1954
19400 | USACE Northwestern Division | 3075 | Bonneville | OR | Multnomah | 1 | Conventional Hydroelectric | WAT | Hydro | 53.5 | 1938
19400 | USACE Northwestern Division | 3075 | Bonneville | OR | Multnomah | 10 | Conventional Hydroelectric | WAT | Hydro | 62.1 | 1944
19400 | USACE Northwestern Division | 3075 | Bonneville | OR | Multnomah | 11 | Conventional Hydroelectric | WAT | Hydro | 66.5 | 1982
19400 | USACE Northwestern Division | 3075 | Bonneville | OR | Multnomah | 12 | Conventional Hydroelectric | WAT | Hydro | 66.5 | 1982
19400 | USACE Northwestern Division | 3075 | Bonneville | OR | Multnomah | 13 | Conventional Hydroelectric | WAT | Hydro | 66.5 | 1982
19400 | USACE Northwestern Division | 3075 | Bonneville | OR | Multnomah | 14 | Conventional Hydroelectric | WAT | Hydro | 66.5 | 1982
19400 | USACE Northwestern Division | 3075 | Bonneville | OR | Multnomah | 15 | Conventional Hydroelectric | WAT | Hydro | 66.5 | 1982
19400 | USACE Northwestern Division | 3075 | Bonneville | OR | Multnomah | 16 | Conventional Hydroelectric | WAT | Hydro | 66.5 | 1981
19400 | USACE Northwestern Division | 3075 | Bonneville | OR | Multnomah | 17 | Conventional Hydroelectric | WAT | Hydro | 66.5 | 1981
19400 | USACE Northwestern Division | 3075 | Bonneville | OR | Multnomah | 18 | Conventional Hydroelectric | WAT | Hydro | 66.5 | 1981
19400 | USACE Northwestern Division | 3075 | Bonneville | OR | Multnomah | 2 | Conventional Hydroelectric | WAT | Hydro | 53.5 | 1938
19400 | USACE Northwestern Division | 3075 | Bonneville | OR | Multnomah | 3 | Conventional Hydroelectric | WAT | Hydro | 62.1 | 1941
19400 | USACE Northwestern Division | 3075 | Bonneville | OR | Multnomah | 4 | Conventional Hydroelectric | WAT | Hydro | 62.1 | 1941
19400 | USACE Northwestern Division | 3075 | Bonneville | OR | Multnomah | 5 | Conventional Hydroelectric | WAT | Hydro | 62.1 | 1941
19400 | USACE Northwestern Division | 3075 | Bonneville | OR | Multnomah | 6 | Conventional Hydroelectric | WAT | Hydro | 62.1 | 1942
19400 | USACE Northwestern Division | 3075 | Bonneville | OR | Multnomah | 7 | Conventional Hydroelectric | WAT | Hydro | 62.1 | 1943
19400 | USACE Northwestern Division | 3075 | Bonneville | OR | Multnomah | 8 | Conventional Hydroelectric | WAT | Hydro | 62.1 | 1943
19400 | USACE Northwestern Division | 3075 | Bonneville | OR | Multnomah | 9 | Conventional Hydroelectric | WAT | Hydro | 62.1 | 1943
19400 | USACE Northwestern Division | 3075 | Bonneville | OR | Multnomah | F1 | Conventional Hydroelectric | WAT | Hydro | 13.1 | 1982
19400 | USACE Northwestern Division | 3075 | Bonneville | OR | Multnomah | F2 | Conventional Hydroelectric | WAT | Hydro | 13.1 | 1981
19400 | USACE Northwestern Division | 3076 | Cougar | OR | Lane | 1 | Conventional Hydroelectric | WAT | Hydro | 13 | 1964
19400 | USACE Northwestern Division | 3076 | Cougar | OR | Lane | 2 | Conventional Hydroelectric | WAT | Hydro | 13 | 1964
19400 | USACE Northwestern Division | 3077 | Detroit | OR | Marion | 1 | Conventional Hydroelectric | WAT | Hydro | 50 | 1953
19400 | USACE Northwestern Division | 3077 | Detroit | OR | Marion | 2 | Conventional Hydroelectric | WAT | Hydro | 50 | 1953
19400 | USACE Northwestern Division | 3078 | Dexter | OR | Lane | 1 | Conventional Hydroelectric | WAT | Hydro | 15 | 1955
19400 | USACE Northwestern Division | 3080 | Green Peter | OR | Linn | 1 | Conventional Hydroelectric | WAT | Hydro | 40 | 1967
19400 | USACE Northwestern Division | 3080 | Green Peter | OR | Linn | 2 | Conventional Hydroelectric | WAT | Hydro | 40 | 1967
19400 | USACE Northwestern Division | 3081 | Hills Creek | OR | Lane | 1 | Conventional Hydroelectric | WAT | Hydro | 15 | 1962
19400 | USACE Northwestern Division | 3081 | Hills Creek | OR | Lane | 2 | Conventional Hydroelectric | WAT | Hydro | 15 | 1962
19400 | USACE Northwestern Division | 3082 | John Day | OR | Sherman | 1 | Conventional Hydroelectric | WAT | Hydro | 135 | 1968
19400 | USACE Northwestern Division | 3082 | John Day | OR | Sherman | 10 | Conventional Hydroelectric | WAT | Hydro | 135 | 1969
19400 | USACE Northwestern Division | 3082 | John Day | OR | Sherman | 11 | Conventional Hydroelectric | WAT | Hydro | 135 | 1970
19400 | USACE Northwestern Division | 3082 | John Day | OR | Sherman | 12 | Conventional Hydroelectric | WAT | Hydro | 135 | 1970
19400 | USACE Northwestern Division | 3082 | John Day | OR | Sherman | 13 | Conventional Hydroelectric | WAT | Hydro | 135 | 1970
19400 | USACE Northwestern Division | 3082 | John Day | OR | Sherman | 14 | Conventional Hydroelectric | WAT | Hydro | 135 | 1971
19400 | USACE Northwestern Division | 3082 | John Day | OR | Sherman | 15 | Conventional Hydroelectric | WAT | Hydro | 135 | 1971
19400 | USACE Northwestern Division | 3082 | John Day | OR | Sherman | 16 | Conventional Hydroelectric | WAT | Hydro | 135 | 1971
19400 | USACE Northwestern Division | 3082 | John Day | OR | Sherman | 2 | Conventional Hydroelectric | WAT | Hydro | 135 | 1968
19400 | USACE Northwestern Division | 3082 | John Day | OR | Sherman | 3 | Conventional Hydroelectric | WAT | Hydro | 135 | 1968
19400 | USACE Northwestern Division | 3082 | John Day | OR | Sherman | 4 | Conventional Hydroelectric | WAT | Hydro | 135 | 1968
19400 | USACE Northwestern Division | 3082 | John Day | OR | Sherman | 5 | Conventional Hydroelectric | WAT | Hydro | 135 | 1969
19400 | USACE Northwestern Division | 3082 | John Day | OR | Sherman | 6 | Conventional Hydroelectric | WAT | Hydro | 135 | 1969
19400 | USACE Northwestern Division | 3082 | John Day | OR | Sherman | 7 | Conventional Hydroelectric | WAT | Hydro | 135 | 1969
19400 | USACE Northwestern Division | 3082 | John Day | OR | Sherman | 8 | Conventional Hydroelectric | WAT | Hydro | 135 | 1969
19400 | USACE Northwestern Division | 3082 | John Day | OR | Sherman | 9 | Conventional Hydroelectric | WAT | Hydro | 135 | 1969
19400 | USACE Northwestern Division | 3083 | Lookout Point | OR | Lane | 1 | Conventional Hydroelectric | WAT | Hydro | 40 | 1955
19400 | USACE Northwestern Division | 3083 | Lookout Point | OR | Lane | 2 | Conventional Hydroelectric | WAT | Hydro | 40 | 1955
19400 | USACE Northwestern Division | 3083 | Lookout Point | OR | Lane | 3 | Conventional Hydroelectric | WAT | Hydro | 40 | 1955
19400 | USACE Northwestern Division | 3084 | McNary | OR | Umatilla | 1 | Conventional Hydroelectric | WAT | Hydro | 70 | 1953
19400 | USACE Northwestern Division | 3084 | McNary | OR | Umatilla | 10 | Conventional Hydroelectric | WAT | Hydro | 70 | 1955
19400 | USACE Northwestern Division | 3084 | McNary | OR | Umatilla | 11 | Conventional Hydroelectric | WAT | Hydro | 70 | 1956
19400 | USACE Northwestern Division | 3084 | McNary | OR | Umatilla | 12 | Conventional Hydroelectric | WAT | Hydro | 70 | 1956
19400 | USACE Northwestern Division | 3084 | McNary | OR | Umatilla | 13 | Conventional Hydroelectric | WAT | Hydro | 70 | 1957
19400 | USACE Northwestern Division | 3084 | McNary | OR | Umatilla | 14 | Conventional Hydroelectric | WAT | Hydro | 80.5 | 1957
19400 | USACE Northwestern Division | 3084 | McNary | OR | Umatilla | 2 | Conventional Hydroelectric | WAT | Hydro | 70 | 1954
19400 | USACE Northwestern Division | 3084 | McNary | OR | Umatilla | 3 | Conventional Hydroelectric | WAT | Hydro | 70 | 1954
19400 | USACE Northwestern Division | 3084 | McNary | OR | Umatilla | 4 | Conventional Hydroelectric | WAT | Hydro | 70 | 1954
19400 | USACE Northwestern Division | 3084 | McNary | OR | Umatilla | 5 | Conventional Hydroelectric | WAT | Hydro | 70 | 1954
19400 | USACE Northwestern Division | 3084 | McNary | OR | Umatilla | 6 | Conventional Hydroelectric | WAT | Hydro | 70 | 1955
19400 | USACE Northwestern Division | 3084 | McNary | OR | Umatilla | 7 | Conventional Hydroelectric | WAT | Hydro | 70 | 1955
19400 | USACE Northwestern Division | 3084 | McNary | OR | Umatilla | 8 | Conventional Hydroelectric | WAT | Hydro | 70 | 1955
19400 | USACE Northwestern Division | 3084 | McNary | OR | Umatilla | 9 | Conventional Hydroelectric | WAT | Hydro | 70 | 1956
14165 | NRG Power Midwest LP | 3096 | Brunot Island | PA | Allegheny | 1A | Petroleum Liquids | DFO | Petroleum | 25.5 | 1972
14165 | NRG Power Midwest LP | 3096 | Brunot Island | PA | Allegheny | 2A | Natural Gas Fired Combined Cycle | NG | Natural Gas Nonpeaker | 65.3 | 1973
14165 | NRG Power Midwest LP | 3096 | Brunot Island | PA | Allegheny | 2B | Natural Gas Fired Combined Cycle | NG | Natural Gas Nonpeaker | 65.3 | 1973
14165 | NRG Power Midwest LP | 3096 | Brunot Island | PA | Allegheny | 3 | Natural Gas Fired Combined Cycle | NG | Natural Gas Nonpeaker | 65.3 | 1973
14165 | NRG Power Midwest LP | 3096 | Brunot Island | PA | Allegheny | ST4 | Natural Gas Fired Combined Cycle | NG | Natural Gas Nonpeaker | 144 | 1974
17235 | NRG REMA LLC | 3109 | Hamilton (PA) | PA | Adams | 1 | Petroleum Liquids | DFO | Petroleum | 19.6 | 1971
17235 | NRG REMA LLC | 3110 | Hunterstown | PA | Adams | 1 | Petroleum Liquids | DFO | Petroleum | 20 | 1971
17235 | NRG REMA LLC | 3110 | Hunterstown | PA | Adams | 2 | Petroleum Liquids | DFO | Petroleum | 20 | 1971
17235 | NRG REMA LLC | 3110 | Hunterstown | PA | Adams | 3 | Petroleum Liquids | DFO | Petroleum | 20 | 1971
17235 | NRG REMA LLC | 3111 | Mountain | PA | Cumberland | 1 | Petroleum Liquids | DFO | Petroleum | 27 | 1972
17235 | NRG REMA LLC | 3111 | Mountain | PA | Cumberland | 2 | Petroleum Liquids | DFO | Petroleum | 27 | 1972
17235 | NRG REMA LLC | 3112 | Orrtanna | PA | Adams | 1 | Petroleum Liquids | DFO | Petroleum | 27 | 1971
17235 | NRG REMA LLC | 3113 | Portland (PA) | PA | Northampton | 3 | Petroleum Liquids | DFO | Petroleum | 18 | 1967
17235 | NRG REMA LLC | 3113 | Portland (PA) | PA | Northampton | 4 | Petroleum Liquids | DFO | Petroleum | 20 | 1971
17235 | NRG REMA LLC | 3113 | Portland (PA) | PA | Northampton | 5 | Petroleum Liquids | DFO | Petroleum | 156 | 1997
17235 | NRG REMA LLC | 3114 | Shawnee (PA) | PA | Monroe | 1 | Petroleum Liquids | DFO | Petroleum | 20 | 1972
17235 | NRG REMA LLC | 3115 | Titus | PA | Berks | 4 | Petroleum Liquids | DFO | Petroleum | 18 | 1967
17235 | NRG REMA LLC | 3115 | Titus | PA | Berks | 5 | Petroleum Liquids | DFO | Petroleum | 18 | 1970
17235 | NRG REMA LLC | 3116 | Tolna | PA | York | 1 | Petroleum Liquids | DFO | Petroleum | 27 | 1972
17235 | NRG REMA LLC | 3116 | Tolna | PA | York | 2 | Petroleum Liquids | DFO | Petroleum | 27 | 1972
56065 | York Haven Power Company LLC | 3117 | York Haven | PA | York | 1 | Conventional Hydroelectric | WAT | Hydro | 19.6 | 1905
15873 | GenOn Northeast Management Company | 3118 | Conemaugh | PA | Indiana | 1 | Conventional Steam Coal | BIT | Hard Coal | 936 | 1970
15873 | GenOn Northeast Management Company | 3118 | Conemaugh | PA | Indiana | 2 | Conventional Steam Coal | BIT | Hard Coal | 936 | 1971
15873 | GenOn Northeast Management Company | 3118 | Conemaugh | PA | Indiana | A | Petroleum Liquids | DFO | Petroleum | 3 | 1970
15873 | GenOn Northeast Management Company | 3118 | Conemaugh | PA | Indiana | B | Petroleum Liquids | DFO | Petroleum | 3 | 1970
15873 | GenOn Northeast Management Company | 3118 | Conemaugh | PA | Indiana | C | Petroleum Liquids | DFO | Petroleum | 3 | 1970
15873 | GenOn Northeast Management Company | 3118 | Conemaugh | PA | Indiana | D | Petroleum Liquids | DFO | Petroleum | 3 | 1970
17235 | NRG REMA LLC | 3120 | Blossburg | PA | Tioga | 1 | Natural Gas Fired Combustion Turbine | NG | Natural Gas Peaker | 24 | 1971
58615 | NRG Homer City Services LLC | 3122 | Homer City Generating Station | PA | Indiana | 1 | Conventional Steam Coal | BIT | Hard Coal | 660 | 1969
58615 | NRG Homer City Services LLC | 3122 | Homer City Generating Station | PA | Indiana | 2 | Conventional Steam Coal | BIT | Hard Coal | 660 | 1969
58615 | NRG Homer City Services LLC | 3122 | Homer City Generating Station | PA | Indiana | 3 | Conventional Steam Coal | BIT | Hard Coal | 692 | 1977
54679 | BP Piney & Deep Creek LLC | 3124 | Piney | PA | Clarion | 1 | Conventional Hydroelectric | WAT | Hydro | 10 | 1924
54679 | BP Piney & Deep Creek LLC | 3124 | Piney | PA | Clarion | 2 | Conventional Hydroelectric | WAT | Hydro | 10 | 1924
54679 | BP Piney & Deep Creek LLC | 3124 | Piney | PA | Clarion | 3 | Conventional Hydroelectric | WAT | Hydro | 10 | 1928
54885 | NRG Wholesale Generation LP | 3130 | Seward (PA) | PA | Indiana | FB1 | Conventional Steam Coal | WC | Hard Coal | 585 | 2004
17235 | NRG REMA LLC | 3131 | Shawville | PA | Clearfield | 1 | Conventional Steam Coal | BIT | Hard Coal | 125 | 1954
17235 | NRG REMA LLC | 3131 | Shawville | PA | Clearfield | 2 | Conventional Steam Coal | BIT | Hard Coal | 125 | 1954
17235 | NRG REMA LLC | 3131 | Shawville | PA | Clearfield | 3 | Conventional Steam Coal | BIT | Hard Coal | 188 | 1959
17235 | NRG REMA LLC | 3131 | Shawville | PA | Clearfield | 4 | Conventional Steam Coal | BIT | Hard Coal | 188 | 1960
17235 | NRG REMA LLC | 3131 | Shawville | PA | Clearfield | 5 | Petroleum Liquids | DFO | Petroleum | 2 | 1960
17235 | NRG REMA LLC | 3131 | Shawville | PA | Clearfield | 6 | Petroleum Liquids | DFO | Petroleum | 2 | 1966
17235 | NRG REMA LLC | 3131 | Shawville | PA | Clearfield | 7 | Petroleum Liquids | DFO | Petroleum | 2 | 1960
17235 | NRG REMA LLC | 3132 | Warren | PA | Warren | 3 | Petroleum Liquids | DFO | Petroleum | 53.1 | 1972
15873 | GenOn Northeast Management Company | 3136 | Keystone | PA | Armstrong | 1 | Conventional Steam Coal | BIT | Hard Coal | 936 | 1967
15873 | GenOn Northeast Management Company | 3136 | Keystone | PA | Armstrong | 2 | Conventional Steam Coal | BIT | Hard Coal | 936 | 1968
15873 | GenOn Northeast Management Company | 3136 | Keystone | PA | Armstrong | 3 | Petroleum Liquids | DFO | Petroleum | 3 | 1968
15873 | GenOn Northeast Management Company | 3136 | Keystone | PA | Armstrong | 4 | Petroleum Liquids | DFO | Petroleum | 3 | 1968
15873 | GenOn Northeast Management Company | 3136 | Keystone | PA | Armstrong | 5 | Petroleum Liquids | DFO | Petroleum | 3 | 1968
15873 | GenOn Northeast Management Company | 3136 | Keystone | PA | Armstrong | 6 | Petroleum Liquids | DFO | Petroleum | 3 | 1968
14165 | NRG Power Midwest LP | 3138 | New Castle Plant | PA | Lawrence | 3 | Conventional Steam Coal | BIT | Hard Coal | 98 | 1952
14165 | NRG Power Midwest LP | 3138 | New Castle Plant | PA | Lawrence | 4 | Conventional Steam Coal | BIT | Hard Coal | 114 | 1958
14165 | NRG Power Midwest LP | 3138 | New Castle Plant | PA | Lawrence | 5 | Conventional Steam Coal | BIT | Hard Coal | 136 | 1964
14165 | NRG Power Midwest LP | 3138 | New Castle Plant | PA | Lawrence | EMDA | Petroleum Liquids | DFO | Petroleum | 3.2 | 1968
14165 | NRG Power Midwest LP | 3138 | New Castle Plant | PA | Lawrence | EMDB | Petroleum Liquids | DFO | Petroleum | 3.2 | 1968
15276 | TalenEnergy Martins Creek LLC | 3139 | TalenEnergy Martin Creek LLC Allentown | PA | Lehigh | CTG1 | Petroleum Liquids | DFO | Petroleum | 16 | 1967
15276 | TalenEnergy Martins Creek LLC | 3139 | TalenEnergy Martin Creek LLC Allentown | PA | Lehigh | CTG2 | Petroleum Liquids | DFO | Petroleum | 16 | 1967
15276 | TalenEnergy Martins Creek LLC | 3139 | TalenEnergy Martin Creek LLC Allentown | PA | Lehigh | CTG3 | Petroleum Liquids | DFO | Petroleum | 16 | 1967
15276 | TalenEnergy Martins Creek LLC | 3139 | TalenEnergy Martin Creek LLC Allentown | PA | Lehigh | CTG4 | Petroleum Liquids | DFO | Petroleum | 16 | 1967
15537 | Brunner Island LLC | 3140 | Brunner Island | PA | York | 1 | Conventional Steam Coal | BIT | Hard Coal | 363.3 | 1961
15537 | Brunner Island LLC | 3140 | Brunner Island | PA | York | 2 | Conventional Steam Coal | BIT | Hard Coal | 405 | 1965
15537 | Brunner Island LLC | 3140 | Brunner Island | PA | York | 3 | Conventional Steam Coal | BIT | Hard Coal | 847.8 | 1969
15537 | Brunner Island LLC | 3140 | Brunner Island | PA | York | BID1 | Petroleum Liquids | DFO | Petroleum | 2.7 | 1967
15537 | Brunner Island LLC | 3140 | Brunner Island | PA | York | BID2 | Petroleum Liquids | DFO | Petroleum | 2.7 | 1967
15537 | Brunner Island LLC | 3140 | Brunner Island | PA | York | BID3 | Petroleum Liquids | DFO | Petroleum | 2.7 | 1967
15276 | TalenEnergy Martins Creek LLC | 3142 | TalenEnergy Martins Creek LLC Fishbach | PA | Schuylkill | UNT1 | Petroleum Liquids | DFO | Petroleum | 18.5 | 1969
15276 | TalenEnergy Martins Creek LLC | 3142 | TalenEnergy Martins Creek LLC Fishbach | PA | Schuylkill | UNT2 | Petroleum Liquids | DFO | Petroleum | 18.5 | 1969
15276 | TalenEnergy Martins Creek LLC | 3143 | TalenEnergy Martins Creek LLC Harrisburg | PA | Dauphin | CTG1 | Petroleum Liquids | DFO | Petroleum | 16 | 1967
15276 | TalenEnergy Martins Creek LLC | 3143 | TalenEnergy Martins Creek LLC Harrisburg | PA | Dauphin | CTG2 | Petroleum Liquids | DFO | Petroleum | 16 | 1967
15276 | TalenEnergy Martins Creek LLC | 3143 | TalenEnergy Martins Creek LLC Harrisburg | PA | Dauphin | CTG3 | Petroleum Liquids | DFO | Petroleum | 16 | 1967
15276 | TalenEnergy Martins Creek LLC | 3143 | TalenEnergy Martins Creek LLC Harrisburg | PA | Dauphin | CTG4 | Petroleum Liquids | DFO | Petroleum | 16 | 1967
15276 | TalenEnergy Martins Creek LLC | 3144 | TalenEnergy Martins Creek LLC Harwood | PA | Luzerne | CTG1 | Petroleum Liquids | DFO | Petroleum | 16 | 1967
15276 | TalenEnergy Martins Creek LLC | 3144 | TalenEnergy Martins Creek LLC Harwood | PA | Luzerne | CTG2 | Petroleum Liquids | DFO | Petroleum | 16 | 1967
15458 | TalenEnergy Holtwood LLC | 3145 | TalenEnergy Holtwood | PA | Lancaster | HW1 | Conventional Hydroelectric | WAT | Hydro | 10.4 | 1910
15458 | TalenEnergy Holtwood LLC | 3145 | TalenEnergy Holtwood | PA | Lancaster | HW10 | Conventional Hydroelectric | WAT | Hydro | 12 | 1924
15458 | TalenEnergy Holtwood LLC | 3145 | TalenEnergy Holtwood | PA | Lancaster | HW11 | Conventional Hydroelectric | WAT | Hydro | 1.4 | 2011
15458 | TalenEnergy Holtwood LLC | 3145 | TalenEnergy Holtwood | PA | Lancaster | HW13 | Conventional Hydroelectric | WAT | Hydro | 1.4 | 2011
15458 | TalenEnergy Holtwood LLC | 3145 | TalenEnergy Holtwood | PA | Lancaster | HW18 | Conventional Hydroelectric | WAT | Hydro | 66 | 2013
15458 | TalenEnergy Holtwood LLC | 3145 | TalenEnergy Holtwood | PA | Lancaster | HW19 | Conventional Hydroelectric | WAT | Hydro | 66 | 2013
15458 | TalenEnergy Holtwood LLC | 3145 | TalenEnergy Holtwood | PA | Lancaster | HW2 | Conventional Hydroelectric | WAT | Hydro | 10.4 | 1911
15458 | TalenEnergy Holtwood LLC | 3145 | TalenEnergy Holtwood | PA | Lancaster | HW3 | Conventional Hydroelectric | WAT | Hydro | 13.5 | 1911
15458 | TalenEnergy Holtwood LLC | 3145 | TalenEnergy Holtwood | PA | Lancaster | HW4 | Conventional Hydroelectric | WAT | Hydro | 10.4 | 1911
15458 | TalenEnergy Holtwood LLC | 3145 | TalenEnergy Holtwood | PA | Lancaster | HW5 | Conventional Hydroelectric | WAT | Hydro | 10.4 | 1911
15458 | TalenEnergy Holtwood LLC | 3145 | TalenEnergy Holtwood | PA | Lancaster | HW6 | Conventional Hydroelectric | WAT | Hydro | 10.4 | 1911
15458 | TalenEnergy Holtwood LLC | 3145 | TalenEnergy Holtwood | PA | Lancaster | HW7 | Conventional Hydroelectric | WAT | Hydro | 10.4 | 1913
15458 | TalenEnergy Holtwood LLC | 3145 | TalenEnergy Holtwood | PA | Lancaster | HW8 | Conventional Hydroelectric | WAT | Hydro | 11.4 | 1914
15458 | TalenEnergy Holtwood LLC | 3145 | TalenEnergy Holtwood | PA | Lancaster | HW9 | Conventional Hydroelectric | WAT | Hydro | 13.2 | 1914
15276 | TalenEnergy Martins Creek LLC | 3146 | TalenEnergy Martins Creek LLC Jenkins | PA | Luzerne | CTG1 | Petroleum Liquids | DFO | Petroleum | 16 | 1969
15276 | TalenEnergy Martins Creek LLC | 3146 | TalenEnergy Martins Creek LLC Jenkins | PA | Luzerne | CTG2 | Petroleum Liquids | DFO | Petroleum | 16 | 1969
15276 | TalenEnergy Martins Creek LLC | 3147 | TalenEnergy Martins Creek LLC Lock Haven | PA | Lycoming | CTG | Petroleum Liquids | DFO | Petroleum | 18.5 | 1969
15276 | TalenEnergy Martins Creek LLC | 3148 | TalenEnergy Martins Creek | PA | Northampton | 3 | Natural Gas Steam Turbine | NG | Natural Gas Peaker | 850.5 | 1975
15276 | TalenEnergy Martins Creek LLC | 3148 | TalenEnergy Martins Creek | PA | Northampton | 4 | Natural Gas Steam Turbine | NG | Natural Gas Peaker | 850.5 | 1977
15276 | TalenEnergy Martins Creek LLC | 3148 | TalenEnergy Martins Creek | PA | Northampton | CTG1 | Natural Gas Fired Combustion Turbine | NG | Natural Gas Peaker | 22.3 | 1971
15276 | TalenEnergy Martins Creek LLC | 3148 | TalenEnergy Martins Creek | PA | Northampton | CTG2 | Natural Gas Fired Combustion Turbine | NG | Natural Gas Peaker | 22.3 | 1971
15276 | TalenEnergy Martins Creek LLC | 3148 | TalenEnergy Martins Creek | PA | Northampton | CTG3 | Natural Gas Fired Combustion Turbine | NG | Natural Gas Peaker | 22.3 | 1971
15276 | TalenEnergy Martins Creek LLC | 3148 | TalenEnergy Martins Creek | PA | Northampton | CTG4 | Natural Gas Fired Combustion Turbine | NG | Natural Gas Peaker | 22.3 | 1971
15534 | TalenEnergy Montour LLC | 3149 | TalenEnergy Montour | PA | Montour | 1 | Conventional Steam Coal | BIT | Hard Coal | 864.9 | 1971
15534 | TalenEnergy Montour LLC | 3149 | TalenEnergy Montour | PA | Montour | 11 | Conventional Steam Coal | BIT | Hard Coal | 17.2 | 1973
15534 | TalenEnergy Montour LLC | 3149 | TalenEnergy Montour | PA | Montour | 2 | Conventional Steam Coal | BIT | Hard Coal | 893 | 1973
22001 | Sunbury Generation LP | 3152 | Sunbury Generation LP | PA | Snyder | CTG1 | Petroleum Liquids | DFO | Petroleum | 23.6 | 1971
22001 | Sunbury Generation LP | 3152 | Sunbury Generation LP | PA | Snyder | CTG2 | Petroleum Liquids | DFO | Petroleum | 23.6 | 1971
22001 | Sunbury Generation LP | 3152 | Sunbury Generation LP | PA | Snyder | DI2 | Petroleum Liquids | DFO | Petroleum | 5.5 | 1967
15458 | TalenEnergy Holtwood LLC | 3153 | TalenEnergy HW Wallenpaupack | PA | Wayne | WP1 | Conventional Hydroelectric | WAT | Hydro | 20 | 1926
15458 | TalenEnergy Holtwood LLC | 3153 | TalenEnergy HW Wallenpaupack | PA | Wayne | WP2 | Conventional Hydroelectric | WAT | Hydro | 20 | 1926
15276 | TalenEnergy Martins Creek LLC | 3154 | TalenEnergy Martins Creek LLC West Shore | PA | Cumberland | CTG1 | Petroleum Liquids | DFO | Petroleum | 18.5 | 1969
15276 | TalenEnergy Martins Creek LLC | 3154 | TalenEnergy Martins Creek LLC West Shore | PA | Cumberland | CTG2 | Petroleum Liquids | DFO | Petroleum | 18.5 | 1969
15276 | TalenEnergy Martins Creek LLC | 3155 | TalenEnergy Martins Creek LLC Williamsport | PA | Lycoming | CTG1 | Petroleum Liquids | DFO | Petroleum | 16 | 1967
15276 | TalenEnergy Martins Creek LLC | 3155 | TalenEnergy Martins Creek LLC Williamsport | PA | Lycoming | CTG2 | Petroleum Liquids | DFO | Petroleum | 16 | 1967
6035 | Exelon Power | 3157 | Chester Generating Station | PA | Chester | 7 | Petroleum Liquids | DFO | Petroleum | 18.6 | 1969
6035 | Exelon Power | 3157 | Chester Generating Station | PA | Chester | 8 | Petroleum Liquids | DFO | Petroleum | 18.6 | 1969
6035 | Exelon Power | 3157 | Chester Generating Station | PA | Chester | 9 | Petroleum Liquids | DFO | Petroleum | 18.6 | 1969
6035 | Exelon Power | 3160 | Delaware Generating Station | PA | Philadelphia | 10 | Petroleum Liquids | DFO | Petroleum | 18.6 | 1969
6035 | Exelon Power | 3160 | Delaware Generating Station | PA | Philadelphia | 11 | Petroleum Liquids | DFO | Petroleum | 18.6 | 1969
6035 | Exelon Power | 3160 | Delaware Generating Station | PA | Philadelphia | 12 | Petroleum Liquids | DFO | Petroleum | 18.6 | 1969
6035 | Exelon Power | 3160 | Delaware Generating Station | PA | Philadelphia | 9 | Petroleum Liquids | DFO | Petroleum | 21.2 | 1970
6035 | Exelon Power | 3161 | Eddystone Generating Station | PA | Delaware | 10 | Petroleum Liquids | DFO | Petroleum | 18.6 | 1967
6035 | Exelon Power | 3161 | Eddystone Generating Station | PA | Delaware | 20 | Petroleum Liquids | DFO | Petroleum | 18.6 | 1967
6035 | Exelon Power | 3161 | Eddystone Generating Station | PA | Delaware | 3 | Natural Gas Steam Turbine | NG | Natural Gas Peaker | 391 | 1974
6035 | Exelon Power | 3161 | Eddystone Generating Station | PA | Delaware | 30 | Petroleum Liquids | DFO | Petroleum | 21.2 | 1970
6035 | Exelon Power | 3161 | Eddystone Generating Station | PA | Delaware | 4 | Natural Gas Steam Turbine | NG | Natural Gas Peaker | 391 | 1976
6035 | Exelon Power | 3161 | Eddystone Generating Station | PA | Delaware | 40 | Petroleum Liquids | DFO | Petroleum | 21.2 | 1970
6035 | Exelon Power | 3162 | Falls | PA | Bucks | 1 | Petroleum Liquids | DFO | Petroleum | 21.2 | 1970
6035 | Exelon Power | 3162 | Falls | PA | Bucks | 2 | Petroleum Liquids | DFO | Petroleum | 21.2 | 1970
6035 | Exelon Power | 3162 | Falls | PA | Bucks | 3 | Petroleum Liquids | DFO | Petroleum | 21.2 | 1970
6035 | Exelon Power | 3163 | Moser Generating Station | PA | Montgomery | 1 | Petroleum Liquids | DFO | Petroleum | 21.2 | 1970
6035 | Exelon Power | 3163 | Moser Generating Station | PA | Montgomery | 2 | Petroleum Liquids | DFO | Petroleum | 21.2 | 1970
6035 | Exelon Power | 3163 | Moser Generating Station | PA | Montgomery | 3 | Petroleum Liquids | DFO | Petroleum | 21.2 | 1970
6035 | Exelon Power | 3164 | Muddy Run | PA | Lancaster | 1 | Hydroelectric Pumped Storage | WAT | Other | 134 | 1967
6035 | Exelon Power | 3164 | Muddy Run | PA | Lancaster | 2 | Hydroelectric Pumped Storage | WAT | Other | 134 | 1967
6035 | Exelon Power | 3164 | Muddy Run | PA | Lancaster | 3 | Hydroelectric Pumped Storage | WAT | Other | 134 | 1967
6035 | Exelon Power | 3164 | Muddy Run | PA | Lancaster | 4 | Hydroelectric Pumped Storage | WAT | Other | 134 | 1967
6035 | Exelon Power | 3164 | Muddy Run | PA | Lancaster | 5 | Hydroelectric Pumped Storage | WAT | Other | 134 | 1967
6035 | Exelon Power | 3164 | Muddy Run | PA | Lancaster | 6 | Hydroelectric Pumped Storage | WAT | Other | 134 | 1967
6035 | Exelon Power | 3164 | Muddy Run | PA | Lancaster | 7 | Hydroelectric Pumped Storage | WAT | Other | 134 | 1968
6035 | Exelon Power | 3164 | Muddy Run | PA | Lancaster | 8 | Hydroelectric Pumped Storage | WAT | Other | 134 | 1968
55951 | Exelon Nuclear | 3166 | Peach Bottom | PA | York | 2 | Nuclear | NUC | Nuclear | 1244.8 | 1974
55951 | Exelon Nuclear | 3166 | Peach Bottom | PA | York | 3 | Nuclear | NUC | Nuclear | 1377 | 1974
6035 | Exelon Power | 3168 | Richmond Generating Station | PA | Philadelphia | 91 | Petroleum Liquids | DFO | Petroleum | 65.8 | 1973
6035 | Exelon Power | 3168 | Richmond Generating Station | PA | Philadelphia | 92 | Petroleum Liquids | DFO | Petroleum | 65.8 | 1973
6035 | Exelon Power | 3169 | Schuylkill Generating Station | PA | Philadelphia | 10 | Petroleum Liquids | DFO | Petroleum | 18.6 | 1969
6035 | Exelon Power | 3169 | Schuylkill Generating Station | PA | Philadelphia | 11 | Petroleum Liquids | DFO | Petroleum | 21.2 | 1971
6035 | Exelon Power | 3170 | Southwark | PA | Philadelphia | 3 | Petroleum Liquids | DFO | Petroleum | 18.6 | 1967
6035 | Exelon Power | 3170 | Southwark | PA | Philadelphia | 4 | Petroleum Liquids | DFO | Petroleum | 18.6 | 1967
6035 | Exelon Power | 3170 | Southwark | PA | Philadelphia | 5 | Petroleum Liquids | DFO | Petroleum | 18.6 | 1967
6035 | Exelon Power | 3170 | Southwark | PA | Philadelphia | 6 | Petroleum Liquids | DFO | Petroleum | 18.6 | 1968
59364 | Safe Harbor | 3175 | Safe Harbor | PA | Lancaster | 1 | Conventional Hydroelectric | WAT | Hydro | 33 | 1940
59364 | Safe Harbor | 3175 | Safe Harbor | PA | Lancaster | 10 | Conventional Hydroelectric | WAT | Hydro | 37.5 | 1985
59364 | Safe Harbor | 3175 | Safe Harbor | PA | Lancaster | 11 | Conventional Hydroelectric | WAT | Hydro | 37.5 | 1986
59364 | Safe Harbor | 3175 | Safe Harbor | PA | Lancaster | 12 | Conventional Hydroelectric | WAT | Hydro | 37.5 | 1985
59364 | Safe Harbor | 3175 | Safe Harbor | PA | Lancaster | 2 | Conventional Hydroelectric | WAT | Hydro | 33 | 1934
59364 | Safe Harbor | 3175 | Safe Harbor | PA | Lancaster | 3 | Conventional Hydroelectric | WAT | Hydro | 32 | 1931
59364 | Safe Harbor | 3175 | Safe Harbor | PA | Lancaster | 4 | Conventional Hydroelectric | WAT | Hydro | 32 | 1931
59364 | Safe Harbor | 3175 | Safe Harbor | PA | Lancaster | 41 | Conventional Hydroelectric | WAT | Hydro | 2 | 1931
59364 | Safe Harbor | 3175 | Safe Harbor | PA | Lancaster | 42 | Conventional Hydroelectric | WAT | Hydro | 2 | 1931
59364 | Safe Harbor | 3175 | Safe Harbor | PA | Lancaster | 5 | Conventional Hydroelectric | WAT | Hydro | 32 | 1932
59364 | Safe Harbor | 3175 | Safe Harbor | PA | Lancaster | 6 | Conventional Hydroelectric | WAT | Hydro | 32 | 1932
59364 | Safe Harbor | 3175 | Safe Harbor | PA | Lancaster | 7 | Conventional Hydroelectric | WAT | Hydro | 32 | 1933
59364 | Safe Harbor | 3175 | Safe Harbor | PA | Lancaster | 8 | Conventional Hydroelectric | WAT | Hydro | 37.5 | 1985
59364 | Safe Harbor | 3175 | Safe Harbor | PA | Lancaster | 9 | Conventional Hydroelectric | WAT | Hydro | 37.5 | 1986
19391 | UGI Development Co | 3176 | Hunlock Power Station | PA | Luzerne | 3 | Natural Gas Fired Combined Cycle | NG | Natural Gas Nonpeaker | 49.9 | 1959
19391 | UGI Development Co | 3176 | Hunlock Power Station | PA | Luzerne | 5 | Natural Gas Fired Combined Cycle | NG | Natural Gas Nonpeaker | 48 | 2011
19391 | UGI Development Co | 3176 | Hunlock Power Station | PA | Luzerne | 6 | Natural Gas Fired Combined Cycle | NG | Natural Gas Nonpeaker | 48 | 2011
50018 | Dominion Energy New England, LLC | 3236 | Manchester Street | RI | Providence | G10A | Natural Gas Fired Combined Cycle | NG | Natural Gas Nonpeaker | 125 | 1995
50018 | Dominion Energy New England, LLC | 3236 | Manchester Street | RI | Providence | G11A | Natural Gas Fired Combined Cycle | NG | Natural Gas Nonpeaker | 125 | 1995
50018 | Dominion Energy New England, LLC | 3236 | Manchester Street | RI | Providence | GE10 | Natural Gas Fired Combined Cycle | NG | Natural Gas Nonpeaker | 48 | 1995
50018 | Dominion Energy New England, LLC | 3236 | Manchester Street | RI | Providence | GE11 | Natural Gas Fired Combined Cycle | NG | Natural Gas Nonpeaker | 46 | 1995
50018 | Dominion Energy New England, LLC | 3236 | Manchester Street | RI | Providence | GE9A | Natural Gas Fired Combined Cycle | NG | Natural Gas Nonpeaker | 125 | 1995
50018 | Dominion Energy New England, LLC | 3236 | Manchester Street | RI | Providence | GEN9 | Natural Gas Fired Combined Cycle | NG | Natural Gas Nonpeaker | 46 | 1995
3046 | Duke Energy Progress - (NC) | 3250 | Darlington County | SC | Darlington | 1 | Natural Gas Fired Combustion Turbine | NG | Natural Gas Peaker | 66.8 | 1974
3046 | Duke Energy Progress - (NC) | 3250 | Darlington County | SC | Darlington | 10 | Petroleum Liquids | DFO | Petroleum | 65.8 | 1974
3046 | Duke Energy Progress - (NC) | 3250 | Darlington County | SC | Darlington | 12 | Natural Gas Fired Combustion Turbine | NG | Natural Gas Peaker | 158 | 1997
3046 | Duke Energy Progress - (NC) | 3250 | Darlington County | SC | Darlington | 13 | Natural Gas Fired Combustion Turbine | NG | Natural Gas Peaker | 158 | 1997
3046 | Duke Energy Progress - (NC) | 3250 | Darlington County | SC | Darlington | 2 | Petroleum Liquids | DFO | Petroleum | 65.8 | 1974
3046 | Duke Energy Progress - (NC) | 3250 | Darlington County | SC | Darlington | 3 | Natural Gas Fired Combustion Turbine | NG | Natural Gas Peaker | 66.8 | 1974
3046 | Duke Energy Progress - (NC) | 3250 | Darlington County | SC | Darlington | 4 | Petroleum Liquids | DFO | Petroleum | 65.8 | 1974
3046 | Duke Energy Progress - (NC) | 3250 | Darlington County | SC | Darlington | 5 | Natural Gas Fired Combustion Turbine | NG | Natural Gas Peaker | 66.8 | 1975
3046 | Duke Energy Progress - (NC) | 3250 | Darlington County | SC | Darlington | 6 | Petroleum Liquids | DFO | Petroleum | 65.8 | 1974
3046 | Duke Energy Progress - (NC) | 3250 | Darlington County | SC | Darlington | 7 | Natural Gas Fired Combustion Turbine | NG | Natural Gas Peaker | 66.8 | 1975
3046 | Duke Energy Progress - (NC) | 3250 | Darlington County | SC | Darlington | 8 | Petroleum Liquids | DFO | Petroleum | 65.8 | 1974
3046 | Duke Energy Progress - (NC) | 3250 | Darlington County | SC | Darlington | 9 | Petroleum Liquids | DFO | Petroleum | 66.8 | 1974
3046 | Duke Energy Progress - (NC) | 3251 | H B Robinson | SC | Darlington | 2 | Nuclear | NUC | Nuclear | 768.6 | 1971
13763 | Northbrook Carolina Hydro LLC | 3253 | Boyds Mill Hydro | SC | Greenville | 1 | Conventional Hydroelectric | WAT | Hydro | 0.7 | 1996
13763 | Northbrook Carolina Hydro LLC | 3253 | Boyds Mill Hydro | SC | Greenville | 2 | Conventional Hydroelectric | WAT | Hydro | 0.7 | 1996
17543 | South Carolina Public Service Authority | 3254 | Buzzard Roost | SC | Greenwood | HC1 | Conventional Hydroelectric | WAT | Hydro | 5 | 1940
17543 | South Carolina Public Service Authority | 3254 | Buzzard Roost | SC | Greenwood | HC2 | Conventional Hydroelectric | WAT | Hydro | 5 | 1940
17543 | South Carolina Public Service Authority | 3254 | Buzzard Roost | SC | Greenwood | HC3 | Conventional Hydroelectric | WAT | Hydro | 5 | 1940
5416 | Duke Energy Carolinas, LLC | 3255 | Cedar Creek | SC | Lancaster | 1 | Conventional Hydroelectric | WAT | Hydro | 15 | 1926
5416 | Duke Energy Carolinas, LLC | 3255 | Cedar Creek | SC | Lancaster | 2 | Conventional Hydroelectric | WAT | Hydro | 15 | 1926
5416 | Duke Energy Carolinas, LLC | 3255 | Cedar Creek | SC | Lancaster | 3 | Conventional Hydroelectric | WAT | Hydro | 15 | 1926
5416 | Duke Energy Carolinas, LLC | 3256 | Dearborn | SC | Chester | 1 | Conventional Hydroelectric | WAT | Hydro | 15 | 1923
5416 | Duke Energy Carolinas, LLC | 3256 | Dearborn | SC | Chester | 2 | Conventional Hydroelectric | WAT | Hydro | 15 | 1923
5416 | Duke Energy Carolinas, LLC | 3256 | Dearborn | SC | Chester | 3 | Conventional Hydroelectric | WAT | Hydro | 15 | 1923
5416 | Duke Energy Carolinas, LLC | 3257 | Fishing Creek | SC | Chester | 1 | Conventional Hydroelectric | WAT | Hydro | 9.3 | 1916
5416 | Duke Energy Carolinas, LLC | 3257 | Fishing Creek | SC | Chester | 2 | Conventional Hydroelectric | WAT | Hydro | 8.8 | 1916
5416 | Duke Energy Carolinas, LLC | 3257 | Fishing Creek | SC | Chester | 3 | Conventional Hydroelectric | WAT | Hydro | 8.8 | 1916
5416 | Duke Energy Carolinas, LLC | 3257 | Fishing Creek | SC | Chester | 4 | Conventional Hydroelectric | WAT | Hydro | 9.4 | 1916
5416 | Duke Energy Carolinas, LLC | 3257 | Fishing Creek | SC | Chester | 5 | Conventional Hydroelectric | WAT | Hydro | 6 | 1916
5416 | Duke Energy Carolinas, LLC | 3258 | Gaston Shoals | SC | Cherokee | 3 | Conventional Hydroelectric | WAT | Hydro | 1.4 | 1908
5416 | Duke Energy Carolinas, LLC | 3258 | Gaston Shoals | SC | Cherokee | 4 | Conventional Hydroelectric | WAT | Hydro | 1.4 | 1908
5416 | Duke Energy Carolinas, LLC | 3258 | Gaston Shoals | SC | Cherokee | 5 | Conventional Hydroelectric | WAT | Hydro | 1.4 | 1908
5416 | Duke Energy Carolinas, LLC | 3258 | Gaston Shoals | SC | Cherokee | 6 | Conventional Hydroelectric | WAT | Hydro | 2.5 | 1927
5416 | Duke Energy Carolinas, LLC | 3259 | Great Falls (SC) | SC | Chester | 1 | Conventional Hydroelectric | WAT | Hydro | 3 | 1907
5416 | Duke Energy Carolinas, LLC | 3259 | Great Falls (SC) | SC | Chester | 2 | Conventional Hydroelectric | WAT | Hydro | 3 | 1907
5416 | Duke Energy Carolinas, LLC | 3259 | Great Falls (SC) | SC | Chester | 3 | Conventional Hydroelectric | WAT | Hydro | 3 | 1907
5416 | Duke Energy Carolinas, LLC | 3259 | Great Falls (SC) | SC | Chester | 4 | Conventional Hydroelectric | WAT | Hydro | 3 | 1907
5416 | Duke Energy Carolinas, LLC | 3259 | Great Falls (SC) | SC | Chester | 5 | Conventional Hydroelectric | WAT | Hydro | 3 | 1907
5416 | Duke Energy Carolinas, LLC | 3259 | Great Falls (SC) | SC | Chester | 6 | Conventional Hydroelectric | WAT | Hydro | 3 | 1907
5416 | Duke Energy Carolinas, LLC | 3259 | Great Falls (SC) | SC | Chester | 7 | Conventional Hydroelectric | WAT | Hydro | 3 | 1907
5416 | Duke Energy Carolinas, LLC | 3259 | Great Falls (SC) | SC | Chester | 8 | Conventional Hydroelectric | WAT | Hydro | 3 | 1907
13763 | Northbrook Carolina Hydro LLC | 3261 | Hollidays Bridge Hydro | SC | Anderson | 1 | Conventional Hydroelectric | WAT | Hydro | 1 | 1996
13763 | Northbrook Carolina Hydro LLC | 3261 | Hollidays Bridge Hydro | SC | Anderson | 2 | Conventional Hydroelectric | WAT | Hydro | 1 | 1996
13763 | Northbrook Carolina Hydro LLC | 3261 | Hollidays Bridge Hydro | SC | Anderson | 3 | Conventional Hydroelectric | WAT | Hydro | 1 | 1996
13763 | Northbrook Carolina Hydro LLC | 3261 | Hollidays Bridge Hydro | SC | Anderson | 4 | Conventional Hydroelectric | WAT | Hydro | 1 | 1996
5416 | Duke Energy Carolinas, LLC | 3262 | Jocassee | SC | Pickens | 1 | Hydroelectric Pumped Storage | WAT | Other | 193.5 | 1973
5416 | Duke Energy Carolinas, LLC | 3262 | Jocassee | SC | Pickens | 2 | Hydroelectric Pumped Storage | WAT | Other | 193.5 | 1973
5416 | Duke Energy Carolinas, LLC | 3262 | Jocassee | SC | Pickens | 3 | Hydroelectric Pumped Storage | WAT | Other | 193.5 | 1975
5416 | Duke Energy Carolinas, LLC | 3262 | Jocassee | SC | Pickens | 4 | Hydroelectric Pumped Storage | WAT | Other | 193.5 | 1975
5416 | Duke Energy Carolinas, LLC | 3264 | W S Lee | SC | Anderson | 3 | Natural Gas Steam Turbine | NG | Natural Gas Peaker | 163.2 | 1958
5416 | Duke Energy Carolinas, LLC | 3264 | W S Lee | SC | Anderson | 7 | Natural Gas Fired Combustion Turbine | NG | Natural Gas Peaker | 54 | 2007
5416 | Duke Energy Carolinas, LLC | 3264 | W S Lee | SC | Anderson | 8 | Natural Gas Fired Combustion Turbine | NG | Natural Gas Peaker | 54 | 2007
5416 | Duke Energy Carolinas, LLC | 3265 | Oconee | SC | Oconee | 1 | Nuclear | NUC | Nuclear | 886.7 | 1973
5416 | Duke Energy Carolinas, LLC | 3265 | Oconee | SC | Oconee | 2 | Nuclear | NUC | Nuclear | 886.7 | 1974
5416 | Duke Energy Carolinas, LLC | 3265 | Oconee | SC | Oconee | 3 | Nuclear | NUC | Nuclear | 893.3 | 1974
5416 | Duke Energy Carolinas, LLC | 3266 | Rocky Creek | SC | Fairfield | 1 | Conventional Hydroelectric | WAT | Hydro | 3 | 1909
5416 | Duke Energy Carolinas, LLC | 3266 | Rocky Creek | SC | Fairfield | 2 | Conventional Hydroelectric | WAT | Hydro | 3 | 1909
5416 | Duke Energy Carolinas, LLC | 3266 | Rocky Creek | SC | Fairfield | 3 | Conventional Hydroelectric | WAT | Hydro | 3 | 1909
5416 | Duke Energy Carolinas, LLC | 3266 | Rocky Creek | SC | Fairfield | 4 | Conventional Hydroelectric | WAT | Hydro | 3 | 1909
5416 | Duke Energy Carolinas, LLC | 3266 | Rocky Creek | SC | Fairfield | 5 | Conventional Hydroelectric | WAT | Hydro | 5 | 1909
5416 | Duke Energy Carolinas, LLC | 3266 | Rocky Creek | SC | Fairfield | 6 | Conventional Hydroelectric | WAT | Hydro | 5 | 1909
5416 | Duke Energy Carolinas, LLC | 3266 | Rocky Creek | SC | Fairfield | 7 | Conventional Hydroelectric | WAT | Hydro | 3 | 1909
5416 | Duke Energy Carolinas, LLC | 3266 | Rocky Creek | SC | Fairfield | 8 | Conventional Hydroelectric | WAT | Hydro | 3 | 1909
13763 | Northbrook Carolina Hydro LLC | 3267 | Saluda Dam | SC | Greenville | 1 | Conventional Hydroelectric | WAT | Hydro | 0.6 | 1996
13763 | Northbrook Carolina Hydro LLC | 3267 | Saluda Dam | SC | Greenville | 2 | Conventional Hydroelectric | WAT | Hydro | 0.6 | 1996
13763 | Northbrook Carolina Hydro LLC | 3267 | Saluda Dam | SC | Greenville | 3 | Conventional Hydroelectric | WAT | Hydro | 0.6 | 1996
13763 | Northbrook Carolina Hydro LLC | 3267 | Saluda Dam | SC | Greenville | 4 | Conventional Hydroelectric | WAT | Hydro | 0.6 | 1996
5416 | Duke Energy Carolinas, LLC | 3270 | Wateree Hydro | SC | Kershaw | 1 | Conventional Hydroelectric | WAT | Hydro | 11.2 | 1919
5416 | Duke Energy Carolinas, LLC | 3270 | Wateree Hydro | SC | Kershaw | 2 | Conventional Hydroelectric | WAT | Hydro | 11.2 | 1919
5416 | Duke Energy Carolinas, LLC | 3270 | Wateree Hydro | SC | Kershaw | 3 | Conventional Hydroelectric | WAT | Hydro | 11.2 | 1919
5416 | Duke Energy Carolinas, LLC | 3270 | Wateree Hydro | SC | Kershaw | 4 | Conventional Hydroelectric | WAT | Hydro | 11.2 | 1919
5416 | Duke Energy Carolinas, LLC | 3270 | Wateree Hydro | SC | Kershaw | 5 | Conventional Hydroelectric | WAT | Hydro | 11.2 | 1919
5416 | Duke Energy Carolinas, LLC | 3271 | Wylie | SC | York | 1 | Conventional Hydroelectric | WAT | Hydro | 15 | 1925
5416 | Duke Energy Carolinas, LLC | 3271 | Wylie | SC | York | 2 | Conventional Hydroelectric | WAT | Hydro | 15 | 1925
5416 | Duke Energy Carolinas, LLC | 3271 | Wylie | SC | York | 3 | Conventional Hydroelectric | WAT | Hydro | 15 | 1925
5416 | Duke Energy Carolinas, LLC | 3271 | Wylie | SC | York | 4 | Conventional Hydroelectric | WAT | Hydro | 15 | 1925
5416 | Duke Energy Carolinas, LLC | 3272 | 99 Islands | SC | Cherokee | 1 | Conventional Hydroelectric | WAT | Hydro | 3 | 1910
5416 | Duke Energy Carolinas, LLC | 3272 | 99 Islands | SC | Cherokee | 2 | Conventional Hydroelectric | WAT | Hydro | 3 | 1910
5416 | Duke Energy Carolinas, LLC | 3272 | 99 Islands | SC | Cherokee | 3 | Conventional Hydroelectric | WAT | Hydro | 3 | 1910
5416 | Duke Energy Carolinas, LLC | 3272 | 99 Islands | SC | Cherokee | 4 | Conventional Hydroelectric | WAT | Hydro | 3 | 1910
5416 | Duke Energy Carolinas, LLC | 3272 | 99 Islands | SC | Cherokee | 5 | Conventional Hydroelectric | WAT | Hydro | 3 | 1910
5416 | Duke Energy Carolinas, LLC | 3272 | 99 Islands | SC | Cherokee | 6 | Conventional Hydroelectric | WAT | Hydro | 3 | 1910
11118 | Lockhart Power Co | 3275 | Lockhart | SC | Union | 2 | Conventional Hydroelectric | WAT | Hydro | 4.2 | 1921
11118 | Lockhart Power Co | 3275 | Lockhart | SC | Union | HY1 | Conventional Hydroelectric | WAT | Hydro | 4.2 | 1921
11118 | Lockhart Power Co | 3275 | Lockhart | SC | Union | HY3 | Conventional Hydroelectric | WAT | Hydro | 4.2 | 1921
11118 | Lockhart Power Co | 3275 | Lockhart | SC | Union | HY4 | Conventional Hydroelectric | WAT | Hydro | 4.2 | 1921
11118 | Lockhart Power Co | 3275 | Lockhart | SC | Union | HY5 | Conventional Hydroelectric | WAT | Hydro | 1.2 | 1921
17539 | South Carolina Electric&Gas Company | 3281 | Coit GT | SC | Richland | 1 | Natural Gas Fired Combustion Turbine | NG | Natural Gas Peaker | 19.6 | 1969
17539 | South Carolina Electric&Gas Company | 3281 | Coit GT | SC | Richland | 2 | Natural Gas Fired Combustion Turbine | NG | Natural Gas Peaker | 19.6 | 1964
57221 | City of Columbia SC | 3283 | Columbia Canal Hydro | SC | Richland | 1 | Conventional Hydroelectric | WAT | Hydro | 1.6 | 1929
57221 | City of Columbia SC | 3283 | Columbia Canal Hydro | SC | Richland | 2 | Conventional Hydroelectric | WAT | Hydro | 1.6 | 1929
57221 | City of Columbia SC | 3283 | Columbia Canal Hydro | SC | Richland | 3 | Conventional Hydroelectric | WAT | Hydro | 1.6 | 1929
57221 | City of Columbia SC | 3283 | Columbia Canal Hydro | SC | Richland | 4 | Conventional Hydroelectric | WAT | Hydro | 1.3 | 1953
57221 | City of Columbia SC | 3283 | Columbia Canal Hydro | SC | Richland | 5 | Conventional Hydroelectric | WAT | Hydro | 1.3 | 1953
57221 | City of Columbia SC | 3283 | Columbia Canal Hydro | SC | Richland | 6 | Conventional Hydroelectric | WAT | Hydro | 1.6 | 1928
57221 | City of Columbia SC | 3283 | Columbia Canal Hydro | SC | Richland | 7 | Conventional Hydroelectric | WAT | Hydro | 1.6 | 1927
17539 | South Carolina Electric&Gas Company | 3285 | Hagood | SC | Charleston | 4 | Natural Gas Fired Combustion Turbine | NG | Natural Gas Peaker | 122 | 1991
17539 | South Carolina Electric&Gas Company | 3285 | Hagood | SC | Charleston | 5 | Natural Gas Fired Combustion Turbine | NG | Natural Gas Peaker | 32 | 2009
17539 | South Carolina Electric&Gas Company | 3285 | Hagood | SC | Charleston | 6 | Natural Gas Fired Combustion Turbine | NG | Natural Gas Peaker | 32 | 2010
17539 | South Carolina Electric&Gas Company | 3286 | Hardeeville | SC | Jasper | 1 | Petroleum Liquids | DFO | Petroleum | 16.3 | 1968
17539 | South Carolina Electric&Gas Company | 3287 | McMeekin | SC | Lexington | 1 | Conventional Steam Coal | BIT | Hard Coal | 146.8 | 1958
17539 | South Carolina Electric&Gas Company | 3287 | McMeekin | SC | Lexington | 2 | Conventional Steam Coal | BIT | Hard Coal | 146.8 | 1958
17539 | South Carolina Electric&Gas Company | 3289 | Neal Shoals | SC | Union | 1 | Conventional Hydroelectric | WAT | Hydro | 1.3 | 1966
17539 | South Carolina Electric&Gas Company | 3289 | Neal Shoals | SC | Union | 2 | Conventional Hydroelectric | WAT | Hydro | 1.3 | 1966
17539 | South Carolina Electric&Gas Company | 3289 | Neal Shoals | SC | Union | 3 | Conventional Hydroelectric | WAT | Hydro | 1.3 | 1966
17539 | South Carolina Electric&Gas Company | 3289 | Neal Shoals | SC | Union | 4 | Conventional Hydroelectric | WAT | Hydro | 1.3 | 1966
17539 | South Carolina Electric&Gas Company | 3290 | Parr Hydro | SC | Fairfield | 1 | Conventional Hydroelectric | WAT | Hydro | 2.4 | 1914
17539 | South Carolina Electric&Gas Company | 3290 | Parr Hydro | SC | Fairfield | 2 | Conventional Hydroelectric | WAT | Hydro | 2.4 | 1914
17539 | South Carolina Electric&Gas Company | 3290 | Parr Hydro | SC | Fairfield | 3 | Conventional Hydroelectric | WAT | Hydro | 2.4 | 1914
17539 | South Carolina Electric&Gas Company | 3290 | Parr Hydro | SC | Fairfield | 4 | Conventional Hydroelectric | WAT | Hydro | 2.4 | 1914
17539 | South Carolina Electric&Gas Company | 3290 | Parr Hydro | SC | Fairfield | 5 | Conventional Hydroelectric | WAT | Hydro | 2.4 | 1914
17539 | South Carolina Electric&Gas Company | 3290 | Parr Hydro | SC | Fairfield | 6 | Conventional Hydroelectric | WAT | Hydro | 2.4 | 1921
17539 | South Carolina Electric&Gas Company | 3291 | Parr GT | SC | Fairfield | GT1 | Natural Gas Fired Combustion Turbine | NG | Natural Gas Peaker | 17.5 | 1970
17539 | South Carolina Electric&Gas Company | 3291 | Parr GT | SC | Fairfield | GT2 | Natural Gas Fired Combustion Turbine | NG | Natural Gas Peaker | 17.5 | 1970
17539 | South Carolina Electric&Gas Company | 3291 | Parr GT | SC | Fairfield | GT3 | Natural Gas Fired Combustion Turbine | NG | Natural Gas Peaker | 19.5 | 1971
17539 | South Carolina Electric&Gas Company | 3291 | Parr GT | SC | Fairfield | GT4 | Natural Gas Fired Combustion Turbine | NG | Natural Gas Peaker | 19.5 | 1971
17539 | South Carolina Electric&Gas Company | 3293 | Saluda Lexington | SC | Lexington | 1 | Conventional Hydroelectric | WAT | Hydro | 32.5 | 1930
17539 | South Carolina Electric&Gas Company | 3293 | Saluda Lexington | SC | Lexington | 2 | Conventional Hydroelectric | WAT | Hydro | 32.5 | 1930
17539 | South Carolina Electric&Gas Company | 3293 | Saluda Lexington | SC | Lexington | 3 | Conventional Hydroelectric | WAT | Hydro | 42.3 | 1930
17539 | South Carolina Electric&Gas Company | 3293 | Saluda Lexington | SC | Lexington | 4 | Conventional Hydroelectric | WAT | Hydro | 32.5 | 1930
17539 | South Carolina Electric&Gas Company | 3293 | Saluda Lexington | SC | Lexington | 5 | Conventional Hydroelectric | WAT | Hydro | 67.5 | 1971
17539 | South Carolina Electric&Gas Company | 3295 | Urquhart | SC | Aiken | 1 | Natural Gas Fired Combined Cycle | NG | Natural Gas Nonpeaker | 75 | 1953
17539 | South Carolina Electric&Gas Company | 3295 | Urquhart | SC | Aiken | 2 | Natural Gas Fired Combined Cycle | NG | Natural Gas Nonpeaker | 75 | 1954
17539 | South Carolina Electric&Gas Company | 3295 | Urquhart | SC | Aiken | 3 | Natural Gas Steam Turbine | NG | Natural Gas Peaker | 100 | 1955
17539 | South Carolina Electric&Gas Company | 3295 | Urquhart | SC | Aiken | CT1 | Natural Gas Fired Combined Cycle | NG | Natural Gas Nonpeaker | 198.9 | 2002
17539 | South Carolina Electric&Gas Company | 3295 | Urquhart | SC | Aiken | CT2 | Natural Gas Fired Combined Cycle | NG | Natural Gas Nonpeaker | 198.9 | 2002
17539 | South Carolina Electric&Gas Company | 3295 | Urquhart | SC | Aiken | GT1 | Natural Gas Fired Combustion Turbine | NG | Natural Gas Peaker | 19.6 | 1969
17539 | South Carolina Electric&Gas Company | 3295 | Urquhart | SC | Aiken | GT2 | Natural Gas Fired Combustion Turbine | NG | Natural Gas Peaker | 16.3 | 1969
17539 | South Carolina Electric&Gas Company | 3295 | Urquhart | SC | Aiken | GT3 | Natural Gas Fired Combustion Turbine | NG | Natural Gas Peaker | 16.3 | 1969
17539 | South Carolina Electric&Gas Company | 3295 | Urquhart | SC | Aiken | GT4 | Natural Gas Fired Combustion Turbine | NG | Natural Gas Peaker | 58.9 | 1999
17539 | South Carolina Electric&Gas Company | 3297 | Wateree | SC | Richland | 1 | Conventional Steam Coal | BIT | Hard Coal | 385.9 | 1970
17539 | South Carolina Electric&Gas Company | 3297 | Wateree | SC | Richland | 2 | Conventional Steam Coal | BIT | Hard Coal | 385.9 | 1971
17554 | South Carolina Genertg Co, Inc | 3298 | Williams | SC | Berkeley | 1 | Natural Gas Fired Combustion Turbine | NG | Natural Gas Peaker | 26.9 | 1972
17554 | South Carolina Genertg Co, Inc | 3298 | Williams | SC | Berkeley | 2 | Natural Gas Fired Combustion Turbine | NG | Natural Gas Peaker | 26.9 | 1972
17554 | South Carolina Genertg Co, Inc | 3298 | Williams | SC | Berkeley | ST1 | Conventional Steam Coal | BIT | Hard Coal | 632.7 | 1973
34 | City of Abbeville - (SC) | 3305 | Rocky River (SC) | SC | Anderson | 1 | Conventional Hydroelectric | WAT | Hydro | 1.8 | 1941
34 | City of Abbeville - (SC) | 3305 | Rocky River (SC) | SC | Anderson | 2 | Conventional Hydroelectric | WAT | Hydro | 0.8 | 1941
34 | City of Abbeville - (SC) | 3305 | Rocky River (SC) | SC | Anderson | IC2 | Petroleum Liquids | DFO | Petroleum | 1.3 | 2013
17543 | South Carolina Public Service Authority | 3318 | Hilton Head | SC | Beaufort | 1 | Petroleum Liquids | DFO | Petroleum | 26.6 | 1973
17543 | South Carolina Public Service Authority | 3318 | Hilton Head | SC | Beaufort | 2 | Petroleum Liquids | DFO | Petroleum | 26.6 | 1974
17543 | South Carolina Public Service Authority | 3318 | Hilton Head | SC | Beaufort | 3 | Petroleum Liquids | DFO | Petroleum | 64.7 | 1979
17543 | South Carolina Public Service Authority | 3319 | Jefferies | SC | Berkeley | H1 | Conventional Hydroelectric | WAT | Hydro | 30.6 | 1942
17543 | South Carolina Public Service Authority | 3319 | Jefferies | SC | Berkeley | H2 | Conventional Hydroelectric | WAT | Hydro | 30.6 | 1942
17543 | South Carolina Public Service Authority | 3319 | Jefferies | SC | Berkeley | H3 | Conventional Hydroelectric | WAT | Hydro | 30.6 | 1942
17543 | South Carolina Public Service Authority | 3319 | Jefferies | SC | Berkeley | H4 | Conventional Hydroelectric | WAT | Hydro | 30.6 | 1942
17543 | South Carolina Public Service Authority | 3319 | Jefferies | SC | Berkeley | H6 | Conventional Hydroelectric | WAT | Hydro | 10.2 | 1942
17543 | South Carolina Public Service Authority | 3320 | Myrtle Beach | SC | Horry | 1 | Petroleum Liquids | DFO | Petroleum | 11.5 | 1972
17543 | South Carolina Public Service Authority | 3320 | Myrtle Beach | SC | Horry | 2 | Petroleum Liquids | DFO | Petroleum | 11.5 | 1962
17543 | South Carolina Public Service Authority | 3320 | Myrtle Beach | SC | Horry | 3 | Petroleum Liquids | DFO | Petroleum | 26.6 | 1962
17543 | South Carolina Public Service Authority | 3320 | Myrtle Beach | SC | Horry | 4 | Petroleum Liquids | DFO | Petroleum | 26.6 | 1972
17543 | South Carolina Public Service Authority | 3320 | Myrtle Beach | SC | Horry | 5 | Petroleum Liquids | DFO | Petroleum | 35.3 | 1976
17543 | South Carolina Public Service Authority | 3321 | Spillway | SC | Berkeley | 1 | Conventional Hydroelectric | WAT | Hydro | 2 | 1950
19375 | USCE-Savannah District | 3323 | J Strom Thurmond | SC | McCormick | 1 | Conventional Hydroelectric | WAT | Hydro | 51.7 | 1953
19375 | USCE-Savannah District | 3323 | J Strom Thurmond | SC | McCormick | 2 | Conventional Hydroelectric | WAT | Hydro | 51.7 | 1953
19375 | USCE-Savannah District | 3323 | J Strom Thurmond | SC | McCormick | 3 | Conventional Hydroelectric | WAT | Hydro | 51.7 | 1953
19375 | USCE-Savannah District | 3323 | J Strom Thurmond | SC | McCormick | 4 | Conventional Hydroelectric | WAT | Hydro | 51.7 | 1953
19375 | USCE-Savannah District | 3323 | J Strom Thurmond | SC | McCormick | 5 | Conventional Hydroelectric | WAT | Hydro | 51.7 | 1954
19375 | USCE-Savannah District | 3323 | J Strom Thurmond | SC | McCormick | 6 | Conventional Hydroelectric | WAT | Hydro | 51.7 | 1954
19375 | USCE-Savannah District | 3323 | J Strom Thurmond | SC | McCormick | 7 | Conventional Hydroelectric | WAT | Hydro | 51.7 | 1954
19545 | Black Hills Power, Inc. d/b/a | 3325 | Ben French | SD | Pennington | 1 | Petroleum Liquids | DFO | Petroleum | 2 | 1965
19545 | Black Hills Power, Inc. d/b/a | 3325 | Ben French | SD | Pennington | 2 | Petroleum Liquids | DFO | Petroleum | 2 | 1965
19545 | Black Hills Power, Inc. d/b/a | 3325 | Ben French | SD | Pennington | 3 | Petroleum Liquids | DFO | Petroleum | 2 | 1965
19545 | Black Hills Power, Inc. d/b/a | 3325 | Ben French | SD | Pennington | 4 | Petroleum Liquids | DFO | Petroleum | 2 | 1965
19545 | Black Hills Power, Inc. d/b/a | 3325 | Ben French | SD | Pennington | 5 | Petroleum Liquids | DFO | Petroleum | 2 | 1965
19545 | Black Hills Power, Inc. d/b/a | 3325 | Ben French | SD | Pennington | GT1 | Natural Gas Fired Combustion Turbine | NG | Natural Gas Peaker | 25 | 1977
19545 | Black Hills Power, Inc. d/b/a | 3325 | Ben French | SD | Pennington | GT2 | Natural Gas Fired Combustion Turbine | NG | Natural Gas Peaker | 25 | 1977
19545 | Black Hills Power, Inc. d/b/a | 3325 | Ben French | SD | Pennington | GT3 | Natural Gas Fired Combustion Turbine | NG | Natural Gas Peaker | 25 | 1978
19545 | Black Hills Power, Inc. d/b/a | 3325 | Ben French | SD | Pennington | GT4 | Natural Gas Fired Combustion Turbine | NG | Natural Gas Peaker | 25 | 1979
13809 | NorthWestern Energy - (SD) | 3338 | Aberdeen CT | SD | Brown | 2 | Natural Gas Fired Combustion Turbine | NG | Natural Gas Peaker | 82.2 | 2013
13809 | NorthWestern Energy - (SD) | 3338 | Aberdeen CT | SD | Brown | GT1 | Petroleum Liquids | DFO | Petroleum | 28.8 | 1978
13809 | NorthWestern Energy - (SD) | 3341 | Clark (SD) | SD | Clark | 1 | Petroleum Liquids | DFO | Petroleum | 2.7 | 1970
13809 | NorthWestern Energy - (SD) | 3342 | Faulkton | SD | Faulk | 1 | Petroleum Liquids | DFO | Petroleum | 2.7 | 1969
13809 | NorthWestern Energy - (SD) | 3344 | Huron | SD | Beadle | 1 | Natural Gas Fired Combustion Turbine | NG | Natural Gas Peaker | 15 | 1961
13809 | NorthWestern Energy - (SD) | 3344 | Huron | SD | Beadle | 2A | Natural Gas Fired Combustion Turbine | NG | Natural Gas Peaker | 42.9 | 1991
13809 | NorthWestern Energy - (SD) | 3346 | Mobile Unit | SD | Beadle | 2 | Petroleum Liquids | DFO | Petroleum | 1.7 | 1991
13809 | NorthWestern Energy - (SD) | 3346 | Mobile Unit | SD | Beadle | 3 | Petroleum Liquids | DFO | Petroleum | 2 | 2008
14232 | Otter Tail Power Co | 3352 | Lake Preston | SD | Kingsbury | 1A | Petroleum Liquids | DFO | Petroleum | 24.1 | 1978
19635 | USCE-Missouri River District | 3356 | Oahe | SD | Hughes | 1 | Conventional Hydroelectric | WAT | Hydro | 112 | 1962
19635 | USCE-Missouri River District | 3356 | Oahe | SD | Hughes | 2 | Conventional Hydroelectric | WAT | Hydro | 112 | 1962
19635 | USCE-Missouri River District | 3356 | Oahe | SD | Hughes | 3 | Conventional Hydroelectric | WAT | Hydro | 112 | 1962
19635 | USCE-Missouri River District | 3356 | Oahe | SD | Hughes | 4 | Conventional Hydroelectric | WAT | Hydro | 112 | 1962
19635 | USCE-Missouri River District | 3356 | Oahe | SD | Hughes | 5 | Conventional Hydroelectric | WAT | Hydro | 112 | 1963
19635 | USCE-Missouri River District | 3356 | Oahe | SD | Hughes | 6 | Conventional Hydroelectric | WAT | Hydro | 112 | 1963
19635 | USCE-Missouri River District | 3356 | Oahe | SD | Hughes | 7 | Conventional Hydroelectric | WAT | Hydro | 112 | 1963
19635 | USCE-Missouri River District | 3373 | Fort Randall | SD | Charles Mix | 1 | Conventional Hydroelectric | WAT | Hydro | 40 | 1954
19635 | USCE-Missouri River District | 3373 | Fort Randall | SD | Charles Mix | 2 | Conventional Hydroelectric | WAT | Hydro | 40 | 1954
19635 | USCE-Missouri River District | 3373 | Fort Randall | SD | Charles Mix | 3 | Conventional Hydroelectric | WAT | Hydro | 40 | 1954
19635 | USCE-Missouri River District | 3373 | Fort Randall | SD | Charles Mix | 4 | Conventional Hydroelectric | WAT | Hydro | 40 | 1954
19635 | USCE-Missouri River District | 3373 | Fort Randall | SD | Charles Mix | 5 | Conventional Hydroelectric | WAT | Hydro | 40 | 1955
19635 | USCE-Missouri River District | 3373 | Fort Randall | SD | Charles Mix | 6 | Conventional Hydroelectric | WAT | Hydro | 40 | 1955
19635 | USCE-Missouri River District | 3373 | Fort Randall | SD | Charles Mix | 7 | Conventional Hydroelectric | WAT | Hydro | 40 | 1955
19635 | USCE-Missouri River District | 3373 | Fort Randall | SD | Charles Mix | 8 | Conventional Hydroelectric | WAT | Hydro | 40 | 1956
19635 | USCE-Missouri River District | 3375 | Big Bend Dam | SD | Buffalo | 1 | Conventional Hydroelectric | WAT | Hydro | 67.2 | 1964
19635 | USCE-Missouri River District | 3375 | Big Bend Dam | SD | Buffalo | 2 | Conventional Hydroelectric | WAT | Hydro | 67.2 | 1964
19635 | USCE-Missouri River District | 3375 | Big Bend Dam | SD | Buffalo | 3 | Conventional Hydroelectric | WAT | Hydro | 67.2 | 1965
19635 | USCE-Missouri River District | 3375 | Big Bend Dam | SD | Buffalo | 4 | Conventional Hydroelectric | WAT | Hydro | 58.5 | 1965
19635 | USCE-Missouri River District | 3375 | Big Bend Dam | SD | Buffalo | 5 | Conventional Hydroelectric | WAT | Hydro | 58.5 | 1965
19635 | USCE-Missouri River District | 3375 | Big Bend Dam | SD | Buffalo | 6 | Conventional Hydroelectric | WAT | Hydro | 58.5 | 1965
19635 | USCE-Missouri River District | 3375 | Big Bend Dam | SD | Buffalo | 7 | Conventional Hydroelectric | WAT | Hydro | 58.5 | 1966
19635 | USCE-Missouri River District | 3375 | Big Bend Dam | SD | Buffalo | 8 | Conventional Hydroelectric | WAT | Hydro | 58.5 | 1966
18642 | Tennessee Valley Authority | 3393 | Allen Steam Plant | TN | Shelby | 1 | Conventional Steam Coal | SUB | Hard Coal | 330 | 1959
18642 | Tennessee Valley Authority | 3393 | Allen Steam Plant | TN | Shelby | 2 | Conventional Steam Coal | SUB | Hard Coal | 330 | 1959
18642 | Tennessee Valley Authority | 3393 | Allen Steam Plant | TN | Shelby | 3 | Conventional Steam Coal | SUB | Hard Coal | 330 | 1959
18642 | Tennessee Valley Authority | 3393 | Allen Steam Plant | TN | Shelby | G10 | Natural Gas Fired Combustion Turbine | NG | Natural Gas Peaker | 23.9 | 1971
18642 | Tennessee Valley Authority | 3393 | Allen Steam Plant | TN | Shelby | G11 | Natural Gas Fired Combustion Turbine | NG | Natural Gas Peaker | 23.9 | 1971
18642 | Tennessee Valley Authority | 3393 | Allen Steam Plant | TN | Shelby | G12 | Natural Gas Fired Combustion Turbine | NG | Natural Gas Peaker | 23.9 | 1971
18642 | Tennessee Valley Authority | 3393 | Allen Steam Plant | TN | Shelby | G13 | Natural Gas Fired Combustion Turbine | NG | Natural Gas Peaker | 23.9 | 1971
18642 | Tennessee Valley Authority | 3393 | Allen Steam Plant | TN | Shelby | G14 | Natural Gas Fired Combustion Turbine | NG | Natural Gas Peaker | 23.9 | 1971
18642 | Tennessee Valley Authority | 3393 | Allen Steam Plant | TN | Shelby | G15 | Natural Gas Fired Combustion Turbine | NG | Natural Gas Peaker | 23.9 | 1971
18642 | Tennessee Valley Authority | 3393 | Allen Steam Plant | TN | Shelby | G16 | Natural Gas Fired Combustion Turbine | NG | Natural Gas Peaker | 23.9 | 1971
18642 | Tennessee Valley Authority | 3393 | Allen Steam Plant | TN | Shelby | G17 | Natural Gas Fired Combustion Turbine | NG | Natural Gas Peaker | 59.6 | 1972
18642 | Tennessee Valley Authority | 3393 | Allen Steam Plant | TN | Shelby | G18 | Natural Gas Fired Combustion Turbine | NG | Natural Gas Peaker | 59.6 | 1972
18642 | Tennessee Valley Authority | 3393 | Allen Steam Plant | TN | Shelby | G19 | Natural Gas Fired Combustion Turbine | NG | Natural Gas Peaker | 59.6 | 1972
18642 | Tennessee Valley Authority | 3393 | Allen Steam Plant | TN | Shelby | G20 | Natural Gas Fired Combustion Turbine | NG | Natural Gas Peaker | 59.6 | 1972
18642 | Tennessee Valley Authority | 3393 | Allen Steam Plant | TN | Shelby | GT1 | Natural Gas Fired Combustion Turbine | NG | Natural Gas Peaker | 23.9 | 1971
18642 | Tennessee Valley Authority | 3393 | Allen Steam Plant | TN | Shelby | GT2 | Natural Gas Fired Combustion Turbine | NG | Natural Gas Peaker | 23.9 | 1971
18642 | Tennessee Valley Authority | 3393 | Allen Steam Plant | TN | Shelby | GT3 | Natural Gas Fired Combustion Turbine | NG | Natural Gas Peaker | 23.9 | 1971
18642 | Tennessee Valley Authority | 3393 | Allen Steam Plant | TN | Shelby | GT4 | Natural Gas Fired Combustion Turbine | NG | Natural Gas Peaker | 23.9 | 1971
18642 | Tennessee Valley Authority | 3393 | Allen Steam Plant | TN | Shelby | GT5 | Natural Gas Fired Combustion Turbine | NG | Natural Gas Peaker | 23.9 | 1971
18642 | Tennessee Valley Authority | 3393 | Allen Steam Plant | TN | Shelby | GT6 | Natural Gas Fired Combustion Turbine | NG | Natural Gas Peaker | 23.9 | 1971
18642 | Tennessee Valley Authority | 3393 | Allen Steam Plant | TN | Shelby | GT7 | Natural Gas Fired Combustion Turbine | NG | Natural Gas Peaker | 23.9 | 1971
18642 | Tennessee Valley Authority | 3393 | Allen Steam Plant | TN | Shelby | GT8 | Natural Gas Fired Combustion Turbine | NG | Natural Gas Peaker | 23.9 | 1971
18642 | Tennessee Valley Authority | 3393 | Allen Steam Plant | TN | Shelby | GT9 | Natural Gas Fired Combustion Turbine | NG | Natural Gas Peaker | 23.9 | 1971
18642 | Tennessee Valley Authority | 3394 | Apalachia | TN | Polk | 1 | Conventional Hydroelectric | WAT | Hydro | 52.2 | 1943
18642 | Tennessee Valley Authority | 3394 | Apalachia | TN | Polk | 2 | Conventional Hydroelectric | WAT | Hydro | 41.4 | 1943
18642 | Tennessee Valley Authority | 3395 | Boone Dam | TN | Sullivan | 1 | Conventional Hydroelectric | WAT | Hydro | 38 | 1953
18642 | Tennessee Valley Authority | 3395 | Boone Dam | TN | Sullivan | 2 | Conventional Hydroelectric | WAT | Hydro | 38.3 | 1953
18642 | Tennessee Valley Authority | 3395 | Boone Dam | TN | Sullivan | 3 | Conventional Hydroelectric | WAT | Hydro | 29.6 | 1953
18642 | Tennessee Valley Authority | 3396 | Bull Run | TN | Anderson | 1 | Conventional Steam Coal | BIT | Hard Coal | 950 | 1967
18642 | Tennessee Valley Authority | 3397 | Cherokee Dam | TN | Jefferson | 1 | Conventional Hydroelectric | WAT | Hydro | 33.4 | 1942
18642 | Tennessee Valley Authority | 3397 | Cherokee Dam | TN | Jefferson | 2 | Conventional Hydroelectric | WAT | Hydro | 34.6 | 1953
18642 | Tennessee Valley Authority | 3397 | Cherokee Dam | TN | Jefferson | 3 | Conventional Hydroelectric | WAT | Hydro | 34.6 | 1942
18642 | Tennessee Valley Authority | 3397 | Cherokee Dam | TN | Jefferson | 4 | Conventional Hydroelectric | WAT | Hydro | 32.4 | 1953
18642 | Tennessee Valley Authority | 3398 | Chickamauga | TN | Hamilton | 1 | Conventional Hydroelectric | WAT | Hydro | 39.9 | 1940
18642 | Tennessee Valley Authority | 3398 | Chickamauga | TN | Hamilton | 2 | Conventional Hydroelectric | WAT | Hydro | 39.9 | 1940
18642 | Tennessee Valley Authority | 3398 | Chickamauga | TN | Hamilton | 3 | Conventional Hydroelectric | WAT | Hydro | 39.9 | 1940
18642 | Tennessee Valley Authority | 3398 | Chickamauga | TN | Hamilton | 4 | Conventional Hydroelectric | WAT | Hydro | 39.9 | 1952
18642 | Tennessee Valley Authority | 3399 | Cumberland (TN) | TN | Stewart | 1 | Conventional Steam Coal | BIT | Hard Coal | 1300 | 1973
18642 | Tennessee Valley Authority | 3399 | Cumberland (TN) | TN | Stewart | 2 | Conventional Steam Coal | BIT | Hard Coal | 1300 | 1973
18642 | Tennessee Valley Authority | 3400 | Douglas Dam | TN | Sevier | 1 | Conventional Hydroelectric | WAT | Hydro | 36.5 | 1944
18642 | Tennessee Valley Authority | 3400 | Douglas Dam | TN | Sevier | 2 | Conventional Hydroelectric | WAT | Hydro | 41.4 | 1949
18642 | Tennessee Valley Authority | 3400 | Douglas Dam | TN | Sevier | 3 | Conventional Hydroelectric | WAT | Hydro | 31.5 | 1943
18642 | Tennessee Valley Authority | 3400 | Douglas Dam | TN | Sevier | 4 | Conventional Hydroelectric | WAT | Hydro | 41.4 | 1954
18642 | Tennessee Valley Authority | 3401 | Fort Patrick Henry | TN | Sullivan | 1 | Conventional Hydroelectric | WAT | Hydro | 29.7 | 1954
18642 | Tennessee Valley Authority | 3401 | Fort Patrick Henry | TN | Sullivan | 2 | Conventional Hydroelectric | WAT | Hydro | 29.7 | 1953
18642 | Tennessee Valley Authority | 3402 | Fort Loudoun | TN | Loudon | 1 | Conventional Hydroelectric | WAT | Hydro | 35.5 | 1944
18642 | Tennessee Valley Authority | 3402 | Fort Loudoun | TN | Loudon | 2 | Conventional Hydroelectric | WAT | Hydro | 34.2 | 1943
18642 | Tennessee Valley Authority | 3402 | Fort Loudoun | TN | Loudon | 3 | Conventional Hydroelectric | WAT | Hydro | 43 | 1948
18642 | Tennessee Valley Authority | 3402 | Fort Loudoun | TN | Loudon | 4 | Conventional Hydroelectric | WAT | Hydro | 40.6 | 1949
18642 | Tennessee Valley Authority | 3403 | Gallatin (TN) | TN | Sumner | 1 | Conventional Steam Coal | SUB | Hard Coal | 300 | 1956
18642 | Tennessee Valley Authority | 3403 | Gallatin (TN) | TN | Sumner | 2 | Conventional Steam Coal | SUB | Hard Coal | 300 | 1957
18642 | Tennessee Valley Authority | 3403 | Gallatin (TN) | TN | Sumner | 3 | Conventional Steam Coal | SUB | Hard Coal | 327.6 | 1959
18642 | Tennessee Valley Authority | 3403 | Gallatin (TN) | TN | Sumner | 4 | Conventional Steam Coal | SUB | Hard Coal | 327.6 | 1959
18642 | Tennessee Valley Authority | 3403 | Gallatin (TN) | TN | Sumner | GT1 | Natural Gas Fired Combustion Turbine | NG | Natural Gas Peaker | 81.3 | 1975
18642 | Tennessee Valley Authority | 3403 | Gallatin (TN) | TN | Sumner | GT2 | Natural Gas Fired Combustion Turbine | NG | Natural Gas Peaker | 81.3 | 1975
18642 | Tennessee Valley Authority | 3403 | Gallatin (TN) | TN | Sumner | GT3 | Natural Gas Fired Combustion Turbine | NG | Natural Gas Peaker | 81.3 | 1975
18642 | Tennessee Valley Authority | 3403 | Gallatin (TN) | TN | Sumner | GT4 | Natural Gas Fired Combustion Turbine | NG | Natural Gas Peaker | 81.3 | 1975
18642 | Tennessee Valley Authority | 3403 | Gallatin (TN) | TN | Sumner | GT5 | Natural Gas Fired Combustion Turbine | NG | Natural Gas Peaker | 84.5 | 2000
18642 | Tennessee Valley Authority | 3403 | Gallatin (TN) | TN | Sumner | GT6 | Natural Gas Fired Combustion Turbine | NG | Natural Gas Peaker | 84.5 | 2000
18642 | Tennessee Valley Authority | 3403 | Gallatin (TN) | TN | Sumner | GT7 | Natural Gas Fired Combustion Turbine | NG | Natural Gas Peaker | 84.5 | 2000
18642 | Tennessee Valley Authority | 3403 | Gallatin (TN) | TN | Sumner | GT8 | Natural Gas Fired Combustion Turbine | NG | Natural Gas Peaker | 84.5 | 2000
18642 | Tennessee Valley Authority | 3404 | Great Falls (TN) | TN | Warren | 1 | Conventional Hydroelectric | WAT | Hydro | 15.3 | 1916
18642 | Tennessee Valley Authority | 3404 | Great Falls (TN) | TN | Warren | 2 | Conventional Hydroelectric | WAT | Hydro | 18.4 | 1924
18642 | Tennessee Valley Authority | 3405 | John Sevier | TN | Hawkins | CTG1 | Natural Gas Fired Combined Cycle | NG | Natural Gas Nonpeaker | 191.3 | 2012
18642 | Tennessee Valley Authority | 3405 | John Sevier | TN | Hawkins | CTG2 | Natural Gas Fired Combined Cycle | NG | Natural Gas Nonpeaker | 191.3 | 2012
18642 | Tennessee Valley Authority | 3405 | John Sevier | TN | Hawkins | CTG3 | Natural Gas Fired Combined Cycle | NG | Natural Gas Nonpeaker | 191.3 | 2012
18642 | Tennessee Valley Authority | 3405 | John Sevier | TN | Hawkins | STG1 | Natural Gas Fired Combined Cycle | NG | Natural Gas Nonpeaker | 423 | 2012
18642 | Tennessee Valley Authority | 3406 | Johnsonville | TN | Humphreys | 1 | Conventional Steam Coal | SUB | Hard Coal | 125 | 1951
18642 | Tennessee Valley Authority | 3406 | Johnsonville | TN | Humphreys | 2 | Conventional Steam Coal | SUB | Hard Coal | 125 | 1951
18642 | Tennessee Valley Authority | 3406 | Johnsonville | TN | Humphreys | 3 | Conventional Steam Coal | SUB | Hard Coal | 125 | 1952
18642 | Tennessee Valley Authority | 3406 | Johnsonville | TN | Humphreys | 4 | Conventional Steam Coal | SUB | Hard Coal | 125 | 1952
18642 | Tennessee Valley Authority | 3406 | Johnsonville | TN | Humphreys | G10 | Natural Gas Fired Combustion Turbine | NG | Natural Gas Peaker | 68 | 1975
18642 | Tennessee Valley Authority | 3406 | Johnsonville | TN | Humphreys | G11 | Natural Gas Fired Combustion Turbine | NG | Natural Gas Peaker | 68 | 1975
18642 | Tennessee Valley Authority | 3406 | Johnsonville | TN | Humphreys | G12 | Natural Gas Fired Combustion Turbine | NG | Natural Gas Peaker | 68 | 1975
18642 | Tennessee Valley Authority | 3406 | Johnsonville | TN | Humphreys | G13 | Natural Gas Fired Combustion Turbine | NG | Natural Gas Peaker | 68 | 1975
18642 | Tennessee Valley Authority | 3406 | Johnsonville | TN | Humphreys | G14 | Natural Gas Fired Combustion Turbine | NG | Natural Gas Peaker | 68 | 1975
18642 | Tennessee Valley Authority | 3406 | Johnsonville | TN | Humphreys | G15 | Natural Gas Fired Combustion Turbine | NG | Natural Gas Peaker | 68 | 1975
18642 | Tennessee Valley Authority | 3406 | Johnsonville | TN | Humphreys | G16 | Natural Gas Fired Combustion Turbine | NG | Natural Gas Peaker | 68 | 1975
18642 | Tennessee Valley Authority | 3406 | Johnsonville | TN | Humphreys | G17 | Natural Gas Fired Combustion Turbine | NG | Natural Gas Peaker | 84.5 | 2000
18642 | Tennessee Valley Authority | 3406 | Johnsonville | TN | Humphreys | G18 | Natural Gas Fired Combustion Turbine | NG | Natural Gas Peaker | 84.5 | 2000
18642 | Tennessee Valley Authority | 3406 | Johnsonville | TN | Humphreys | G19 | Natural Gas Fired Combustion Turbine | NG | Natural Gas Peaker | 84.5 | 2000
18642 | Tennessee Valley Authority | 3406 | Johnsonville | TN | Humphreys | G20 | Natural Gas Fired Combustion Turbine | NG | Natural Gas Peaker | 84.5 | 2000
18642 | Tennessee Valley Authority | 3406 | Johnsonville | TN | Humphreys | GT1 | Natural Gas Fired Combustion Turbine | NG | Natural Gas Peaker | 68 | 1975
18642 | Tennessee Valley Authority | 3406 | Johnsonville | TN | Humphreys | GT2 | Natural Gas Fired Combustion Turbine | NG | Natural Gas Peaker | 68 | 1975
18642 | Tennessee Valley Authority | 3406 | Johnsonville | TN | Humphreys | GT3 | Natural Gas Fired Combustion Turbine | NG | Natural Gas Peaker | 68 | 1975
18642 | Tennessee Valley Authority | 3406 | Johnsonville | TN | Humphreys | GT4 | Natural Gas Fired Combustion Turbine | NG | Natural Gas Peaker | 68 | 1975
18642 | Tennessee Valley Authority | 3406 | Johnsonville | TN | Humphreys | GT5 | Natural Gas Fired Combustion Turbine | NG | Natural Gas Peaker | 68 | 1975
18642 | Tennessee Valley Authority | 3406 | Johnsonville | TN | Humphreys | GT6 | Natural Gas Fired Combustion Turbine | NG | Natural Gas Peaker | 68 | 1975
18642 | Tennessee Valley Authority | 3406 | Johnsonville | TN | Humphreys | GT7 | Natural Gas Fired Combustion Turbine | NG | Natural Gas Peaker | 68 | 1975
18642 | Tennessee Valley Authority | 3406 | Johnsonville | TN | Humphreys | GT8 | Natural Gas Fired Combustion Turbine | NG | Natural Gas Peaker | 68 | 1975
18642 | Tennessee Valley Authority | 3406 | Johnsonville | TN | Humphreys | GT9 | Natural Gas Fired Combustion Turbine | NG | Natural Gas Peaker | 68 | 1975
18642 | Tennessee Valley Authority | 3407 | Kingston | TN | Roane | 1 | Conventional Steam Coal | SUB | Hard Coal | 175 | 1954
18642 | Tennessee Valley Authority | 3407 | Kingston | TN | Roane | 2 | Conventional Steam Coal | SUB | Hard Coal | 175 | 1954
18642 | Tennessee Valley Authority | 3407 | Kingston | TN | Roane | 3 | Conventional Steam Coal | SUB | Hard Coal | 175 | 1954
18642 | Tennessee Valley Authority | 3407 | Kingston | TN | Roane | 4 | Conventional Steam Coal | SUB | Hard Coal | 175 | 1954
18642 | Tennessee Valley Authority | 3407 | Kingston | TN | Roane | 5 | Conventional Steam Coal | SUB | Hard Coal | 200 | 1955
18642 | Tennessee Valley Authority | 3407 | Kingston | TN | Roane | 6 | Conventional Steam Coal | SUB | Hard Coal | 200 | 1955
18642 | Tennessee Valley Authority | 3407 | Kingston | TN | Roane | 7 | Conventional Steam Coal | SUB | Hard Coal | 200 | 1955
18642 | Tennessee Valley Authority | 3407 | Kingston | TN | Roane | 8 | Conventional Steam Coal | SUB | Hard Coal | 200 | 1955
18642 | Tennessee Valley Authority | 3407 | Kingston | TN | Roane | 9 | Conventional Steam Coal | SUB | Hard Coal | 200 | 1955
18642 | Tennessee Valley Authority | 3408 | Melton Hill | TN | Loudon | 1 | Conventional Hydroelectric | WAT | Hydro | 36 | 1964
18642 | Tennessee Valley Authority | 3408 | Melton Hill | TN | Loudon | 2 | Conventional Hydroelectric | WAT | Hydro | 36 | 1964
18642 | Tennessee Valley Authority | 3409 | Nickajack | TN | Marion | 1 | Conventional Hydroelectric | WAT | Hydro | 27.4 | 1968
18642 | Tennessee Valley Authority | 3409 | Nickajack | TN | Marion | 2 | Conventional Hydroelectric | WAT | Hydro | 27.9 | 1968
18642 | Tennessee Valley Authority | 3409 | Nickajack | TN | Marion | 3 | Conventional Hydroelectric | WAT | Hydro | 24.3 | 1968
18642 | Tennessee Valley Authority | 3409 | Nickajack | TN | Marion | 4 | Conventional Hydroelectric | WAT | Hydro | 24.3 | 1968
18642 | Tennessee Valley Authority | 3411 | Norris Dam | TN | Anderson | 1 | Conventional Hydroelectric | WAT | Hydro | 65.7 | 1936
18642 | Tennessee Valley Authority | 3411 | Norris Dam | TN | Anderson | 2 | Conventional Hydroelectric | WAT | Hydro | 65.7 | 1936
18642 | Tennessee Valley Authority | 3412 | Ocoee 1 | TN | Polk | 1 | Conventional Hydroelectric | WAT | Hydro | 3.8 | 1912
18642 | Tennessee Valley Authority | 3412 | Ocoee 1 | TN | Polk | 2 | Conventional Hydroelectric | WAT | Hydro | 3.8 | 1912
18642 | Tennessee Valley Authority | 3412 | Ocoee 1 | TN | Polk | 3 | Conventional Hydroelectric | WAT | Hydro | 3.8 | 1912
18642 | Tennessee Valley Authority | 3412 | Ocoee 1 | TN | Polk | 4 | Conventional Hydroelectric | WAT | Hydro | 3.8 | 1912
18642 | Tennessee Valley Authority | 3412 | Ocoee 1 | TN | Polk | 5 | Conventional Hydroelectric | WAT | Hydro | 3.8 | 1914
18642 | Tennessee Valley Authority | 3413 | Ocoee 2 | TN | Polk | 1 | Conventional Hydroelectric | WAT | Hydro | 11.5 | 1913
18642 | Tennessee Valley Authority | 3413 | Ocoee 2 | TN | Polk | 2 | Conventional Hydroelectric | WAT | Hydro | 11.5 | 1913
18642 | Tennessee Valley Authority | 3414 | Ocoee 3 | TN | Polk | 1 | Conventional Hydroelectric | WAT | Hydro | 28.8 | 1943
18642 | Tennessee Valley Authority | 3415 | Pickwick Landing Dam | TN | Hardin | 1 | Conventional Hydroelectric | WAT | Hydro | 40 | 1938
18642 | Tennessee Valley Authority | 3415 | Pickwick Landing Dam | TN | Hardin | 2 | Conventional Hydroelectric | WAT | Hydro | 40 | 1938
18642 | Tennessee Valley Authority | 3415 | Pickwick Landing Dam | TN | Hardin | 3 | Conventional Hydroelectric | WAT | Hydro | 40 | 1942
18642 | Tennessee Valley Authority | 3415 | Pickwick Landing Dam | TN | Hardin | 4 | Conventional Hydroelectric | WAT | Hydro | 40 | 1942
18642 | Tennessee Valley Authority | 3415 | Pickwick Landing Dam | TN | Hardin | 5 | Conventional Hydroelectric | WAT | Hydro | 40 | 1952
18642 | Tennessee Valley Authority | 3415 | Pickwick Landing Dam | TN | Hardin | 6 | Conventional Hydroelectric | WAT | Hydro | 40 | 1952
18642 | Tennessee Valley Authority | 3416 | South Holston | TN | Sullivan | 1 | Conventional Hydroelectric | WAT | Hydro | 38.5 | 1951
18642 | Tennessee Valley Authority | 3417 | Tims Ford | TN | Franklin | 1 | Conventional Hydroelectric | WAT | Hydro | 45 | 1972
18642 | Tennessee Valley Authority | 3417 | Tims Ford | TN | Franklin | 2 | Conventional Hydroelectric | WAT | Hydro | 0.7 | 1987
18642 | Tennessee Valley Authority | 3418 | Watauga | TN | Carter | 1 | Conventional Hydroelectric | WAT | Hydro | 28.8 | 1949
18642 | Tennessee Valley Authority | 3418 | Watauga | TN | Carter | 2 | Conventional Hydroelectric | WAT | Hydro | 28.8 | 1949
18642 | Tennessee Valley Authority | 3420 | Watts Bar Hydro | TN | Rhea | HY1 | Conventional Hydroelectric | WAT | Hydro | 41 | 1942
18642 | Tennessee Valley Authority | 3420 | Watts Bar Hydro | TN | Rhea | HY2 | Conventional Hydroelectric | WAT | Hydro | 33.4 | 1942
18642 | Tennessee Valley Authority | 3420 | Watts Bar Hydro | TN | Rhea | HY3 | Conventional Hydroelectric | WAT | Hydro | 33.4 | 1942
18642 | Tennessee Valley Authority | 3420 | Watts Bar Hydro | TN | Rhea | HY4 | Conventional Hydroelectric | WAT | Hydro | 33.4 | 1944
18642 | Tennessee Valley Authority | 3420 | Watts Bar Hydro | TN | Rhea | HY5 | Conventional Hydroelectric | WAT | Hydro | 33.4 | 1944
18642 | Tennessee Valley Authority | 3421 | Wilbur | TN | Carter | 1 | Conventional Hydroelectric | WAT | Hydro | 1.2 | 1912
18642 | Tennessee Valley Authority | 3421 | Wilbur | TN | Carter | 2 | Conventional Hydroelectric | WAT | Hydro | 1.2 | 1912
18642 | Tennessee Valley Authority | 3421 | Wilbur | TN | Carter | 3 | Conventional Hydroelectric | WAT | Hydro | 1.2 | 1926
18642 | Tennessee Valley Authority | 3421 | Wilbur | TN | Carter | 4 | Conventional Hydroelectric | WAT | Hydro | 7 | 1950
19462 | USCE-Nashville District | 3423 | Cordell Hull | TN | Smith | 1 | Conventional Hydroelectric | WAT | Hydro | 33.3 | 1973
19462 | USCE-Nashville District | 3423 | Cordell Hull | TN | Smith | 2 | Conventional Hydroelectric | WAT | Hydro | 33.3 | 1973
19462 | USCE-Nashville District | 3423 | Cordell Hull | TN | Smith | 3 | Conventional Hydroelectric | WAT | Hydro | 33.3 | 1974
19462 | USCE-Nashville District | 3424 | Dale Hollow | TN | Clay | 1 | Conventional Hydroelectric | WAT | Hydro | 18 | 1948
19462 | USCE-Nashville District | 3424 | Dale Hollow | TN | Clay | 2 | Conventional Hydroelectric | WAT | Hydro | 18 | 1949
19462 | USCE-Nashville District | 3424 | Dale Hollow | TN | Clay | 3 | Conventional Hydroelectric | WAT | Hydro | 18 | 1953
19462 | USCE-Nashville District | 3426 | Old Hickory | TN | Sumner | 1 | Conventional Hydroelectric | WAT | Hydro | 28.7 | 1957
19462 | USCE-Nashville District | 3426 | Old Hickory | TN | Sumner | 2 | Conventional Hydroelectric | WAT | Hydro | 25 | 1957
19462 | USCE-Nashville District | 3426 | Old Hickory | TN | Sumner | 3 | Conventional Hydroelectric | WAT | Hydro | 25 | 1957
19462 | USCE-Nashville District | 3426 | Old Hickory | TN | Sumner | 4 | Conventional Hydroelectric | WAT | Hydro | 25 | 1957
19462 | USCE-Nashville District | 3428 | J P Priest | TN | DAVIDSON | 1 | Conventional Hydroelectric | WAT | Hydro | 28 | 1970
54683 | Maverick Cty Water Control & Improvement | 3437 | Eagle Pass | TX | Maverick | 1 | Conventional Hydroelectric | WAT | Hydro | 3.2 | 1932
54683 | Maverick Cty Water Control & Improvement | 3437 | Eagle Pass | TX | Maverick | 2 | Conventional Hydroelectric | WAT | Hydro | 3.2 | 1932
54683 | Maverick Cty Water Control & Improvement | 3437 | Eagle Pass | TX | Maverick | 3 | Conventional Hydroelectric | WAT | Hydro | 3.2 | 1932
49979 | Topaz Power Group LLC | 3439 | Laredo | TX | Webb | 4 | Natural Gas Fired Combustion Turbine | NG | Natural Gas Peaker | 131.8 | 2008
49979 | Topaz Power Group LLC | 3439 | Laredo | TX | Webb | 5 | Natural Gas Fired Combustion Turbine | NG | Natural Gas Peaker | 131.8 | 2008
49979 | Topaz Power Group LLC | 3441 | Nueces Bay | TX | Nueces | 7 | Natural Gas Fired Combined Cycle | NG | Natural Gas Nonpeaker | 351 | 1972
49979 | Topaz Power Group LLC | 3441 | Nueces Bay | TX | Nueces | 8 | Natural Gas Fired Combined Cycle | NG | Natural Gas Nonpeaker | 189.6 | 2010
49979 | Topaz Power Group LLC | 3441 | Nueces Bay | TX | Nueces | 9 | Natural Gas Fired Combined Cycle | NG | Natural Gas Nonpeaker | 189.6 | 2010
54907 | ReNu Power Holdings LLC | 3443 | Victoria | TX | Victoria | 5 | Natural Gas Fired Combined Cycle | NG | Natural Gas Nonpeaker | 180 | 1963
54907 | ReNu Power Holdings LLC | 3443 | Victoria | TX | Victoria | 7 | Natural Gas Fired Combined Cycle | NG | Natural Gas Nonpeaker | 196.9 | 2009
55983 | Luminant Generation Company LLC | 3452 | Lake Hubbard | TX | Dallas | 1 | Natural Gas Steam Turbine | NG | Natural Gas Peaker | 396.5 | 1970
55983 | Luminant Generation Company LLC | 3452 | Lake Hubbard | TX | Dallas | 2 | Natural Gas Steam Turbine | NG | Natural Gas Peaker | 531 | 1973
6035 | Exelon Power | 3453 | Mountain Creek | TX | Dallas | 6 | Natural Gas Steam Turbine | NG | Natural Gas Peaker | 135.7 | 1956
6035 | Exelon Power | 3453 | Mountain Creek | TX | Dallas | 7 | Natural Gas Steam Turbine | NG | Natural Gas Peaker | 136 | 1958
6035 | Exelon Power | 3453 | Mountain Creek | TX | Dallas | 8 | Natural Gas Steam Turbine | NG | Natural Gas Peaker | 580.5 | 1967
5701 | El Paso Electric Co | 3456 | Newman | TX | El Paso | 1 | Natural Gas Steam Turbine | NG | Natural Gas Peaker | 81.6 | 1960
5701 | El Paso Electric Co | 3456 | Newman | TX | El Paso | 2 | Natural Gas Steam Turbine | NG | Natural Gas Peaker | 81.6 | 1963
5701 | El Paso Electric Co | 3456 | Newman | TX | El Paso | 3 | Natural Gas Steam Turbine | NG | Natural Gas Peaker | 121.8 | 1966
5701 | El Paso Electric Co | 3456 | Newman | TX | El Paso | 4 | Natural Gas Fired Combined Cycle | NG | Natural Gas Nonpeaker | 120 | 1975
5701 | El Paso Electric Co | 3456 | Newman | TX | El Paso | 5CA1 | Natural Gas Fired Combined Cycle | NG | Natural Gas Nonpeaker | 165 | 2011
5701 | El Paso Electric Co | 3456 | Newman | TX | El Paso | 5CT1 | Natural Gas Fired Combined Cycle | NG | Natural Gas Nonpeaker | 86.5 | 2009
5701 | El Paso Electric Co | 3456 | Newman | TX | El Paso | 5CT2 | Natural Gas Fired Combined Cycle | NG | Natural Gas Nonpeaker | 86.5 | 2009
5701 | El Paso Electric Co | 3456 | Newman | TX | El Paso | CT1 | Natural Gas Fired Combined Cycle | NG | Natural Gas Nonpeaker | 85 | 1975
5701 | El Paso Electric Co | 3456 | Newman | TX | El Paso | CT2 | Natural Gas Fired Combined Cycle | NG | Natural Gas Nonpeaker | 85 | 1975
55937 | Entergy Texas Inc. | 3457 | Lewis Creek | TX | Montgomery | 1 | Natural Gas Steam Turbine | NG | Natural Gas Peaker | 271.4 | 1970
55937 | Entergy Texas Inc. | 3457 | Lewis Creek | TX | Montgomery | 2 | Natural Gas Steam Turbine | NG | Natural Gas Peaker | 271.4 | 1971
55937 | Entergy Texas Inc. | 3459 | Sabine | TX | Orange | 1 | Natural Gas Steam Turbine | NG | Natural Gas Peaker | 239.4 | 1962
55937 | Entergy Texas Inc. | 3459 | Sabine | TX | Orange | 2 | Natural Gas Steam Turbine | NG | Natural Gas Peaker | 239.4 | 1962
55937 | Entergy Texas Inc. | 3459 | Sabine | TX | Orange | 3 | Natural Gas Steam Turbine | NG | Natural Gas Peaker | 473.4 | 1966
55937 | Entergy Texas Inc. | 3459 | Sabine | TX | Orange | 4 | Natural Gas Steam Turbine | NG | Natural Gas Peaker | 591.6 | 1974
55937 | Entergy Texas Inc. | 3459 | Sabine | TX | Orange | 5 | Natural Gas Steam Turbine | NG | Natural Gas Peaker | 507.4 | 1979
54888 | NRG Texas Power LLC | 3460 | Cedar Bayou | TX | Chambers | 1 | Natural Gas Steam Turbine | NG | Natural Gas Peaker | 765 | 1970
54888 | NRG Texas Power LLC | 3460 | Cedar Bayou | TX | Chambers | 2 | Natural Gas Steam Turbine | NG | Natural Gas Peaker | 765 | 1972
54888 | NRG Texas Power LLC | 3464 | Greens Bayou | TX | Harris | 5 | Natural Gas Steam Turbine | NG | Natural Gas Peaker | 446.4 | 1973
54888 | NRG Texas Power LLC | 3464 | Greens Bayou | TX | Harris | 73 | Natural Gas Fired Combustion Turbine | NG | Natural Gas Peaker | 72 | 1976
54888 | NRG Texas Power LLC | 3464 | Greens Bayou | TX | Harris | 74 | Natural Gas Fired Combustion Turbine | NG | Natural Gas Peaker | 72 | 1976
54888 | NRG Texas Power LLC | 3464 | Greens Bayou | TX | Harris | 81 | Natural Gas Fired Combustion Turbine | NG | Natural Gas Peaker | 72 | 1976
54888 | NRG Texas Power LLC | 3464 | Greens Bayou | TX | Harris | 82 | Natural Gas Fired Combustion Turbine | NG | Natural Gas Peaker | 72 | 1976
54888 | NRG Texas Power LLC | 3464 | Greens Bayou | TX | Harris | 83 | Natural Gas Fired Combustion Turbine | NG | Natural Gas Peaker | 72 | 1976
54888 | NRG Texas Power LLC | 3464 | Greens Bayou | TX | Harris | 84 | Natural Gas Fired Combustion Turbine | NG | Natural Gas Peaker | 72 | 1976
54888 | NRG Texas Power LLC | 3468 | Sam Bertron | TX | Harris | 3 | Natural Gas Steam Turbine | NG | Natural Gas Peaker | 225.3 | 1959
54888 | NRG Texas Power LLC | 3468 | Sam Bertron | TX | Harris | 4 | Natural Gas Steam Turbine | NG | Natural Gas Peaker | 225.3 | 1960
54888 | NRG Texas Power LLC | 3468 | Sam Bertron | TX | Harris | GT2 | Natural Gas Fired Combustion Turbine | NG | Natural Gas Peaker | 16.3 | 1967
54888 | NRG Texas Power LLC | 3468 | Sam Bertron | TX | Harris | ST1 | Natural Gas Steam Turbine | NG | Natural Gas Peaker | 187.8 | 1958
54888 | NRG Texas Power LLC | 3468 | Sam Bertron | TX | Harris | ST2 | Natural Gas Steam Turbine | NG | Natural Gas Peaker | 187.8 | 1956
54888 | NRG Texas Power LLC | 3469 | T H Wharton | TX | Harris | 3 | Natural Gas Fired Combined Cycle | NG | Natural Gas Nonpeaker | 113.1 | 1974
54888 | NRG Texas Power LLC | 3469 | T H Wharton | TX | Harris | 31 | Natural Gas Fired Combined Cycle | NG | Natural Gas Nonpeaker | 54 | 1972
54888 | NRG Texas Power LLC | 3469 | T H Wharton | TX | Harris | 32 | Natural Gas Fired Combined Cycle | NG | Natural Gas Nonpeaker | 54 | 1972
54888 | NRG Texas Power LLC | 3469 | T H Wharton | TX | Harris | 33 | Natural Gas Fired Combined Cycle | NG | Natural Gas Nonpeaker | 54 | 1972
54888 | NRG Texas Power LLC | 3469 | T H Wharton | TX | Harris | 34 | Natural Gas Fired Combined Cycle | NG | Natural Gas Nonpeaker | 54 | 1972
54888 | NRG Texas Power LLC | 3469 | T H Wharton | TX | Harris | 4 | Natural Gas Fired Combined Cycle | NG | Natural Gas Nonpeaker | 113.1 | 1974
54888 | NRG Texas Power LLC | 3469 | T H Wharton | TX | Harris | 41 | Natural Gas Fired Combined Cycle | NG | Natural Gas Nonpeaker | 54 | 1972
54888 | NRG Texas Power LLC | 3469 | T H Wharton | TX | Harris | 42 | Natural Gas Fired Combined Cycle | NG | Natural Gas Nonpeaker | 54 | 1972
54888 | NRG Texas Power LLC | 3469 | T H Wharton | TX | Harris | 43 | Natural Gas Fired Combined Cycle | NG | Natural Gas Nonpeaker | 56.7 | 1974
54888 | NRG Texas Power LLC | 3469 | T H Wharton | TX | Harris | 44 | Natural Gas Fired Combined Cycle | NG | Natural Gas Nonpeaker | 56.7 | 1974
54888 | NRG Texas Power LLC | 3469 | T H Wharton | TX | Harris | 51 | Natural Gas Fired Combustion Turbine | NG | Natural Gas Peaker | 85 | 1975
54888 | NRG Texas Power LLC | 3469 | T H Wharton | TX | Harris | 52 | Natural Gas Fired Combustion Turbine | NG | Natural Gas Peaker | 85 | 1975
54888 | NRG Texas Power LLC | 3469 | T H Wharton | TX | Harris | 53 | Natural Gas Fired Combustion Turbine | NG | Natural Gas Peaker | 85 | 1975
54888 | NRG Texas Power LLC | 3469 | T H Wharton | TX | Harris | 54 | Natural Gas Fired Combustion Turbine | NG | Natural Gas Peaker | 85 | 1975
54888 | NRG Texas Power LLC | 3469 | T H Wharton | TX | Harris | 55 | Natural Gas Fired Combustion Turbine | NG | Natural Gas Peaker | 85 | 1975
54888 | NRG Texas Power LLC | 3469 | T H Wharton | TX | Harris | 56 | Natural Gas Fired Combustion Turbine | NG | Natural Gas Peaker | 85 | 1975
54888 | NRG Texas Power LLC | 3469 | T H Wharton | TX | Harris | GT1 | Natural Gas Fired Combustion Turbine | NG | Natural Gas Peaker | 16.3 | 1967
54888 | NRG Texas Power LLC | 3470 | W A Parish | TX | Fort Bend | 1 | Natural Gas Steam Turbine | NG | Natural Gas Peaker | 187.8 | 1958
54888 | NRG Texas Power LLC | 3470 | W A Parish | TX | Fort Bend | 2 | Natural Gas Steam Turbine | NG | Natural Gas Peaker | 187.8 | 1958
54888 | NRG Texas Power LLC | 3470 | W A Parish | TX | Fort Bend | 3 | Natural Gas Steam Turbine | NG | Natural Gas Peaker | 299.2 | 1961
54888 | NRG Texas Power LLC | 3470 | W A Parish | TX | Fort Bend | 4 | Natural Gas Steam Turbine | NG | Natural Gas Peaker | 580.5 | 1968
54888 | NRG Texas Power LLC | 3470 | W A Parish | TX | Fort Bend | 5 | Conventional Steam Coal | SUB | Hard Coal | 734.1 | 1977
54888 | NRG Texas Power LLC | 3470 | W A Parish | TX | Fort Bend | 6 | Conventional Steam Coal | SUB | Hard Coal | 734.1 | 1978
54888 | NRG Texas Power LLC | 3470 | W A Parish | TX | Fort Bend | 7 | Conventional Steam Coal | SUB | Hard Coal | 614.6 | 1980
54888 | NRG Texas Power LLC | 3470 | W A Parish | TX | Fort Bend | 8 | Conventional Steam Coal | SUB | Hard Coal | 654 | 1982
54888 | NRG Texas Power LLC | 3470 | W A Parish | TX | Fort Bend | GT1 | Natural Gas Fired Combustion Turbine | NG | Natural Gas Peaker | 16.3 | 1967
17698 | Southwestern Electric Power Co | 3476 | Knox Lee | TX | Gregg | 2 | Natural Gas Steam Turbine | NG | Natural Gas Peaker | 38 | 1950
17698 | Southwestern Electric Power Co | 3476 | Knox Lee | TX | Gregg | 3 | Natural Gas Steam Turbine | NG | Natural Gas Peaker | 38 | 1952
17698 | Southwestern Electric Power Co | 3476 | Knox Lee | TX | Gregg | 4 | Natural Gas Steam Turbine | NG | Natural Gas Peaker | 74 | 1956
17698 | Southwestern Electric Power Co | 3476 | Knox Lee | TX | Gregg | 5 | Natural Gas Steam Turbine | NG | Natural Gas Peaker | 351 | 1974
17698 | Southwestern Electric Power Co | 3477 | Lone Star | TX | Morris | 1 | Natural Gas Steam Turbine | NG | Natural Gas Peaker | 40 | 1954
17698 | Southwestern Electric Power Co | 3478 | Wilkes | TX | Marion | 1 | Natural Gas Steam Turbine | NG | Natural Gas Peaker | 180 | 1964
17698 | Southwestern Electric Power Co | 3478 | Wilkes | TX | Marion | 2 | Natural Gas Steam Turbine | NG | Natural Gas Peaker | 351 | 1970
17698 | Southwestern Electric Power Co | 3478 | Wilkes | TX | Marion | 3 | Natural Gas Steam Turbine | NG | Natural Gas Peaker | 351 | 1971
17718 | Southwestern Public Service Co | 3482 | Jones | TX | Lubbock | 1 | Natural Gas Steam Turbine | NG | Natural Gas Peaker | 247.5 | 1971
17718 | Southwestern Public Service Co | 3482 | Jones | TX | Lubbock | 2 | Natural Gas Steam Turbine | NG | Natural Gas Peaker | 247.5 | 1974
17718 | Southwestern Public Service Co | 3482 | Jones | TX | Lubbock | 3 | Natural Gas Fired Combustion Turbine | NG | Natural Gas Peaker | 182.7 | 2011
17718 | Southwestern Public Service Co | 3482 | Jones | TX | Lubbock | 4 | Natural Gas Fired Combustion Turbine | NG | Natural Gas Peaker | 182.7 | 2013
17718 | Southwestern Public Service Co | 3484 | Nichols | TX | Potter | 1 | Natural Gas Steam Turbine | NG | Natural Gas Peaker | 113.6 | 1960
17718 | Southwestern Public Service Co | 3484 | Nichols | TX | Potter | 2 | Natural Gas Steam Turbine | NG | Natural Gas Peaker | 113.6 | 1962
17718 | Southwestern Public Service Co | 3484 | Nichols | TX | Potter | 3 | Natural Gas Steam Turbine | NG | Natural Gas Peaker | 247.5 | 1968
17718 | Southwestern Public Service Co | 3485 | Plant X | TX | Lamb | 1 | Natural Gas Steam Turbine | NG | Natural Gas Peaker | 48 | 1952
17718 | Southwestern Public Service Co | 3485 | Plant X | TX | Lamb | 2 | Natural Gas Steam Turbine | NG | Natural Gas Peaker | 98 | 1953
17718 | Southwestern Public Service Co | 3485 | Plant X | TX | Lamb | 3 | Natural Gas Steam Turbine | NG | Natural Gas Peaker | 98 | 1955
17718 | Southwestern Public Service Co | 3485 | Plant X | TX | Lamb | 4 | Natural Gas Steam Turbine | NG | Natural Gas Peaker | 190.4 | 1964
55983 | Luminant Generation Company LLC | 3490 | Graham | TX | Young | 1 | Natural Gas Steam Turbine | NG | Natural Gas Peaker | 247.7 | 1960
55983 | Luminant Generation Company LLC | 3490 | Graham | TX | Young | 2 | Natural Gas Steam Turbine | NG | Natural Gas Peaker | 387 | 1969
6035 | Exelon Power | 3491 | Handley | TX | Tarrant | 3 | Natural Gas Steam Turbine | NG | Natural Gas Peaker | 404.8 | 1963
6035 | Exelon Power | 3491 | Handley | TX | Tarrant | 4 | Natural Gas Steam Turbine | NG | Natural Gas Peaker | 455 | 1976
6035 | Exelon Power | 3491 | Handley | TX | Tarrant | 5 | Natural Gas Steam Turbine | NG | Natural Gas Peaker | 455 | 1977
55983 | Luminant Generation Company LLC | 3492 | Morgan Creek | TX | Mitchell | CT1 | Natural Gas Fired Combustion Turbine | NG | Natural Gas Peaker | 89.4 | 1988
55983 | Luminant Generation Company LLC | 3492 | Morgan Creek | TX | Mitchell | CT2 | Natural Gas Fired Combustion Turbine | NG | Natural Gas Peaker | 89.4 | 1988
55983 | Luminant Generation Company LLC | 3492 | Morgan Creek | TX | Mitchell | CT3 | Natural Gas Fired Combustion Turbine | NG | Natural Gas Peaker | 89.4 | 1988
55983 | Luminant Generation Company LLC | 3492 | Morgan Creek | TX | Mitchell | CT4 | Natural Gas Fired Combustion Turbine | NG | Natural Gas Peaker | 89.4 | 1988
55983 | Luminant Generation Company LLC | 3492 | Morgan Creek | TX | Mitchell | CT5 | Natural Gas Fired Combustion Turbine | NG | Natural Gas Peaker | 89.4 | 1988
55983 | Luminant Generation Company LLC | 3492 | Morgan Creek | TX | Mitchell | CT6 | Natural Gas Fired Combustion Turbine | NG | Natural Gas Peaker | 89.4 | 1988
55983 | Luminant Generation Company LLC | 3494 | Permian Basin | TX | Ward | 5 | Natural Gas Steam Turbine | NG | Natural Gas Peaker | 114.9 | 1958
55983 | Luminant Generation Company LLC | 3494 | Permian Basin | TX | Ward | 6 | Natural Gas Steam Turbine | NG | Natural Gas Peaker | 535.5 | 1973
55983 | Luminant Generation Company LLC | 3494 | Permian Basin | TX | Ward | CT1 | Natural Gas Fired Combustion Turbine | NG | Natural Gas Peaker | 89.4 | 1988
55983 | Luminant Generation Company LLC | 3494 | Permian Basin | TX | Ward | CT2 | Natural Gas Fired Combustion Turbine | NG | Natural Gas Peaker | 89.4 | 1988
55983 | Luminant Generation Company LLC | 3494 | Permian Basin | TX | Ward | CT3 | Natural Gas Fired Combustion Turbine | NG | Natural Gas Peaker | 89.4 | 1988
55983 | Luminant Generation Company LLC | 3494 | Permian Basin | TX | Ward | CT4 | Natural Gas Fired Combustion Turbine | NG | Natural Gas Peaker | 89.4 | 1990
55983 | Luminant Generation Company LLC | 3494 | Permian Basin | TX | Ward | CT5 | Natural Gas Fired Combustion Turbine | NG | Natural Gas Peaker | 89.4 | 1990
56884 | Big Brown Power Company LLC | 3497 | Big Brown | TX | Freestone | 1 | Conventional Steam Coal | SUB | Hard Coal | 593.4 | 1971
56884 | Big Brown Power Company LLC | 3497 | Big Brown | TX | Freestone | 2 | Conventional Steam Coal | SUB | Hard Coal | 593.4 | 1972
55983 | Luminant Generation Company LLC | 3504 | Stryker Creek | TX | Cherokee | D1 | Petroleum Liquids | DFO | Petroleum | 2 | 1966
55983 | Luminant Generation Company LLC | 3504 | Stryker Creek | TX | Cherokee | D2 | Petroleum Liquids | DFO | Petroleum | 2 | 1966
55983 | Luminant Generation Company LLC | 3504 | Stryker Creek | TX | Cherokee | D3 | Petroleum Liquids | DFO | Petroleum | 2 | 1966
55983 | Luminant Generation Company LLC | 3504 | Stryker Creek | TX | Cherokee | D4 | Petroleum Liquids | DFO | Petroleum | 2 | 1966
55983 | Luminant Generation Company LLC | 3504 | Stryker Creek | TX | Cherokee | D5 | Petroleum Liquids | DFO | Petroleum | 2 | 1966
55983 | Luminant Generation Company LLC | 3504 | Stryker Creek | TX | Cherokee | ST1 | Natural Gas Steam Turbine | NG | Natural Gas Peaker | 176.8 | 1958
55983 | Luminant Generation Company LLC | 3504 | Stryker Creek | TX | Cherokee | ST2 | Natural Gas Steam Turbine | NG | Natural Gas Peaker | 526.6 | 1965
55983 | Luminant Generation Company LLC | 3507 | Trinidad (TX) | TX | Henderson | 6 | Natural Gas Steam Turbine | NG | Natural Gas Peaker | 239.3 | 1965
55983 | Luminant Generation Company LLC | 3507 | Trinidad (TX) | TX | Henderson | D1 | Petroleum Liquids | DFO | Petroleum | 2 | 1966
55983 | Luminant Generation Company LLC | 3507 | Trinidad (TX) | TX | Henderson | D2 | Petroleum Liquids | DFO | Petroleum | 2 | 1966
1015 | Austin Energy | 3548 | Decker Creek | TX | Travis | 1 | Natural Gas Steam Turbine | NG | Natural Gas Peaker | 321 | 1971
1015 | Austin Energy | 3548 | Decker Creek | TX | Travis | 2 | Natural Gas Steam Turbine | NG | Natural Gas Peaker | 405 | 1978
1015 | Austin Energy | 3548 | Decker Creek | TX | Travis | GT1 | Natural Gas Fired Combustion Turbine | NG | Natural Gas Peaker | 51.5 | 1988
1015 | Austin Energy | 3548 | Decker Creek | TX | Travis | GT2 | Natural Gas Fired Combustion Turbine | NG | Natural Gas Peaker | 51.5 | 1988
1015 | Austin Energy | 3548 | Decker Creek | TX | Travis | GT3 | Natural Gas Fired Combustion Turbine | NG | Natural Gas Peaker | 51.5 | 1988
1015 | Austin Energy | 3548 | Decker Creek | TX | Travis | GT4 | Natural Gas Fired Combustion Turbine | NG | Natural Gas Peaker | 51.5 | 1988
2409 | Brownsville Public Utilities Board | 3559 | Silas Ray | TX | Cameron | 10 | Natural Gas Fired Combustion Turbine | NG | Natural Gas Peaker | 61 | 2004
2409 | Brownsville Public Utilities Board | 3559 | Silas Ray | TX | Cameron | 5 | Natural Gas Steam Turbine | NG | Natural Gas Peaker | 24 | 1952
2409 | Brownsville Public Utilities Board | 3559 | Silas Ray | TX | Cameron | 6 | Natural Gas Fired Combined Cycle | NG | Natural Gas Nonpeaker | 25 | 1959
2409 | Brownsville Public Utilities Board | 3559 | Silas Ray | TX | Cameron | 9 | Natural Gas Fired Combined Cycle | NG | Natural Gas Nonpeaker | 50 | 1996
2409 | Brownsville Public Utilities Board | 3559 | Silas Ray | TX | Cameron | DG-2 | Petroleum Liquids | DFO | Petroleum | 1.3 | 2001
2409 | Brownsville Public Utilities Board | 3559 | Silas Ray | TX | Cameron | DG-3a | Petroleum Liquids | DFO | Petroleum | 1.3 | 2001
2409 | Brownsville Public Utilities Board | 3559 | Silas Ray | TX | Cameron | DG-3b | Petroleum Liquids | DFO | Petroleum | 1.3 | 2001
2409 | Brownsville Public Utilities Board | 3559 | Silas Ray | TX | Cameron | DG-4 | Petroleum Liquids | DFO | Petroleum | 1.3 | 2001
2409 | Brownsville Public Utilities Board | 3559 | Silas Ray | TX | Cameron | DG-6a | Petroleum Liquids | DFO | Petroleum | 1.3 | 2001
2409 | Brownsville Public Utilities Board | 3559 | Silas Ray | TX | Cameron | DG-6b | Petroleum Liquids | DFO | Petroleum | 1.3 | 2001
2409 | Brownsville Public Utilities Board | 3559 | Silas Ray | TX | Cameron | DG-7a | Petroleum Liquids | DFO | Petroleum | 1.3 | 2001
2409 | Brownsville Public Utilities Board | 3559 | Silas Ray | TX | Cameron | DG-7b | Petroleum Liquids | DFO | Petroleum | 1.3 | 2001
2442 | City of Bryan - (TX) | 3561 | Bryan (TX) | TX | Brazos | 7 | Natural Gas Fired Combustion Turbine | NG | Natural Gas Peaker | 22 | 1975
6958 | City of Garland - (TX) | 3576 | Ray Olinger | TX | Collin | 1 | Natural Gas Steam Turbine | NG | Natural Gas Peaker | 75 | 1967
6958 | City of Garland - (TX) | 3576 | Ray Olinger | TX | Collin | 2 | Natural Gas Steam Turbine | NG | Natural Gas Peaker | 113.4 | 1971
6958 | City of Garland - (TX) | 3576 | Ray Olinger | TX | Collin | 3 | Natural Gas Steam Turbine | NG | Natural Gas Peaker | 156.6 | 1976
6958 | City of Garland - (TX) | 3576 | Ray Olinger | TX | Collin | 4 | Natural Gas Fired Combustion Turbine | NG | Natural Gas Peaker | 82.7 | 2001
7751 | Guadalupe Blanco River Authority | 3581 | Abbott TP 3 | TX | Guadalupe | 1 | Conventional Hydroelectric | WAT | Hydro | 1.4 | 1927
7751 | Guadalupe Blanco River Authority | 3581 | Abbott TP 3 | TX | Guadalupe | 2 | Conventional Hydroelectric | WAT | Hydro | 1.4 | 1927
7751 | Guadalupe Blanco River Authority | 3582 | Dunlap TP 1 | TX | Guadalupe | 1 | Conventional Hydroelectric | WAT | Hydro | 1.8 | 1927
7751 | Guadalupe Blanco River Authority | 3582 | Dunlap TP 1 | TX | Guadalupe | 2 | Conventional Hydroelectric | WAT | Hydro | 1.8 | 1927
7751 | Guadalupe Blanco River Authority | 3583 | H 4 | TX | Gonzales | 1 | Conventional Hydroelectric | WAT | Hydro | 2.4 | 1931
7751 | Guadalupe Blanco River Authority | 3584 | H 5 | TX | Gonzales | 1 | Conventional Hydroelectric | WAT | Hydro | 2.4 | 1931
7751 | Guadalupe Blanco River Authority | 3585 | Nolte | TX | Guadalupe | 1 | Conventional Hydroelectric | WAT | Hydro | 1.2 | 1927
7751 | Guadalupe Blanco River Authority | 3585 | Nolte | TX | Guadalupe | 2 | Conventional Hydroelectric | WAT | Hydro | 1.2 | 1927
7751 | Guadalupe Blanco River Authority | 3586 | TP 4 | TX | Guadalupe | 1 | Conventional Hydroelectric | WAT | Hydro | 2.4 | 1932
11269 | Lower Colorado River Authority | 3594 | Austin | TX | Travis | 1 | Conventional Hydroelectric | WAT | Hydro | 9 | 1940
11269 | Lower Colorado River Authority | 3594 | Austin | TX | Travis | 2 | Conventional Hydroelectric | WAT | Hydro | 9 | 1940
11269 | Lower Colorado River Authority | 3595 | Buchanan Dam (TX) | TX | Llano | 1 | Conventional Hydroelectric | WAT | Hydro | 18.3 | 1938
11269 | Lower Colorado River Authority | 3595 | Buchanan Dam (TX) | TX | Llano | 2 | Conventional Hydroelectric | WAT | Hydro | 18.3 | 1938
11269 | Lower Colorado River Authority | 3595 | Buchanan Dam (TX) | TX | Llano | 3 | Conventional Hydroelectric | WAT | Hydro | 18.3 | 1950
11269 | Lower Colorado River Authority | 3597 | Granite Shoals | TX | Burnet | 1 | Conventional Hydroelectric | WAT | Hydro | 27 | 1951
11269 | Lower Colorado River Authority | 3597 | Granite Shoals | TX | Burnet | 2 | Conventional Hydroelectric | WAT | Hydro | 27 | 1951
11269 | Lower Colorado River Authority | 3598 | Inks | TX | Burnet | 1 | Conventional Hydroelectric | WAT | Hydro | 15 | 1938
11269 | Lower Colorado River Authority | 3599 | Marble Falls | TX | Burnet | 1 | Conventional Hydroelectric | WAT | Hydro | 19.8 | 1951
11269 | Lower Colorado River Authority | 3599 | Marble Falls | TX | Burnet | 2 | Conventional Hydroelectric | WAT | Hydro | 19.8 | 1951
11269 | Lower Colorado River Authority | 3600 | Marshall Ford | TX | Travis | 1 | Conventional Hydroelectric | WAT | Hydro | 36 | 1941
11269 | Lower Colorado River Authority | 3600 | Marshall Ford | TX | Travis | 2 | Conventional Hydroelectric | WAT | Hydro | 36 | 1941
11269 | Lower Colorado River Authority | 3600 | Marshall Ford | TX | Travis | 3 | Conventional Hydroelectric | WAT | Hydro | 36 | 1941
11269 | Lower Colorado River Authority | 3601 | Sim Gideon | TX | Bastrop | 1 | Natural Gas Steam Turbine | NG | Natural Gas Peaker | 136 | 1965
11269 | Lower Colorado River Authority | 3601 | Sim Gideon | TX | Bastrop | 2 | Natural Gas Steam Turbine | NG | Natural Gas Peaker | 136 | 1968
11269 | Lower Colorado River Authority | 3601 | Sim Gideon | TX | Bastrop | 3 | Natural Gas Steam Turbine | NG | Natural Gas Peaker | 351 | 1972
11292 | City of Lubbock - (TX) | 3602 | Ty Cooke | TX | Lubbock | 1 | Natural Gas Steam Turbine | NG | Natural Gas Peaker | 44 | 1965
11292 | City of Lubbock - (TX) | 3602 | Ty Cooke | TX | Lubbock | 2 | Natural Gas Steam Turbine | NG | Natural Gas Peaker | 53.6 | 1978
11292 | City of Lubbock - (TX) | 3602 | Ty Cooke | TX | Lubbock | GT2 | Natural Gas Fired Combustion Turbine | NG | Natural Gas Peaker | 18.5 | 1971
11292 | City of Lubbock - (TX) | 3602 | Ty Cooke | TX | Lubbock | GT3 | Natural Gas Fired Combustion Turbine | NG | Natural Gas Peaker | 22 | 1974
11292 | City of Lubbock - (TX) | 3604 | J Robert Massengale | TX | Lubbock | 4 | Natural Gas Steam Turbine | NG | Natural Gas Peaker | 11.5 | 1952
11292 | City of Lubbock - (TX) | 3604 | J Robert Massengale | TX | Lubbock | 5 | Natural Gas Steam Turbine | NG | Natural Gas Peaker | 11.5 | 1953
11292 | City of Lubbock - (TX) | 3604 | J Robert Massengale | TX | Lubbock | 6A | Natural Gas Fired Combined Cycle | NG | Natural Gas Nonpeaker | 22 | 1957
11292 | City of Lubbock - (TX) | 3604 | J Robert Massengale | TX | Lubbock | 7 | Natural Gas Fired Combined Cycle | NG | Natural Gas Nonpeaker | 22 | 1959
11292 | City of Lubbock - (TX) | 3604 | J Robert Massengale | TX | Lubbock | 8 | Natural Gas Fired Combined Cycle | NG | Natural Gas Nonpeaker | 40 | 2000
16604 | City of San Antonio - (TX) | 3609 | Leon Creek | TX | Bexar | CGT1 | Natural Gas Fired Combustion Turbine | NG | Natural Gas Peaker | 57.4 | 2004
16604 | City of San Antonio - (TX) | 3609 | Leon Creek | TX | Bexar | CGT2 | Natural Gas Fired Combustion Turbine | NG | Natural Gas Peaker | 57.4 | 2004
16604 | City of San Antonio - (TX) | 3609 | Leon Creek | TX | Bexar | CGT3 | Natural Gas Fired Combustion Turbine | NG | Natural Gas Peaker | 57.4 | 2004
16604 | City of San Antonio - (TX) | 3609 | Leon Creek | TX | Bexar | CGT4 | Natural Gas Fired Combustion Turbine | NG | Natural Gas Peaker | 57.4 | 2004
16604 | City of San Antonio - (TX) | 3611 | O W Sommers | TX | Bexar | 1 | Natural Gas Steam Turbine | NG | Natural Gas Peaker | 446 | 1972
16604 | City of San Antonio - (TX) | 3611 | O W Sommers | TX | Bexar | 2 | Natural Gas Steam Turbine | NG | Natural Gas Peaker | 446 | 1974
16604 | City of San Antonio - (TX) | 3612 | V H Braunig | TX | Bexar | 1 | Natural Gas Steam Turbine | NG | Natural Gas Peaker | 225 | 1966
16604 | City of San Antonio - (TX) | 3612 | V H Braunig | TX | Bexar | 2 | Natural Gas Steam Turbine | NG | Natural Gas Peaker | 252 | 1968
16604 | City of San Antonio - (TX) | 3612 | V H Braunig | TX | Bexar | 3 | Natural Gas Steam Turbine | NG | Natural Gas Peaker | 417 | 1970
16604 | City of San Antonio - (TX) | 3612 | V H Braunig | TX | Bexar | 5 | Natural Gas Fired Combustion Turbine | NG | Natural Gas Peaker | 61 | 2010
16604 | City of San Antonio - (TX) | 3612 | V H Braunig | TX | Bexar | 6 | Natural Gas Fired Combustion Turbine | NG | Natural Gas Peaker | 61 | 2010
16604 | City of San Antonio - (TX) | 3612 | V H Braunig | TX | Bexar | 7 | Natural Gas Fired Combustion Turbine | NG | Natural Gas Peaker | 61 | 2010
16604 | City of San Antonio - (TX) | 3612 | V H Braunig | TX | Bexar | 8 | Natural Gas Fired Combustion Turbine | NG | Natural Gas Peaker | 61 | 2010
20230 | Weatherford Mun Utility System | 3624 | Weatherford | TX | Parker | 1 | Petroleum Liquids | DFO | Petroleum | 0.3 | 1940
20230 | Weatherford Mun Utility System | 3624 | Weatherford | TX | Parker | 2 | Petroleum Liquids | DFO | Petroleum | 0.3 | 1940
20230 | Weatherford Mun Utility System | 3624 | Weatherford | TX | Parker | 3 | Petroleum Liquids | DFO | Petroleum | 0.3 | 1940
20230 | Weatherford Mun Utility System | 3624 | Weatherford | TX | Parker | 4 | Petroleum Liquids | DFO | Petroleum | 0.8 | 1945
20230 | Weatherford Mun Utility System | 3624 | Weatherford | TX | Parker | 6 | Petroleum Liquids | DFO | Petroleum | 1.4 | 1948
20230 | Weatherford Mun Utility System | 3624 | Weatherford | TX | Parker | 7 | Petroleum Liquids | DFO | Petroleum | 1.3 | 1953
20230 | Weatherford Mun Utility System | 3624 | Weatherford | TX | Parker | 8 | Petroleum Liquids | DFO | Petroleum | 1.3 | 1953
2172 | Brazos Electric Power Coop Inc | 3628 | R W Miller | TX | Palo Pinto | 1 | Natural Gas Steam Turbine | NG | Natural Gas Peaker | 66 | 1968
2172 | Brazos Electric Power Coop Inc | 3628 | R W Miller | TX | Palo Pinto | 2 | Natural Gas Steam Turbine | NG | Natural Gas Peaker | 100 | 1972
2172 | Brazos Electric Power Coop Inc | 3628 | R W Miller | TX | Palo Pinto | 3 | Natural Gas Steam Turbine | NG | Natural Gas Peaker | 200 | 1975
2172 | Brazos Electric Power Coop Inc | 3628 | R W Miller | TX | Palo Pinto | 4 | Natural Gas Fired Combustion Turbine | NG | Natural Gas Peaker | 118.8 | 1994
2172 | Brazos Electric Power Coop Inc | 3628 | R W Miller | TX | Palo Pinto | 5 | Natural Gas Fired Combustion Turbine | NG | Natural Gas Peaker | 118.8 | 1994
17583 | South Texas Electric Coop, Inc | 3630 | Pearsall | TX | Frio | 1 | Natural Gas Steam Turbine | NG | Natural Gas Peaker | 22 | 1961
17583 | South Texas Electric Coop, Inc | 3630 | Pearsall | TX | Frio | 10A | Natural Gas Internal Combustion Engine | NG | Natural Gas Peaker | 8.4 | 2010
17583 | South Texas Electric Coop, Inc | 3630 | Pearsall | TX | Frio | 11A | Natural Gas Internal Combustion Engine | NG | Natural Gas Peaker | 8.4 | 2010
17583 | South Texas Electric Coop, Inc | 3630 | Pearsall | TX | Frio | 12A | Natural Gas Internal Combustion Engine | NG | Natural Gas Peaker | 8.4 | 2010
17583 | South Texas Electric Coop, Inc | 3630 | Pearsall | TX | Frio | 13A | Natural Gas Internal Combustion Engine | NG | Natural Gas Peaker | 8.4 | 2010
17583 | South Texas Electric Coop, Inc | 3630 | Pearsall | TX | Frio | 14A | Natural Gas Internal Combustion Engine | NG | Natural Gas Peaker | 8.4 | 2010
17583 | South Texas Electric Coop, Inc | 3630 | Pearsall | TX | Frio | 15A | Natural Gas Internal Combustion Engine | NG | Natural Gas Peaker | 8.4 | 2010
17583 | South Texas Electric Coop, Inc | 3630 | Pearsall | TX | Frio | 16A | Natural Gas Internal Combustion Engine | NG | Natural Gas Peaker | 8.4 | 2010
17583 | South Texas Electric Coop, Inc | 3630 | Pearsall | TX | Frio | 17A | Natural Gas Internal Combustion Engine | NG | Natural Gas Peaker | 8.4 | 2010
17583 | South Texas Electric Coop, Inc | 3630 | Pearsall | TX | Frio | 18A | Natural Gas Internal Combustion Engine | NG | Natural Gas Peaker | 8.4 | 2010
17583 | South Texas Electric Coop, Inc | 3630 | Pearsall | TX | Frio | 19A | Natural Gas Internal Combustion Engine | NG | Natural Gas Peaker | 8.4 | 2010
17583 | South Texas Electric Coop, Inc | 3630 | Pearsall | TX | Frio | 1A | Natural Gas Internal Combustion Engine | NG | Natural Gas Peaker | 8.4 | 2010
17583 | South Texas Electric Coop, Inc | 3630 | Pearsall | TX | Frio | 2 | Natural Gas Steam Turbine | NG | Natural Gas Peaker | 22 | 1961
17583 | South Texas Electric Coop, Inc | 3630 | Pearsall | TX | Frio | 20A | Natural Gas Internal Combustion Engine | NG | Natural Gas Peaker | 8.4 | 2010
17583 | South Texas Electric Coop, Inc | 3630 | Pearsall | TX | Frio | 21A | Natural Gas Internal Combustion Engine | NG | Natural Gas Peaker | 8.4 | 2010
17583 | South Texas Electric Coop, Inc | 3630 | Pearsall | TX | Frio | 22A | Natural Gas Internal Combustion Engine | NG | Natural Gas Peaker | 8.4 | 2010
17583 | South Texas Electric Coop, Inc | 3630 | Pearsall | TX | Frio | 23A | Natural Gas Internal Combustion Engine | NG | Natural Gas Peaker | 8.4 | 2010
17583 | South Texas Electric Coop, Inc | 3630 | Pearsall | TX | Frio | 24A | Natural Gas Internal Combustion Engine | NG | Natural Gas Peaker | 8.4 | 2010
17583 | South Texas Electric Coop, Inc | 3630 | Pearsall | TX | Frio | 2A | Natural Gas Internal Combustion Engine | NG | Natural Gas Peaker | 8.4 | 2010
17583 | South Texas Electric Coop, Inc | 3630 | Pearsall | TX | Frio | 3 | Natural Gas Steam Turbine | NG | Natural Gas Peaker | 22 | 1961
17583 | South Texas Electric Coop, Inc | 3630 | Pearsall | TX | Frio | 3A | Natural Gas Internal Combustion Engine | NG | Natural Gas Peaker | 8.4 | 2010
17583 | South Texas Electric Coop, Inc | 3630 | Pearsall | TX | Frio | 4A | Natural Gas Internal Combustion Engine | NG | Natural Gas Peaker | 8.4 | 2010
17583 | South Texas Electric Coop, Inc | 3630 | Pearsall | TX | Frio | 5A | Natural Gas Internal Combustion Engine | NG | Natural Gas Peaker | 8.4 | 2010
17583 | South Texas Electric Coop, Inc | 3630 | Pearsall | TX | Frio | 6A | Natural Gas Internal Combustion Engine | NG | Natural Gas Peaker | 8.4 | 2010
17583 | South Texas Electric Coop, Inc | 3630 | Pearsall | TX | Frio | 7A | Natural Gas Internal Combustion Engine | NG | Natural Gas Peaker | 8.4 | 2010
17583 | South Texas Electric Coop, Inc | 3630 | Pearsall | TX | Frio | 8A | Natural Gas Internal Combustion Engine | NG | Natural Gas Peaker | 8.4 | 2010
17583 | South Texas Electric Coop, Inc | 3630 | Pearsall | TX | Frio | 9A | Natural Gas Internal Combustion Engine | NG | Natural Gas Peaker | 8.4 | 2010
17583 | South Texas Electric Coop, Inc | 3631 | Sam Rayburn | TX | Victoria | 1 | Natural Gas Fired Combustion Turbine | NG | Natural Gas Peaker | 11.2 | 1963
17583 | South Texas Electric Coop, Inc | 3631 | Sam Rayburn | TX | Victoria | 10 | Natural Gas Fired Combined Cycle | NG | Natural Gas Nonpeaker | 42 | 2003
17583 | South Texas Electric Coop, Inc | 3631 | Sam Rayburn | TX | Victoria | 2 | Natural Gas Fired Combustion Turbine | NG | Natural Gas Peaker | 11.2 | 1963
17583 | South Texas Electric Coop, Inc | 3631 | Sam Rayburn | TX | Victoria | 4 | Petroleum Liquids | DFO | Petroleum | 1.6 | 1991
17583 | South Texas Electric Coop, Inc | 3631 | Sam Rayburn | TX | Victoria | 5 | Petroleum Liquids | DFO | Petroleum | 1.6 | 1991
17583 | South Texas Electric Coop, Inc | 3631 | Sam Rayburn | TX | Victoria | 7 | Natural Gas Fired Combined Cycle | NG | Natural Gas Nonpeaker | 49.2 | 2003
17583 | South Texas Electric Coop, Inc | 3631 | Sam Rayburn | TX | Victoria | 8 | Natural Gas Fired Combined Cycle | NG | Natural Gas Nonpeaker | 49.2 | 2003
17583 | South Texas Electric Coop, Inc | 3631 | Sam Rayburn | TX | Victoria | 9 | Natural Gas Fired Combined Cycle | NG | Natural Gas Nonpeaker | 49.2 | 2003
1434 | Beaver City Corporation | 3643 | Upper Beaver | UT | Beaver | 1 | Conventional Hydroelectric | WAT | Hydro | 1.3 | 1907
1434 | Beaver City Corporation | 3643 | Upper Beaver | UT | Beaver | 2 | Conventional Hydroelectric | WAT | Hydro | 1.2 | 1907
14354 | PacifiCorp | 3646 | Cutler Hydro | UT | Box Elder | 1 | Conventional Hydroelectric | WAT | Hydro | 15 | 1927
14354 | PacifiCorp | 3646 | Cutler Hydro | UT | Box Elder | 2 | Conventional Hydroelectric | WAT | Hydro | 15 | 1927
14354 | PacifiCorp | 3648 | Gadsby | UT | Salt Lake | 1 | Natural Gas Steam Turbine | NG | Natural Gas Peaker | 70.5 | 1951
14354 | PacifiCorp | 3648 | Gadsby | UT | Salt Lake | 2 | Natural Gas Steam Turbine | NG | Natural Gas Peaker | 75 | 1952
14354 | PacifiCorp | 3648 | Gadsby | UT | Salt Lake | 3 | Natural Gas Steam Turbine | NG | Natural Gas Peaker | 133.6 | 1955
14354 | PacifiCorp | 3648 | Gadsby | UT | Salt Lake | 4 | Natural Gas Fired Combustion Turbine | NG | Natural Gas Peaker | 71 | 2002
14354 | PacifiCorp | 3648 | Gadsby | UT | Salt Lake | 5 | Natural Gas Fired Combustion Turbine | NG | Natural Gas Peaker | 71 | 2002
14354 | PacifiCorp | 3648 | Gadsby | UT | Salt Lake | 6 | Natural Gas Fired Combustion Turbine | NG | Natural Gas Peaker | 71 | 2002
14354 | PacifiCorp | 3651 | Granite | UT | Salt Lake | 1 | Conventional Hydroelectric | WAT | Hydro | 2 | 1896
14354 | PacifiCorp | 3655 | Olmstead | UT | Utah | 1 | Conventional Hydroelectric | WAT | Hydro | 2.4 | 1910
14354 | PacifiCorp | 3655 | Olmstead | UT | Utah | 2 | Conventional Hydroelectric | WAT | Hydro | 2.4 | 1910
14354 | PacifiCorp | 3655 | Olmstead | UT | Utah | 4 | Conventional Hydroelectric | WAT | Hydro | 5.5 | 1922
14354 | PacifiCorp | 3656 | Pioneer | UT | Weber | 1 | Conventional Hydroelectric | WAT | Hydro | 2.5 | 1910
14354 | PacifiCorp | 3656 | Pioneer | UT | Weber | 2 | Conventional Hydroelectric | WAT | Hydro | 2.5 | 1910
8366 | Heber Light & Power Company | 3658 | Snake Creek | UT | Wasatch | 1 | Conventional Hydroelectric | WAT | Hydro | 0.6 | 1910
8366 | Heber Light & Power Company | 3658 | Snake Creek | UT | Wasatch | 2 | Conventional Hydroelectric | WAT | Hydro | 0.6 | 1910
14354 | PacifiCorp | 3659 | Stairs | UT | Salt Lake | 3 | Conventional Hydroelectric | WAT | Hydro | 1 | 1912
14354 | PacifiCorp | 3661 | Weber | UT | Weber | 1 | Conventional Hydroelectric | WAT | Hydro | 3.8 | 1911
2010 | City of Bountiful | 3665 | Bountiful City | UT | Davis | 1A | Natural Gas Fired Combustion Turbine | NG | Natural Gas Peaker | 5.2 | 2001
2010 | City of Bountiful | 3665 | Bountiful City | UT | Davis | 2A | Natural Gas Fired Combustion Turbine | NG | Natural Gas Peaker | 12.6 | 2012
2010 | City of Bountiful | 3665 | Bountiful City | UT | Davis | 3A | Natural Gas Fired Combustion Turbine | NG | Natural Gas Peaker | 12.6 | 2012
2220 | Brigham City Corporation | 3666 | Brigham City | UT | Box Elder | 1 | Conventional Hydroelectric | WAT | Hydro | 0.6 | 1921
2220 | Brigham City Corporation | 3666 | Brigham City | UT | Box Elder | 2 | Conventional Hydroelectric | WAT | Hydro | 0.6 | 1921
2220 | Brigham City Corporation | 3666 | Brigham City | UT | Box Elder | 8182 | Conventional Hydroelectric | WAT | Hydro | 0.6 | 1964
11135 | City of Logan - (UT) | 3675 | Hydro III | UT | Cache | HY1 | Conventional Hydroelectric | WAT | Hydro | 0.7 | 1925
11135 | City of Logan - (UT) | 3675 | Hydro III | UT | Cache | HY2 | Conventional Hydroelectric | WAT | Hydro | 0.7 | 1925
11588 | City of Manti - (UT) | 3676 | Manti Upper | UT | SANPETE | 1 | Conventional Hydroelectric | WAT | Hydro | 0.6 | 1939
11588 | City of Manti - (UT) | 3676 | Manti Upper | UT | SANPETE | HC2 | Conventional Hydroelectric | WAT | Hydro | 1 | 1988
15444 | Provo City Corp | 3686 | Provo | UT | UTAH | 4 | Natural Gas Steam Turbine | NG | Natural Gas Peaker | 7.5 | 1949
15444 | Provo City Corp | 3686 | Provo | UT | UTAH | 5 | Natural Gas Internal Combustion Engine | NG | Natural Gas Peaker | 2.5 | 1980
15444 | Provo City Corp | 3686 | Provo | UT | UTAH | 6 | Natural Gas Internal Combustion Engine | NG | Natural Gas Peaker | 2.5 | 1980
15444 | Provo City Corp | 3686 | Provo | UT | UTAH | 7 | Natural Gas Internal Combustion Engine | NG | Natural Gas Peaker | 2.5 | 1980
15444 | Provo City Corp | 3686 | Provo | UT | UTAH | 8 | Natural Gas Internal Combustion Engine | NG | Natural Gas Peaker | 2.5 | 1980
17845 | City of Springville - (UT) | 3688 | Bartholomew | UT | Utah | 2 | Conventional Hydroelectric | WAT | Hydro | 1 | 1988
18205 | Strawberry Water Users Assn | 3691 | Spanish Fork | UT | Utah | 1 | Conventional Hydroelectric | WAT | Hydro | 1.7 | 1983
18205 | Strawberry Water Users Assn | 3691 | Spanish Fork | UT | Utah | 2 | Conventional Hydroelectric | WAT | Hydro | 1.7 | 1983
18205 | Strawberry Water Users Assn | 3691 | Spanish Fork | UT | Utah | 3 | Conventional Hydroelectric | WAT | Hydro | 0.2 | 1937
20255 | Weber Basin Water Conserv Dist | 3697 | Gateway | UT | Morgan | 1 | Conventional Hydroelectric | WAT | Hydro | 2 | 1958
20255 | Weber Basin Water Conserv Dist | 3697 | Gateway | UT | Morgan | 2 | Conventional Hydroelectric | WAT | Hydro | 2 | 1958
20255 | Weber Basin Water Conserv Dist | 3698 | Wanship | UT | Summit | 1 | Conventional Hydroelectric | WAT | Hydro | 1.9 | 1958
6957 | Garkane Energy Coop, Inc | 3699 | Boulder | UT | Garfield | 1 | Conventional Hydroelectric | WAT | Hydro | 1.4 | 1958
6957 | Garkane Energy Coop, Inc | 3699 | Boulder | UT | Garfield | 2 | Conventional Hydroelectric | WAT | Hydro | 1.4 | 1958
6957 | Garkane Energy Coop, Inc | 3699 | Boulder | UT | Garfield | 3 | Conventional Hydroelectric | WAT | Hydro | 1.4 | 1961
12866 | Moon Lake Electric Assn Inc | 3704 | Uintah | UT | Duchesne | 1 | Conventional Hydroelectric | WAT | Hydro | 0.6 | 1920
12866 | Moon Lake Electric Assn Inc | 3704 | Uintah | UT | Duchesne | 2 | Conventional Hydroelectric | WAT | Hydro | 0.6 | 1940
7601 | Green Mountain Power Corp | 3708 | Ascutney | VT | WINDSOR | GT4 | Petroleum Liquids | DFO | Petroleum | 13.2 | 1961
7601 | Green Mountain Power Corp | 3709 | Smith (VT) | VT | Orange | 1 | Conventional Hydroelectric | WAT | Hydro | 1 | 1982
7601 | Green Mountain Power Corp | 3709 | Smith (VT) | VT | Orange | HC2 | Conventional Hydroelectric | WAT | Hydro | 0.5 | 1982
7601 | Green Mountain Power Corp | 3710 | Cavendish | VT | Windsor | 1 | Conventional Hydroelectric | WAT | Hydro | 0.6 | 1907
7601 | Green Mountain Power Corp | 3710 | Cavendish | VT | Windsor | 2 | Conventional Hydroelectric | WAT | Hydro | 0.6 | 1907
7601 | Green Mountain Power Corp | 3710 | Cavendish | VT | Windsor | 3 | Conventional Hydroelectric | WAT | Hydro | 0.5 | 1907
7601 | Green Mountain Power Corp | 3711 | Clark Falls | VT | Chittenden | 1 | Conventional Hydroelectric | WAT | Hydro | 3 | 1937
7601 | Green Mountain Power Corp | 3712 | Fairfax Falls | VT | Franklin | 1 | Conventional Hydroelectric | WAT | Hydro | 1.4 | 1919
7601 | Green Mountain Power Corp | 3712 | Fairfax Falls | VT | Franklin | 2 | Conventional Hydroelectric | WAT | Hydro | 2.1 | 1919
7601 | Green Mountain Power Corp | 3714 | Glen | VT | Rutland | 1 | Conventional Hydroelectric | WAT | Hydro | 1 | 1920
7601 | Green Mountain Power Corp | 3714 | Glen | VT | Rutland | 2 | Conventional Hydroelectric | WAT | Hydro | 1 | 1920
7601 | Green Mountain Power Corp | 3716 | Lower Middlebury | VT | Addison | 1 | Conventional Hydroelectric | WAT | Hydro | 0.8 | 1917
7601 | Green Mountain Power Corp | 3716 | Lower Middlebury | VT | Addison | 2 | Conventional Hydroelectric | WAT | Hydro | 0.8 | 1917
7601 | Green Mountain Power Corp | 3716 | Lower Middlebury | VT | Addison | 3 | Conventional Hydroelectric | WAT | Hydro | 0.8 | 1917
7601 | Green Mountain Power Corp | 3717 | Milton | VT | Chittenden | 1 | Conventional Hydroelectric | WAT | Hydro | 3.7 | 1929
7601 | Green Mountain Power Corp | 3717 | Milton | VT | Chittenden | 2 | Conventional Hydroelectric | WAT | Hydro | 3.7 | 1929
7601 | Green Mountain Power Corp | 3720 | Peterson | VT | Chittenden | 1 | Conventional Hydroelectric | WAT | Hydro | 6.3 | 1948
7601 | Green Mountain Power Corp | 3722 | Pittsford | VT | Rutland | 1 | Conventional Hydroelectric | WAT | Hydro | 1.3 | 1914
7601 | Green Mountain Power Corp | 3722 | Pittsford | VT | Rutland | 2 | Conventional Hydroelectric | WAT | Hydro | 1.3 | 1914
7601 | Green Mountain Power Corp | 3722 | Pittsford | VT | Rutland | 3 | Conventional Hydroelectric | WAT | Hydro | 1 | 1914
7601 | Green Mountain Power Corp | 3723 | Rutland | VT | Rutland | GT5 | Petroleum Liquids | DFO | Petroleum | 13.2 | 1962
7601 | Green Mountain Power Corp | 3724 | Salisbury | VT | Addison | 1 | Conventional Hydroelectric | WAT | Hydro | 1.3 | 1917
7601 | Green Mountain Power Corp | 3725 | Silver Lake (VT) | VT | Addison | 1 | Conventional Hydroelectric | WAT | Hydro | 2.2 | 1917
7601 | Green Mountain Power Corp | 3728 | Weybridge | VT | Addison | 1 | Conventional Hydroelectric | WAT | Hydro | 3 | 1951
49852 | Great Bay Hydro Corp | 3731 | Newport | VT | Orleans | 1 | Conventional Hydroelectric | WAT | Hydro | 1.7 | 1940
49852 | Great Bay Hydro Corp | 3731 | Newport | VT | Orleans | 2 | Conventional Hydroelectric | WAT | Hydro | 1.7 | 1944
49852 | Great Bay Hydro Corp | 3731 | Newport | VT | Orleans | 3 | Conventional Hydroelectric | WAT | Hydro | 0.6 | 1936
7601 | Green Mountain Power Corp | 3734 | Berlin 5 | VT | Washington | GT1 | Petroleum Liquids | KER | Petroleum | 41.8 | 1972
7601 | Green Mountain Power Corp | 3735 | Colchester 16 | VT | Chittenden | GT1 | Petroleum Liquids | DFO | Petroleum | 18 | 1965
7601 | Green Mountain Power Corp | 3737 | Essex Junction 19 | VT | Chittenden | H1 | Conventional Hydroelectric | WAT | Hydro | 1.8 | 1917
7601 | Green Mountain Power Corp | 3737 | Essex Junction 19 | VT | Chittenden | H2 | Conventional Hydroelectric | WAT | Hydro | 1.8 | 1917
7601 | Green Mountain Power Corp | 3737 | Essex Junction 19 | VT | Chittenden | H3 | Conventional Hydroelectric | WAT | Hydro | 1.8 | 1917
7601 | Green Mountain Power Corp | 3737 | Essex Junction 19 | VT | Chittenden | H4 | Conventional Hydroelectric | WAT | Hydro | 1.8 | 1917
7601 | Green Mountain Power Corp | 3737 | Essex Junction 19 | VT | Chittenden | H9 | Conventional Hydroelectric | WAT | Hydro | 0.8 | 2008
7601 | Green Mountain Power Corp | 3737 | Essex Junction 19 | VT | Chittenden | IC-5 | Petroleum Liquids | DFO | Petroleum | 2 | 2007
7601 | Green Mountain Power Corp | 3737 | Essex Junction 19 | VT | Chittenden | IC-6 | Petroleum Liquids | DFO | Petroleum | 2 | 2007
7601 | Green Mountain Power Corp | 3737 | Essex Junction 19 | VT | Chittenden | IC-7 | Petroleum Liquids | DFO | Petroleum | 2 | 2007
7601 | Green Mountain Power Corp | 3737 | Essex Junction 19 | VT | Chittenden | IC-8 | Petroleum Liquids | DFO | Petroleum | 2 | 2007
7601 | Green Mountain Power Corp | 3739 | Marshfield 6 | VT | Washington | 1 | Conventional Hydroelectric | WAT | Hydro | 5 | 1927
7601 | Green Mountain Power Corp | 3740 | Middlesex 2 | VT | WASHINGTON | 1 | Conventional Hydroelectric | WAT | Hydro | 1.6 | 1928
7601 | Green Mountain Power Corp | 3740 | Middlesex 2 | VT | WASHINGTON | 2 | Conventional Hydroelectric | WAT | Hydro | 1.6 | 1928
7601 | Green Mountain Power Corp | 3743 | West Danville 15 | VT | Caledonia | 1 | Conventional Hydroelectric | WAT | Hydro | 1 | 1917
50048 | TransCanada Hydro Northeast Inc., | 3745 | Bellows Falls | VT | Windham | GEN1 | Conventional Hydroelectric | WAT | Hydro | 13.6 | 1928
50048 | TransCanada Hydro Northeast Inc., | 3745 | Bellows Falls | VT | Windham | GEN2 | Conventional Hydroelectric | WAT | Hydro | 13.6 | 1928
50048 | TransCanada Hydro Northeast Inc., | 3745 | Bellows Falls | VT | Windham | GEN3 | Conventional Hydroelectric | WAT | Hydro | 13.6 | 1928
50048 | TransCanada Hydro Northeast Inc., | 3746 | Harriman | VT | Windham | GEN1 | Conventional Hydroelectric | WAT | Hydro | 11.2 | 1924
50048 | TransCanada Hydro Northeast Inc., | 3746 | Harriman | VT | Windham | GEN2 | Conventional Hydroelectric | WAT | Hydro | 11.2 | 1924
50048 | TransCanada Hydro Northeast Inc., | 3746 | Harriman | VT | Windham | GEN3 | Conventional Hydroelectric | WAT | Hydro | 11.2 | 1924
15472 | Public Service Co of NH | 3750 | Canaan | VT | Essex | 1 | Conventional Hydroelectric | WAT | Hydro | 1.1 | 1927
1299 | Barton Village, Inc | 3753 | West Charleston | VT | Orleans | 1 | Conventional Hydroelectric | WAT | Hydro | 0.7 | 1931
1299 | Barton Village, Inc | 3753 | West Charleston | VT | Orleans | 2 | Conventional Hydroelectric | WAT | Hydro | 0.7 | 1948
1299 | Barton Village, Inc | 3753 | West Charleston | VT | Orleans | IC3 | Petroleum Liquids | DFO | Petroleum | 1.4 | 1956
1299 | Barton Village, Inc | 3753 | West Charleston | VT | Orleans | IC4 | Petroleum Liquids | DFO | Petroleum | 1.4 | 1956
2548 | City of Burlington Electric - (VT) | 3754 | Burlington GT | VT | Chittenden | GT1 | Petroleum Liquids | DFO | Petroleum | 25.5 | 1971
11359 | Village of Lyndonville - (VT) | 3762 | Great Falls (VT) | VT | CALEDONIA | 1 | Conventional Hydroelectric | WAT | Hydro | 0.3 | 1915
11359 | Village of Lyndonville - (VT) | 3762 | Great Falls (VT) | VT | CALEDONIA | 2 | Conventional Hydroelectric | WAT | Hydro | 0.3 | 1915
11359 | Village of Lyndonville - (VT) | 3762 | Great Falls (VT) | VT | CALEDONIA | 3 | Conventional Hydroelectric | WAT | Hydro | 1.3 | 1979
12989 | Village of Morrisville - (VT) | 3764 | Morrisville | VT | Lamoille | 1 | Conventional Hydroelectric | WAT | Hydro | 0.6 | 1924
12989 | Village of Morrisville - (VT) | 3764 | Morrisville | VT | Lamoille | 2 | Conventional Hydroelectric | WAT | Hydro | 1.2 | 1924
12989 | Village of Morrisville - (VT) | 3765 | Cadys Falls | VT | Lamoille | 1 | Conventional Hydroelectric | WAT | Hydro | 0.8 | 1914
12989 | Village of Morrisville - (VT) | 3765 | Cadys Falls | VT | Lamoille | 2 | Conventional Hydroelectric | WAT | Hydro | 0.8 | 1947
733 | Appalachian Power Co | 3772 | Buck Hydro | VA | Carroll | 1 | Conventional Hydroelectric | WAT | Hydro | 2.8 | 1912
733 | Appalachian Power Co | 3772 | Buck Hydro | VA | Carroll | 2 | Conventional Hydroelectric | WAT | Hydro | 2.8 | 1912
733 | Appalachian Power Co | 3772 | Buck Hydro | VA | Carroll | 3 | Conventional Hydroelectric | WAT | Hydro | 2.8 | 1912
733 | Appalachian Power Co | 3773 | Byllesby 2 | VA | Carroll | 1 | Conventional Hydroelectric | WAT | Hydro | 5.4 | 1912
733 | Appalachian Power Co | 3773 | Byllesby 2 | VA | Carroll | 2 | Conventional Hydroelectric | WAT | Hydro | 5.4 | 1912
733 | Appalachian Power Co | 3773 | Byllesby 2 | VA | Carroll | 3 | Conventional Hydroelectric | WAT | Hydro | 5.4 | 1912
733 | Appalachian Power Co | 3773 | Byllesby 2 | VA | Carroll | 4 | Conventional Hydroelectric | WAT | Hydro | 5.4 | 1912
733 | Appalachian Power Co | 3774 | Claytor | VA | Pulaski | 1 | Conventional Hydroelectric | WAT | Hydro | 18.7 | 1939
733 | Appalachian Power Co | 3774 | Claytor | VA | Pulaski | 2 | Conventional Hydroelectric | WAT | Hydro | 18.7 | 1939
733 | Appalachian Power Co | 3774 | Claytor | VA | Pulaski | 3 | Conventional Hydroelectric | WAT | Hydro | 18.7 | 1939
733 | Appalachian Power Co | 3774 | Claytor | VA | Pulaski | 4 | Conventional Hydroelectric | WAT | Hydro | 18.7 | 1939
733 | Appalachian Power Co | 3775 | Clinch River | VA | Russell | 1 | Conventional Steam Coal | BIT | Hard Coal | 237.5 | 1958
733 | Appalachian Power Co | 3775 | Clinch River | VA | Russell | 2 | Conventional Steam Coal | BIT | Hard Coal | 237.5 | 1958
733 | Appalachian Power Co | 3777 | Leesville | VA | Pittsylvania | 1 | Conventional Hydroelectric | WAT | Hydro | 20 | 1964
733 | Appalachian Power Co | 3777 | Leesville | VA | Pittsylvania | 2 | Conventional Hydroelectric | WAT | Hydro | 20 | 1964
733 | Appalachian Power Co | 3778 | Niagara | VA | Roanoke | 1 | Conventional Hydroelectric | WAT | Hydro | 2.4 | 1954
733 | Appalachian Power Co | 3778 | Niagara | VA | Roanoke | 2 | Conventional Hydroelectric | WAT | Hydro | 1.2 | 1954
733 | Appalachian Power Co | 3779 | Reusens | VA | Campbell | 1 | Conventional Hydroelectric | WAT | Hydro | 2.5 | 1903
733 | Appalachian Power Co | 3779 | Reusens | VA | Campbell | 2 | Conventional Hydroelectric | WAT | Hydro | 2.5 | 1903
733 | Appalachian Power Co | 3779 | Reusens | VA | Campbell | 3 | Conventional Hydroelectric | WAT | Hydro | 2.5 | 1903
733 | Appalachian Power Co | 3779 | Reusens | VA | Campbell | 4 | Conventional Hydroelectric | WAT | Hydro | 2.5 | 1903
733 | Appalachian Power Co | 3779 | Reusens | VA | Campbell | 5 | Conventional Hydroelectric | WAT | Hydro | 2.5 | 1903
733 | Appalachian Power Co | 3780 | Smith Mountain | VA | Pittsylvania | 1 | Hydroelectric Pumped Storage | WAT | Other | 66 | 1965
733 | Appalachian Power Co | 3780 | Smith Mountain | VA | Pittsylvania | 2 | Conventional Hydroelectric | WAT | Hydro | 150.1 | 1965
733 | Appalachian Power Co | 3780 | Smith Mountain | VA | Pittsylvania | 3 | Hydroelectric Pumped Storage | WAT | Other | 115.3 | 1980
733 | Appalachian Power Co | 3780 | Smith Mountain | VA | Pittsylvania | 4 | Conventional Hydroelectric | WAT | Hydro | 150.1 | 1966
733 | Appalachian Power Co | 3780 | Smith Mountain | VA | Pittsylvania | 5 | Hydroelectric Pumped Storage | WAT | Other | 66 | 1966
56609 | Calpine Mid-Atlantic Generation LLC | 3782 | Bayview | VA | Northampton | BAYV | Petroleum Liquids | DFO | Petroleum | 2 | 1963
56609 | Calpine Mid-Atlantic Generation LLC | 3782 | Bayview | VA | Northampton | BYV2 | Petroleum Liquids | DFO | Petroleum | 2 | 1963
56609 | Calpine Mid-Atlantic Generation LLC | 3782 | Bayview | VA | Northampton | BYV3 | Petroleum Liquids | DFO | Petroleum | 2 | 1963
56609 | Calpine Mid-Atlantic Generation LLC | 3782 | Bayview | VA | Northampton | BYV4 | Petroleum Liquids | DFO | Petroleum | 2 | 1963
56609 | Calpine Mid-Atlantic Generation LLC | 3782 | Bayview | VA | Northampton | BYV5 | Petroleum Liquids | DFO | Petroleum | 2 | 1963
56609 | Calpine Mid-Atlantic Generation LLC | 3782 | Bayview | VA | Northampton | BYV6 | Petroleum Liquids | DFO | Petroleum | 2 | 1963
56609 | Calpine Mid-Atlantic Generation LLC | 3785 | Tasley | VA | Accomack | TAS | Petroleum Liquids | DFO | Petroleum | 27 | 1972
59927 | PE Hydro Generation, LLC | 3789 | Luray Hydro Station | VA | PAGE | 1 | Conventional Hydroelectric | WAT | Hydro | 0.6 | 1927
59927 | PE Hydro Generation, LLC | 3789 | Luray Hydro Station | VA | PAGE | 2 | Conventional Hydroelectric | WAT | Hydro | 0.4 | 1927
59927 | PE Hydro Generation, LLC | 3789 | Luray Hydro Station | VA | PAGE | 3 | Conventional Hydroelectric | WAT | Hydro | 0.6 | 1927
59927 | PE Hydro Generation, LLC | 3790 | Newport Hydro Station | VA | Page | 1 | Conventional Hydroelectric | WAT | Hydro | 0.4 | 1923
59927 | PE Hydro Generation, LLC | 3790 | Newport Hydro Station | VA | Page | 2 | Conventional Hydroelectric | WAT | Hydro | 0.4 | 1923
59927 | PE Hydro Generation, LLC | 3790 | Newport Hydro Station | VA | Page | 3 | Conventional Hydroelectric | WAT | Hydro | 0.6 | 1923
19876 | Virginia Electric & Power Co | 3796 | Bremo Bluff | VA | Fluvanna | 3 | Natural Gas Steam Turbine | NG | Natural Gas Peaker | 69 | 1950
19876 | Virginia Electric & Power Co | 3796 | Bremo Bluff | VA | Fluvanna | 4 | Natural Gas Steam Turbine | NG | Natural Gas Peaker | 185.2 | 1958
19876 | Virginia Electric & Power Co | 3797 | Chesterfield | VA | Chesterfield | 3 | Conventional Steam Coal | BIT | Hard Coal | 112.5 | 1952
19876 | Virginia Electric & Power Co | 3797 | Chesterfield | VA | Chesterfield | 4 | Conventional Steam Coal | BIT | Hard Coal | 187.5 | 1960
19876 | Virginia Electric & Power Co | 3797 | Chesterfield | VA | Chesterfield | 5 | Conventional Steam Coal | BIT | Hard Coal | 359 | 1964
19876 | Virginia Electric & Power Co | 3797 | Chesterfield | VA | Chesterfield | 6 | Conventional Steam Coal | BIT | Hard Coal | 693.9 | 1969
19876 | Virginia Electric & Power Co | 3797 | Chesterfield | VA | Chesterfield | CT7 | Natural Gas Fired Combined Cycle | NG | Natural Gas Nonpeaker | 145 | 1990
19876 | Virginia Electric & Power Co | 3797 | Chesterfield | VA | Chesterfield | CT8 | Natural Gas Fired Combined Cycle | NG | Natural Gas Nonpeaker | 148 | 1992
19876 | Virginia Electric & Power Co | 3797 | Chesterfield | VA | Chesterfield | CW7 | Natural Gas Fired Combined Cycle | NG | Natural Gas Nonpeaker | 74.4 | 1990
19876 | Virginia Electric & Power Co | 3797 | Chesterfield | VA | Chesterfield | CW8 | Natural Gas Fired Combined Cycle | NG | Natural Gas Nonpeaker | 79.2 | 1992
19876 | Virginia Electric & Power Co | 3798 | Cushaw | VA | Amherst | 1 | Conventional Hydroelectric | WAT | Hydro | 1.5 | 1930
19876 | Virginia Electric & Power Co | 3798 | Cushaw | VA | Amherst | 2 | Conventional Hydroelectric | WAT | Hydro | 1.5 | 1930
19876 | Virginia Electric & Power Co | 3798 | Cushaw | VA | Amherst | 3 | Conventional Hydroelectric | WAT | Hydro | 1.5 | 1930
19876 | Virginia Electric & Power Co | 3798 | Cushaw | VA | Amherst | 4 | Conventional Hydroelectric | WAT | Hydro | 1.5 | 1930
19876 | Virginia Electric & Power Co | 3798 | Cushaw | VA | Amherst | 5 | Conventional Hydroelectric | WAT | Hydro | 1.5 | 1930
19876 | Virginia Electric & Power Co | 3799 | Low Moor | VA | Alleghany | GT1 | Petroleum Liquids | DFO | Petroleum | 20.7 | 1971
19876 | Virginia Electric & Power Co | 3799 | Low Moor | VA | Alleghany | GT2 | Petroleum Liquids | DFO | Petroleum | 20.7 | 1971
19876 | Virginia Electric & Power Co | 3799 | Low Moor | VA | Alleghany | GT3 | Petroleum Liquids | DFO | Petroleum | 20.7 | 1971
19876 | Virginia Electric & Power Co | 3799 | Low Moor | VA | Alleghany | GT4 | Petroleum Liquids | DFO | Petroleum | 20.7 | 1971
19876 | Virginia Electric & Power Co | 3800 | Northern Neck | VA | Richmond | GT1 | Petroleum Liquids | DFO | Petroleum | 20.7 | 1971
19876 | Virginia Electric & Power Co | 3800 | Northern Neck | VA | Richmond | GT2 | Petroleum Liquids | DFO | Petroleum | 20.7 | 1971
19876 | Virginia Electric & Power Co | 3800 | Northern Neck | VA | Richmond | GT3 | Petroleum Liquids | DFO | Petroleum | 20.7 | 1971
19876 | Virginia Electric & Power Co | 3800 | Northern Neck | VA | Richmond | GT4 | Petroleum Liquids | DFO | Petroleum | 20.7 | 1971
19876 | Virginia Electric & Power Co | 3803 | Chesapeake | VA | Chesapeake City | 6 | Petroleum Liquids | DFO | Petroleum | 16.3 | 1969
19876 | Virginia Electric & Power Co | 3803 | Chesapeake | VA | Chesapeake City | GT1 | Petroleum Liquids | DFO | Petroleum | 18.5 | 1967
19876 | Virginia Electric & Power Co | 3803 | Chesapeake | VA | Chesapeake City | GT2 | Petroleum Liquids | DFO | Petroleum | 16.3 | 1969
19876 | Virginia Electric & Power Co | 3803 | Chesapeake | VA | Chesapeake City | GT4 | Petroleum Liquids | DFO | Petroleum | 16.3 | 1969
19876 | Virginia Electric & Power Co | 3804 | Possum Point | VA | Prince William | 3 | Natural Gas Steam Turbine | NG | Natural Gas Peaker | 113.6 | 1955
19876 | Virginia Electric & Power Co | 3804 | Possum Point | VA | Prince William | 4 | Natural Gas Steam Turbine | NG | Natural Gas Peaker | 239.3 | 1962
19876 | Virginia Electric & Power Co | 3804 | Possum Point | VA | Prince William | 5 | Petroleum Liquids | RFO | Petroleum | 882 | 1975
19876 | Virginia Electric & Power Co | 3804 | Possum Point | VA | Prince William | 6A | Natural Gas Fired Combined Cycle | NG | Natural Gas Nonpeaker | 174 | 2003
19876 | Virginia Electric & Power Co | 3804 | Possum Point | VA | Prince William | 6B | Natural Gas Fired Combined Cycle | NG | Natural Gas Nonpeaker | 174 | 2003
19876 | Virginia Electric & Power Co | 3804 | Possum Point | VA | Prince William | 6ST | Natural Gas Fired Combined Cycle | NG | Natural Gas Nonpeaker | 265 | 2003
19876 | Virginia Electric & Power Co | 3804 | Possum Point | VA | Prince William | GT1 | Petroleum Liquids | DFO | Petroleum | 16 | 1968
19876 | Virginia Electric & Power Co | 3804 | Possum Point | VA | Prince William | GT2 | Petroleum Liquids | DFO | Petroleum | 16 | 1968
19876 | Virginia Electric & Power Co | 3804 | Possum Point | VA | Prince William | GT3 | Petroleum Liquids | DFO | Petroleum | 16 | 1968
19876 | Virginia Electric & Power Co | 3804 | Possum Point | VA | Prince William | GT4 | Petroleum Liquids | DFO | Petroleum | 16 | 1968
19876 | Virginia Electric & Power Co | 3804 | Possum Point | VA | Prince William | GT5 | Petroleum Liquids | DFO | Petroleum | 16 | 1968
19876 | Virginia Electric & Power Co | 3804 | Possum Point | VA | Prince William | GT6 | Petroleum Liquids | DFO | Petroleum | 16 | 1968
19876 | Virginia Electric & Power Co | 3806 | Surry | VA | Surry | 1 | Nuclear | NUC | Nuclear | 847.5 | 1972
19876 | Virginia Electric & Power Co | 3806 | Surry | VA | Surry | 2 | Nuclear | NUC | Nuclear | 847.5 | 1973
19876 | Virginia Electric & Power Co | 3809 | Yorktown | VA | York | 1 | Conventional Steam Coal | BIT | Hard Coal | 187.5 | 1957
19876 | Virginia Electric & Power Co | 3809 | Yorktown | VA | York | 2 | Conventional Steam Coal | BIT | Hard Coal | 187.5 | 1959
19876 | Virginia Electric & Power Co | 3809 | Yorktown | VA | York | 3 | Petroleum Liquids | RFO | Petroleum | 882 | 1974
1456 | Town of Bedford - (VA) | 3821 | Snowden | VA | BEDFORD | 4 | Conventional Hydroelectric | WAT | Hydro | 2.5 | 1987
1456 | Town of Bedford - (VA) | 3821 | Snowden | VA | BEDFORD | 5 | Conventional Hydroelectric | WAT | Hydro | 2.5 | 1987
4619 | Town of Culpeper- (VA) | 3823 | West Spring Street | VA | Culpeper | 7 | Petroleum Liquids | DFO | Petroleum | 1.5 | 1997
4794 | City of Danville - (VA) | 3825 | Pinnacles | VA | PATRICK | 1 | Conventional Hydroelectric | WAT | Hydro | 3.7 | 1938
4794 | City of Danville - (VA) | 3825 | Pinnacles | VA | PATRICK | 2 | Conventional Hydroelectric | WAT | Hydro | 3.7 | 1938
4794 | City of Danville - (VA) | 3825 | Pinnacles | VA | PATRICK | 3 | Conventional Hydroelectric | WAT | Hydro | 3.7 | 1938
11770 | City of Martinsville - (VA) | 3826 | Martinsville | VA | Henry | 1 | Conventional Hydroelectric | WAT | Hydro | 0.3 | 1932
11770 | City of Martinsville - (VA) | 3826 | Martinsville | VA | Henry | 2 | Conventional Hydroelectric | WAT | Hydro | 1 | 1932
15619 | City of Radford - (VA) | 3827 | Radford | VA | Pulaski | 1 | Conventional Hydroelectric | WAT | Hydro | 1 | 1934
18574 | USCE-Wilmington District | 3833 | John H Kerr | VA | Mecklenburg | 1 | Conventional Hydroelectric | WAT | Hydro | 13.8 | 1952
18574 | USCE-Wilmington District | 3833 | John H Kerr | VA | Mecklenburg | 2 | Conventional Hydroelectric | WAT | Hydro | 46.8 | 1952
18574 | USCE-Wilmington District | 3833 | John H Kerr | VA | Mecklenburg | 3 | Conventional Hydroelectric | WAT | Hydro | 46.8 | 1953
18574 | USCE-Wilmington District | 3833 | John H Kerr | VA | Mecklenburg | 4 | Conventional Hydroelectric | WAT | Hydro | 46.8 | 1953
18574 | USCE-Wilmington District | 3833 | John H Kerr | VA | Mecklenburg | 5 | Conventional Hydroelectric | WAT | Hydro | 46.8 | 1953
18574 | USCE-Wilmington District | 3833 | John H Kerr | VA | Mecklenburg | 6 | Conventional Hydroelectric | WAT | Hydro | 46.8 | 1953
18574 | USCE-Wilmington District | 3833 | John H Kerr | VA | Mecklenburg | 7 | Conventional Hydroelectric | WAT | Hydro | 46.8 | 1953
18574 | USCE-Wilmington District | 3833 | John H Kerr | VA | Mecklenburg | A | Conventional Hydroelectric | WAT | Hydro | 1.1 | 2008
18574 | USCE-Wilmington District | 3833 | John H Kerr | VA | Mecklenburg | B | Conventional Hydroelectric | WAT | Hydro | 1.1 | 2008
18574 | USCE-Wilmington District | 3834 | Philpott Lake | VA | Henry | 1 | Conventional Hydroelectric | WAT | Hydro | 6.7 | 1953
18574 | USCE-Wilmington District | 3834 | Philpott Lake | VA | Henry | 2 | Conventional Hydroelectric | WAT | Hydro | 6.7 | 1953
18574 | USCE-Wilmington District | 3834 | Philpott Lake | VA | Henry | 3 | Conventional Hydroelectric | WAT | Hydro | 0.6 | 1953
19099 | TransAlta Centralia Gen LLC | 3845 | Transalta Centralia Generation | WA | Lewis | 1 | Conventional Steam Coal | SUB | Hard Coal | 729.9 | 1972
19099 | TransAlta Centralia Gen LLC | 3845 | Transalta Centralia Generation | WA | Lewis | 2 | Conventional Steam Coal | SUB | Hard Coal | 729.9 | 1973
14354 | PacifiCorp | 3847 | Merwin | WA | Cowlitz | 1 | Conventional Hydroelectric | WAT | Hydro | 45 | 1932
14354 | PacifiCorp | 3847 | Merwin | WA | Cowlitz | 2 | Conventional Hydroelectric | WAT | Hydro | 45 | 1949
14354 | PacifiCorp | 3847 | Merwin | WA | Cowlitz | 3 | Conventional Hydroelectric | WAT | Hydro | 45 | 1958
14354 | PacifiCorp | 3847 | Merwin | WA | Cowlitz | House | Conventional Hydroelectric | WAT | Hydro | 1 | 1931
14354 | PacifiCorp | 3850 | Swift 1 | WA | Skamania | HY11 | Conventional Hydroelectric | WAT | Hydro | 80 | 1958
14354 | PacifiCorp | 3850 | Swift 1 | WA | Skamania | HY12 | Conventional Hydroelectric | WAT | Hydro | 80 | 1958
14354 | PacifiCorp | 3850 | Swift 1 | WA | Skamania | HY13 | Conventional Hydroelectric | WAT | Hydro | 80 | 1958
14354 | PacifiCorp | 3852 | Yale | WA | Cowlitz | 1 | Conventional Hydroelectric | WAT | Hydro | 67 | 1953
14354 | PacifiCorp | 3852 | Yale | WA | Cowlitz | 2 | Conventional Hydroelectric | WAT | Hydro | 67 | 1953
15500 | Puget Sound Energy Inc | 3853 | Crystal Mountain | WA | Pierce | 1 | Petroleum Liquids | DFO | Petroleum | 2.7 | 1969
59866 | Electron Hydro LLC | 3854 | Electron | WA | Pierce | 1 | Conventional Hydroelectric | WAT | Hydro | 5.1 | 1904
59866 | Electron Hydro LLC | 3854 | Electron | WA | Pierce | 2 | Conventional Hydroelectric | WAT | Hydro | 5.1 | 1904
59866 | Electron Hydro LLC | 3854 | Electron | WA | Pierce | 3 | Conventional Hydroelectric | WAT | Hydro | 5.1 | 1904
59866 | Electron Hydro LLC | 3854 | Electron | WA | Pierce | 4 | Conventional Hydroelectric | WAT | Hydro | 7.5 | 1929
15500 | Puget Sound Energy Inc | 3855 | Lower Baker | WA | Skagit | 3 | Conventional Hydroelectric | WAT | Hydro | 80.8 | 1960
15500 | Puget Sound Energy Inc | 3855 | Lower Baker | WA | Skagit | 4 | Conventional Hydroelectric | WAT | Hydro | 30.4 | 2013
15500 | Puget Sound Energy Inc | 3860 | Snoqualmie | WA | King | 1 | Conventional Hydroelectric | WAT | Hydro | 1.5 | 1898
15500 | Puget Sound Energy Inc | 3860 | Snoqualmie | WA | King | 2 | Conventional Hydroelectric | WAT | Hydro | 1.8 | 1898
15500 | Puget Sound Energy Inc | 3860 | Snoqualmie | WA | King | 3 | Conventional Hydroelectric | WAT | Hydro | 1.5 | 1898
15500 | Puget Sound Energy Inc | 3860 | Snoqualmie | WA | King | 4 | Conventional Hydroelectric | WAT | Hydro | 1.5 | 1898
15500 | Puget Sound Energy Inc | 3860 | Snoqualmie | WA | King | 5A | Conventional Hydroelectric | WAT | Hydro | 6.8 | 2013
15500 | Puget Sound Energy Inc | 3861 | Upper Baker | WA | Whatcom | 1 | Conventional Hydroelectric | WAT | Hydro | 52.4 | 1959
15500 | Puget Sound Energy Inc | 3861 | Upper Baker | WA | Whatcom | 2 | Conventional Hydroelectric | WAT | Hydro | 52.4 | 1959
20169 | Avista Corp | 3866 | Little Falls (WA) | WA | Lincoln | 1 | Conventional Hydroelectric | WAT | Hydro | 8 | 1910
20169 | Avista Corp | 3866 | Little Falls (WA) | WA | Lincoln | 2 | Conventional Hydroelectric | WAT | Hydro | 8 | 1910
20169 | Avista Corp | 3866 | Little Falls (WA) | WA | Lincoln | 3 | Conventional Hydroelectric | WAT | Hydro | 8 | 1910
20169 | Avista Corp | 3866 | Little Falls (WA) | WA | Lincoln | 4 | Conventional Hydroelectric | WAT | Hydro | 8 | 1911
20169 | Avista Corp | 3867 | Long Lake | WA | Lincoln | 1 | Conventional Hydroelectric | WAT | Hydro | 17.5 | 1915
20169 | Avista Corp | 3867 | Long Lake | WA | Lincoln | 2 | Conventional Hydroelectric | WAT | Hydro | 17.5 | 1915
20169 | Avista Corp | 3867 | Long Lake | WA | Lincoln | 3 | Conventional Hydroelectric | WAT | Hydro | 17.5 | 1919
20169 | Avista Corp | 3867 | Long Lake | WA | Lincoln | 4 | Conventional Hydroelectric | WAT | Hydro | 17.5 | 1924
9143 | Hydro Technology Systems Inc | 3868 | Meyers Falls | WA | Stevens | UN1 | Conventional Hydroelectric | WAT | Hydro | 0.9 | 1915
9143 | Hydro Technology Systems Inc | 3868 | Meyers Falls | WA | Stevens | UN2 | Conventional Hydroelectric | WAT | Hydro | 0.3 | 1915
20169 | Avista Corp | 3869 | Nine Mile | WA | Spokane | 1 | Conventional Hydroelectric | WAT | Hydro | 3.3 | 1910
20169 | Avista Corp | 3869 | Nine Mile | WA | Spokane | 2 | Conventional Hydroelectric | WAT | Hydro | 3.1 | 1908
20169 | Avista Corp | 3869 | Nine Mile | WA | Spokane | 3N | Conventional Hydroelectric | WAT | Hydro | 10 | 1994
20169 | Avista Corp | 3869 | Nine Mile | WA | Spokane | 4N | Conventional Hydroelectric | WAT | Hydro | 10 | 1994
3295 | City of Centralia - (WA) | 3878 | Yelm | WA | Thurston | 1 | Conventional Hydroelectric | WAT | Hydro | 3 | 1930
3295 | City of Centralia - (WA) | 3878 | Yelm | WA | Thurston | 2 | Conventional Hydroelectric | WAT | Hydro | 3 | 1930
3295 | City of Centralia - (WA) | 3878 | Yelm | WA | Thurston | 3 | Conventional Hydroelectric | WAT | Hydro | 6 | 1955
3413 | PUD No 1 of Chelan County | 3883 | Rocky Reach | WA | Chelan | C-1 | Conventional Hydroelectric | WAT | Hydro | 114 | 1961
3413 | PUD No 1 of Chelan County | 3883 | Rocky Reach | WA | Chelan | C-10 | Conventional Hydroelectric | WAT | Hydro | 125.4 | 1974
3413 | PUD No 1 of Chelan County | 3883 | Rocky Reach | WA | Chelan | C-11 | Conventional Hydroelectric | WAT | Hydro | 125.4 | 1974
3413 | PUD No 1 of Chelan County | 3883 | Rocky Reach | WA | Chelan | C-2 | Conventional Hydroelectric | WAT | Hydro | 114 | 1961
3413 | PUD No 1 of Chelan County | 3883 | Rocky Reach | WA | Chelan | C-3 | Conventional Hydroelectric | WAT | Hydro | 114 | 1961
3413 | PUD No 1 of Chelan County | 3883 | Rocky Reach | WA | Chelan | C-4 | Conventional Hydroelectric | WAT | Hydro | 114 | 1961
3413 | PUD No 1 of Chelan County | 3883 | Rocky Reach | WA | Chelan | C-5 | Conventional Hydroelectric | WAT | Hydro | 114 | 1961
3413 | PUD No 1 of Chelan County | 3883 | Rocky Reach | WA | Chelan | C-6 | Conventional Hydroelectric | WAT | Hydro | 114 | 1961
3413 | PUD No 1 of Chelan County | 3883 | Rocky Reach | WA | Chelan | C-7 | Conventional Hydroelectric | WAT | Hydro | 114 | 1961
3413 | PUD No 1 of Chelan County | 3883 | Rocky Reach | WA | Chelan | C-8 | Conventional Hydroelectric | WAT | Hydro | 125.4 | 1973
3413 | PUD No 1 of Chelan County | 3883 | Rocky Reach | WA | Chelan | C-9 | Conventional Hydroelectric | WAT | Hydro | 125.4 | 1973
5326 | PUD No 1 of Douglas County | 3886 | Wells | WA | Douglas | U-1 | Conventional Hydroelectric | WAT | Hydro | 77.4 | 1967
5326 | PUD No 1 of Douglas County | 3886 | Wells | WA | Douglas | U-10 | Conventional Hydroelectric | WAT | Hydro | 77.4 | 1969
5326 | PUD No 1 of Douglas County | 3886 | Wells | WA | Douglas | U-2 | Conventional Hydroelectric | WAT | Hydro | 77.4 | 1967
5326 | PUD No 1 of Douglas County | 3886 | Wells | WA | Douglas | U-3 | Conventional Hydroelectric | WAT | Hydro | 77.4 | 1967
5326 | PUD No 1 of Douglas County | 3886 | Wells | WA | Douglas | U-4 | Conventional Hydroelectric | WAT | Hydro | 77.4 | 1967
5326 | PUD No 1 of Douglas County | 3886 | Wells | WA | Douglas | U-5 | Conventional Hydroelectric | WAT | Hydro | 77.4 | 1967
5326 | PUD No 1 of Douglas County | 3886 | Wells | WA | Douglas | U-6 | Conventional Hydroelectric | WAT | Hydro | 77.4 | 1967
5326 | PUD No 1 of Douglas County | 3886 | Wells | WA | Douglas | U-7 | Conventional Hydroelectric | WAT | Hydro | 77.4 | 1967
5326 | PUD No 1 of Douglas County | 3886 | Wells | WA | Douglas | U-8 | Conventional Hydroelectric | WAT | Hydro | 77.4 | 1968
5326 | PUD No 1 of Douglas County | 3886 | Wells | WA | Douglas | U-9 | Conventional Hydroelectric | WAT | Hydro | 77.4 | 1969
14624 | PUD No 2 of Grant County | 3887 | Priest Rapids | WA | Grant | 1 | Conventional Hydroelectric | WAT | Hydro | 95 | 1961
14624 | PUD No 2 of Grant County | 3887 | Priest Rapids | WA | Grant | 10 | Conventional Hydroelectric | WAT | Hydro | 95 | 1959
14624 | PUD No 2 of Grant County | 3887 | Priest Rapids | WA | Grant | 2 | Conventional Hydroelectric | WAT | Hydro | 97.8 | 1961
14624 | PUD No 2 of Grant County | 3887 | Priest Rapids | WA | Grant | 3 | Conventional Hydroelectric | WAT | Hydro | 95 | 1960
14624 | PUD No 2 of Grant County | 3887 | Priest Rapids | WA | Grant | 4 | Conventional Hydroelectric | WAT | Hydro | 95 | 1960
14624 | PUD No 2 of Grant County | 3887 | Priest Rapids | WA | Grant | 5 | Conventional Hydroelectric | WAT | Hydro | 95 | 1960
14624 | PUD No 2 of Grant County | 3887 | Priest Rapids | WA | Grant | 6 | Conventional Hydroelectric | WAT | Hydro | 95 | 1960
14624 | PUD No 2 of Grant County | 3887 | Priest Rapids | WA | Grant | 7 | Conventional Hydroelectric | WAT | Hydro | 95 | 1960
14624 | PUD No 2 of Grant County | 3887 | Priest Rapids | WA | Grant | 8 | Conventional Hydroelectric | WAT | Hydro | 95 | 1959
14624 | PUD No 2 of Grant County | 3887 | Priest Rapids | WA | Grant | 9 | Conventional Hydroelectric | WAT | Hydro | 97.8 | 1959
14624 | PUD No 2 of Grant County | 3888 | Wanapum | WA | Grant | 10A | Conventional Hydroelectric | WAT | Hydro | 122 | 2014
14624 | PUD No 2 of Grant County | 3888 | Wanapum | WA | Grant | 1A | Conventional Hydroelectric | WAT | Hydro | 122 | 2013
14624 | PUD No 2 of Grant County | 3888 | Wanapum | WA | Grant | 2A | Conventional Hydroelectric | WAT | Hydro | 122 | 2012
14624 | PUD No 2 of Grant County | 3888 | Wanapum | WA | Grant | 3 | Conventional Hydroelectric | WAT | Hydro | 103.8 | 1963
14624 | PUD No 2 of Grant County | 3888 | Wanapum | WA | Grant | 4 | Conventional Hydroelectric | WAT | Hydro | 103.8 | 1963
14624 | PUD No 2 of Grant County | 3888 | Wanapum | WA | Grant | 5A | Conventional Hydroelectric | WAT | Hydro | 122 | 2012
14624 | PUD No 2 of Grant County | 3888 | Wanapum | WA | Grant | 7A | Conventional Hydroelectric | WAT | Hydro | 122 | 2011
14624 | PUD No 2 of Grant County | 3888 | Wanapum | WA | Grant | 8 | Conventional Hydroelectric | WAT | Hydro | 103.8 | 1963
14624 | PUD No 2 of Grant County | 3888 | Wanapum | WA | Grant | 9A | Conventional Hydroelectric | WAT | Hydro | 122 | 2015
14653 | PUD No 1 of Pend Oreille County | 3891 | Box Canyon | WA | Pend Oreille | 1 | Conventional Hydroelectric | WAT | Hydro | 22.5 | 1955
14653 | PUD No 1 of Pend Oreille County | 3891 | Box Canyon | WA | Pend Oreille | 2 | Conventional Hydroelectric | WAT | Hydro | 22.5 | 1955
14653 | PUD No 1 of Pend Oreille County | 3891 | Box Canyon | WA | Pend Oreille | 3 | Conventional Hydroelectric | WAT | Hydro | 22.5 | 1955
14653 | PUD No 1 of Pend Oreille County | 3891 | Box Canyon | WA | Pend Oreille | 4 | Conventional Hydroelectric | WAT | Hydro | 22.5 | 1955
19400 | USACE Northwestern Division | 3895 | The Dalles | OR | Wasco | 1 | Conventional Hydroelectric | WAT | Hydro | 78 | 1957
19400 | USACE Northwestern Division | 3895 | The Dalles | OR | Wasco | 10 | Conventional Hydroelectric | WAT | Hydro | 78 | 1959
19400 | USACE Northwestern Division | 3895 | The Dalles | OR | Wasco | 11 | Conventional Hydroelectric | WAT | Hydro | 78 | 1960
19400 | USACE Northwestern Division | 3895 | The Dalles | OR | Wasco | 12 | Conventional Hydroelectric | WAT | Hydro | 78 | 1960
19400 | USACE Northwestern Division | 3895 | The Dalles | OR | Wasco | 13 | Conventional Hydroelectric | WAT | Hydro | 78 | 1960
19400 | USACE Northwestern Division | 3895 | The Dalles | OR | Wasco | 14 | Conventional Hydroelectric | WAT | Hydro | 78 | 1960
19400 | USACE Northwestern Division | 3895 | The Dalles | OR | Wasco | 15 | Conventional Hydroelectric | WAT | Hydro | 86 | 1973
19400 | USACE Northwestern Division | 3895 | The Dalles | OR | Wasco | 16 | Conventional Hydroelectric | WAT | Hydro | 86 | 1973
19400 | USACE Northwestern Division | 3895 | The Dalles | OR | Wasco | 17 | Conventional Hydroelectric | WAT | Hydro | 86 | 1973
19400 | USACE Northwestern Division | 3895 | The Dalles | OR | Wasco | 18 | Conventional Hydroelectric | WAT | Hydro | 86 | 1973
19400 | USACE Northwestern Division | 3895 | The Dalles | OR | Wasco | 19 | Conventional Hydroelectric | WAT | Hydro | 86 | 1973
19400 | USACE Northwestern Division | 3895 | The Dalles | OR | Wasco | 2 | Conventional Hydroelectric | WAT | Hydro | 78 | 1957
19400 | USACE Northwestern Division | 3895 | The Dalles | OR | Wasco | 20 | Conventional Hydroelectric | WAT | Hydro | 86 | 1973
19400 | USACE Northwestern Division | 3895 | The Dalles | OR | Wasco | 21 | Conventional Hydroelectric | WAT | Hydro | 86 | 1973
19400 | USACE Northwestern Division | 3895 | The Dalles | OR | Wasco | 22 | Conventional Hydroelectric | WAT | Hydro | 86 | 1973
19400 | USACE Northwestern Division | 3895 | The Dalles | OR | Wasco | 3 | Conventional Hydroelectric | WAT | Hydro | 78 | 1958
19400 | USACE Northwestern Division | 3895 | The Dalles | OR | Wasco | 4 | Conventional Hydroelectric | WAT | Hydro | 78 | 1958
19400 | USACE Northwestern Division | 3895 | The Dalles | OR | Wasco | 5 | Conventional Hydroelectric | WAT | Hydro | 89.7 | 1958
19400 | USACE Northwestern Division | 3895 | The Dalles | OR | Wasco | 6 | Conventional Hydroelectric | WAT | Hydro | 78 | 1958
19400 | USACE Northwestern Division | 3895 | The Dalles | OR | Wasco | 7 | Conventional Hydroelectric | WAT | Hydro | 78 | 1959
19400 | USACE Northwestern Division | 3895 | The Dalles | OR | Wasco | 8 | Conventional Hydroelectric | WAT | Hydro | 78 | 1959
19400 | USACE Northwestern Division | 3895 | The Dalles | OR | Wasco | 9 | Conventional Hydroelectric | WAT | Hydro | 78 | 1959
19400 | USACE Northwestern Division | 3895 | The Dalles | OR | Wasco | F1 | Conventional Hydroelectric | WAT | Hydro | 14 | 1957
19400 | USACE Northwestern Division | 3895 | The Dalles | OR | Wasco | F2 | Conventional Hydroelectric | WAT | Hydro | 14 | 1957
18429 | City of Tacoma - (WA) | 3913 | Alder | WA | Pierce | 11 | Conventional Hydroelectric | WAT | Hydro | 25 | 1947
18429 | City of Tacoma - (WA) | 3913 | Alder | WA | Pierce | 12 | Conventional Hydroelectric | WAT | Hydro | 25 | 1945
18429 | City of Tacoma - (WA) | 3914 | Cushman 1 | WA | Mason | 21 | Conventional Hydroelectric | WAT | Hydro | 21.6 | 1926
18429 | City of Tacoma - (WA) | 3914 | Cushman 1 | WA | Mason | 22 | Conventional Hydroelectric | WAT | Hydro | 21.6 | 1926
18429 | City of Tacoma - (WA) | 3915 | Cushman 2 | WA | Mason | 31 | Conventional Hydroelectric | WAT | Hydro | 27 | 1930
18429 | City of Tacoma - (WA) | 3915 | Cushman 2 | WA | Mason | 32 | Conventional Hydroelectric | WAT | Hydro | 27 | 1931
18429 | City of Tacoma - (WA) | 3915 | Cushman 2 | WA | Mason | 33 | Conventional Hydroelectric | WAT | Hydro | 27 | 1952
18429 | City of Tacoma - (WA) | 3915 | Cushman 2 | WA | Mason | 34 | Conventional Hydroelectric | WAT | Hydro | 1.8 | 2013
18429 | City of Tacoma - (WA) | 3915 | Cushman 2 | WA | Mason | 35 | Conventional Hydroelectric | WAT | Hydro | 1.8 | 2013
18429 | City of Tacoma - (WA) | 3916 | LaGrande | WA | Pierce | 1 | Conventional Hydroelectric | WAT | Hydro | 6 | 1912
18429 | City of Tacoma - (WA) | 3916 | LaGrande | WA | Pierce | 2 | Conventional Hydroelectric | WAT | Hydro | 6 | 1912
18429 | City of Tacoma - (WA) | 3916 | LaGrande | WA | Pierce | 3 | Conventional Hydroelectric | WAT | Hydro | 6 | 1912
18429 | City of Tacoma - (WA) | 3916 | LaGrande | WA | Pierce | 4 | Conventional Hydroelectric | WAT | Hydro | 6 | 1912
18429 | City of Tacoma - (WA) | 3916 | LaGrande | WA | Pierce | 5 | Conventional Hydroelectric | WAT | Hydro | 40 | 1945
18429 | City of Tacoma - (WA) | 3917 | Mayfield | WA | Lewis | 41 | Conventional Hydroelectric | WAT | Hydro | 40.5 | 1983
18429 | City of Tacoma - (WA) | 3917 | Mayfield | WA | Lewis | 42 | Conventional Hydroelectric | WAT | Hydro | 40.5 | 1963
18429 | City of Tacoma - (WA) | 3917 | Mayfield | WA | Lewis | 43 | Conventional Hydroelectric | WAT | Hydro | 40.5 | 1963
18429 | City of Tacoma - (WA) | 3917 | Mayfield | WA | Lewis | 44 | Conventional Hydroelectric | WAT | Hydro | 40.5 | 1963
18429 | City of Tacoma - (WA) | 3918 | Mossyrock | WA | Lewis | 51 | Conventional Hydroelectric | WAT | Hydro | 150 | 1968
18429 | City of Tacoma - (WA) | 3918 | Mossyrock | WA | Lewis | 52 | Conventional Hydroelectric | WAT | Hydro | 150 | 1968
19400 | USACE Northwestern Division | 3921 | Chief Joseph | WA | Douglas | 1 | Conventional Hydroelectric | WAT | Hydro | 88.2 | 1958
19400 | USACE Northwestern Division | 3921 | Chief Joseph | WA | Douglas | 10 | Conventional Hydroelectric | WAT | Hydro | 88.2 | 1955
19400 | USACE Northwestern Division | 3921 | Chief Joseph | WA | Douglas | 11 | Conventional Hydroelectric | WAT | Hydro | 88.2 | 1955
19400 | USACE Northwestern Division | 3921 | Chief Joseph | WA | Douglas | 12 | Conventional Hydroelectric | WAT | Hydro | 88.2 | 1955
19400 | USACE Northwestern Division | 3921 | Chief Joseph | WA | Douglas | 13 | Conventional Hydroelectric | WAT | Hydro | 88.2 | 1957
19400 | USACE Northwestern Division | 3921 | Chief Joseph | WA | Douglas | 14 | Conventional Hydroelectric | WAT | Hydro | 88.2 | 1957
19400 | USACE Northwestern Division | 3921 | Chief Joseph | WA | Douglas | 15 | Conventional Hydroelectric | WAT | Hydro | 88.2 | 1957
19400 | USACE Northwestern Division | 3921 | Chief Joseph | WA | Douglas | 16 | Conventional Hydroelectric | WAT | Hydro | 88.2 | 1957
19400 | USACE Northwestern Division | 3921 | Chief Joseph | WA | Douglas | 17 | Conventional Hydroelectric | WAT | Hydro | 95 | 1977
19400 | USACE Northwestern Division | 3921 | Chief Joseph | WA | Douglas | 18 | Conventional Hydroelectric | WAT | Hydro | 95 | 1977
19400 | USACE Northwestern Division | 3921 | Chief Joseph | WA | Douglas | 19 | Conventional Hydroelectric | WAT | Hydro | 95 | 1977
19400 | USACE Northwestern Division | 3921 | Chief Joseph | WA | Douglas | 2 | Conventional Hydroelectric | WAT | Hydro | 88.2 | 1958
19400 | USACE Northwestern Division | 3921 | Chief Joseph | WA | Douglas | 20 | Conventional Hydroelectric | WAT | Hydro | 95 | 1978
19400 | USACE Northwestern Division | 3921 | Chief Joseph | WA | Douglas | 21 | Conventional Hydroelectric | WAT | Hydro | 95 | 1978
19400 | USACE Northwestern Division | 3921 | Chief Joseph | WA | Douglas | 22 | Conventional Hydroelectric | WAT | Hydro | 95 | 1978
19400 | USACE Northwestern Division | 3921 | Chief Joseph | WA | Douglas | 23 | Conventional Hydroelectric | WAT | Hydro | 95 | 1978
19400 | USACE Northwestern Division | 3921 | Chief Joseph | WA | Douglas | 24 | Conventional Hydroelectric | WAT | Hydro | 95 | 1979
19400 | USACE Northwestern Division | 3921 | Chief Joseph | WA | Douglas | 25 | Conventional Hydroelectric | WAT | Hydro | 95 | 1979
19400 | USACE Northwestern Division | 3921 | Chief Joseph | WA | Douglas | 26 | Conventional Hydroelectric | WAT | Hydro | 95 | 1979
19400 | USACE Northwestern Division | 3921 | Chief Joseph | WA | Douglas | 27 | Conventional Hydroelectric | WAT | Hydro | 95 | 1979
19400 | USACE Northwestern Division | 3921 | Chief Joseph | WA | Douglas | 3 | Conventional Hydroelectric | WAT | Hydro | 88.2 | 1958
19400 | USACE Northwestern Division | 3921 | Chief Joseph | WA | Douglas | 4 | Conventional Hydroelectric | WAT | Hydro | 88.2 | 1958
19400 | USACE Northwestern Division | 3921 | Chief Joseph | WA | Douglas | 5 | Conventional Hydroelectric | WAT | Hydro | 88.2 | 1957
19400 | USACE Northwestern Division | 3921 | Chief Joseph | WA | Douglas | 6 | Conventional Hydroelectric | WAT | Hydro | 88.2 | 1956
19400 | USACE Northwestern Division | 3921 | Chief Joseph | WA | Douglas | 7 | Conventional Hydroelectric | WAT | Hydro | 88.2 | 1956
19400 | USACE Northwestern Division | 3921 | Chief Joseph | WA | Douglas | 8 | Conventional Hydroelectric | WAT | Hydro | 88.2 | 1956
19400 | USACE Northwestern Division | 3921 | Chief Joseph | WA | Douglas | 9 | Conventional Hydroelectric | WAT | Hydro | 88.2 | 1955
19400 | USACE Northwestern Division | 3925 | Ice Harbor | WA | Walla Walla | 1 | Conventional Hydroelectric | WAT | Hydro | 90 | 1962
19400 | USACE Northwestern Division | 3925 | Ice Harbor | WA | Walla Walla | 2 | Conventional Hydroelectric | WAT | Hydro | 90 | 1962
19400 | USACE Northwestern Division | 3925 | Ice Harbor | WA | Walla Walla | 3 | Conventional Hydroelectric | WAT | Hydro | 90 | 1962
19400 | USACE Northwestern Division | 3925 | Ice Harbor | WA | Walla Walla | 4 | Conventional Hydroelectric | WAT | Hydro | 111 | 1975
19400 | USACE Northwestern Division | 3925 | Ice Harbor | WA | Walla Walla | 5 | Conventional Hydroelectric | WAT | Hydro | 111 | 1975
19400 | USACE Northwestern Division | 3925 | Ice Harbor | WA | Walla Walla | 6 | Conventional Hydroelectric | WAT | Hydro | 111 | 1976
19400 | USACE Northwestern Division | 3926 | Little Goose | WA | Columbia | 1 | Conventional Hydroelectric | WAT | Hydro | 135 | 1970
19400 | USACE Northwestern Division | 3926 | Little Goose | WA | Columbia | 2 | Conventional Hydroelectric | WAT | Hydro | 135 | 1970
19400 | USACE Northwestern Division | 3926 | Little Goose | WA | Columbia | 3 | Conventional Hydroelectric | WAT | Hydro | 135 | 1971
19400 | USACE Northwestern Division | 3926 | Little Goose | WA | Columbia | 4 | Conventional Hydroelectric | WAT | Hydro | 135 | 1978
19400 | USACE Northwestern Division | 3926 | Little Goose | WA | Columbia | 5 | Conventional Hydroelectric | WAT | Hydro | 135 | 1978
19400 | USACE Northwestern Division | 3926 | Little Goose | WA | Columbia | 6 | Conventional Hydroelectric | WAT | Hydro | 135 | 1978
19400 | USACE Northwestern Division | 3927 | Lower Monumental | WA | Walla Walla | 1 | Conventional Hydroelectric | WAT | Hydro | 135 | 1969
19400 | USACE Northwestern Division | 3927 | Lower Monumental | WA | Walla Walla | 2 | Conventional Hydroelectric | WAT | Hydro | 135 | 1969
19400 | USACE Northwestern Division | 3927 | Lower Monumental | WA | Walla Walla | 3 | Conventional Hydroelectric | WAT | Hydro | 135 | 1970
19400 | USACE Northwestern Division | 3927 | Lower Monumental | WA | Walla Walla | 4 | Conventional Hydroelectric | WAT | Hydro | 135 | 1979
19400 | USACE Northwestern Division | 3927 | Lower Monumental | WA | Walla Walla | 5 | Conventional Hydroelectric | WAT | Hydro | 135 | 1979
19400 | USACE Northwestern Division | 3927 | Lower Monumental | WA | Walla Walla | 6 | Conventional Hydroelectric | WAT | Hydro | 135 | 1979
20160 | Energy Northwest | 3929 | Packwood | WA | Lewis | 1 | Conventional Hydroelectric | WAT | Hydro | 27.5 | 1964
733 | Appalachian Power Co | 3935 | John E Amos | WV | Putnam | 1 | Conventional Steam Coal | BIT | Hard Coal | 816.3 | 1971
733 | Appalachian Power Co | 3935 | John E Amos | WV | Putnam | 2 | Conventional Steam Coal | BIT | Hard Coal | 816.3 | 1972
733 | Appalachian Power Co | 3935 | John E Amos | WV | Putnam | 3 | Conventional Steam Coal | BIT | Hard Coal | 1300 | 1973
733 | Appalachian Power Co | 3936 | Kanawha River | WV | Kanawha | 1 | Conventional Steam Coal | BIT | Hard Coal | 219.6 | 1953
733 | Appalachian Power Co | 3936 | Kanawha River | WV | Kanawha | 2 | Conventional Steam Coal | BIT | Hard Coal | 219.6 | 1953
12796 | Monongahela Power Co | 3943 | FirstEnergy Fort Martin Power Station | WV | Monongalia | 1 | Conventional Steam Coal | BIT | Hard Coal | 576 | 1967
12796 | Monongahela Power Co | 3943 | FirstEnergy Fort Martin Power Station | WV | Monongalia | 2 | Conventional Steam Coal | BIT | Hard Coal | 576 | 1968
23279 | Allegheny Energy Supply Co LLC | 3944 | FirstEnergy Harrison Power Station | WV | Harrison | 1 | Conventional Steam Coal | BIT | Hard Coal | 684 | 1972
23279 | Allegheny Energy Supply Co LLC | 3944 | FirstEnergy Harrison Power Station | WV | Harrison | 2 | Conventional Steam Coal | BIT | Hard Coal | 684 | 1973
23279 | Allegheny Energy Supply Co LLC | 3944 | FirstEnergy Harrison Power Station | WV | Harrison | 3 | Conventional Steam Coal | BIT | Hard Coal | 684 | 1974
22053 | Kentucky Power Co | 3948 | Mitchell (WV) | WV | Marshall | 1 | Conventional Steam Coal | BIT | Hard Coal | 816.3 | 1971
22053 | Kentucky Power Co | 3948 | Mitchell (WV) | WV | Marshall | 2 | Conventional Steam Coal | BIT | Hard Coal | 816.3 | 1971
19876 | Virginia Electric & Power Co | 3954 | Mt Storm | WV | Grant | 1 | Conventional Steam Coal | BIT | Hard Coal | 570.2 | 1965
19876 | Virginia Electric & Power Co | 3954 | Mt Storm | WV | Grant | 2 | Conventional Steam Coal | BIT | Hard Coal | 570.2 | 1966
19876 | Virginia Electric & Power Co | 3954 | Mt Storm | WV | Grant | 3 | Conventional Steam Coal | BIT | Hard Coal | 522 | 1973
19876 | Virginia Electric & Power Co | 3954 | Mt Storm | WV | Grant | JF1 | Petroleum Liquids | JF | Petroleum | 18.5 | 1967
4247 | Consolidated Water Power Co | 3971 | Biron | WI | Wood | 1 | Conventional Hydroelectric | WAT | Hydro | 1.4 | 1921
4247 | Consolidated Water Power Co | 3971 | Biron | WI | Wood | 2 | Conventional Hydroelectric | WAT | Hydro | 1.4 | 1921
4247 | Consolidated Water Power Co | 3971 | Biron | WI | Wood | 3 | Conventional Hydroelectric | WAT | Hydro | 0.4 | 1916
4247 | Consolidated Water Power Co | 3971 | Biron | WI | Wood | 4 | Conventional Hydroelectric | WAT | Hydro | 0.4 | 1896
4247 | Consolidated Water Power Co | 3971 | Biron | WI | Wood | 5 | Conventional Hydroelectric | WAT | Hydro | 0.4 | 1896
4247 | Consolidated Water Power Co | 3971 | Biron | WI | Wood | 6 | Conventional Hydroelectric | WAT | Hydro | 0.4 | 1896
4247 | Consolidated Water Power Co | 3971 | Biron | WI | Wood | 7 | Conventional Hydroelectric | WAT | Hydro | 0.4 | 1896
4247 | Consolidated Water Power Co | 3971 | Biron | WI | Wood | 9 | Conventional Hydroelectric | WAT | Hydro | 0.8 | 1896
4247 | Consolidated Water Power Co | 3972 | Du Bay | WI | Portage | 1 | Conventional Hydroelectric | WAT | Hydro | 1.2 | 1942
4247 | Consolidated Water Power Co | 3972 | Du Bay | WI | Portage | 2 | Conventional Hydroelectric | WAT | Hydro | 2 | 1942
4247 | Consolidated Water Power Co | 3972 | Du Bay | WI | Portage | 3 | Conventional Hydroelectric | WAT | Hydro | 2 | 1942
4247 | Consolidated Water Power Co | 3972 | Du Bay | WI | Portage | 4 | Conventional Hydroelectric | WAT | Hydro | 2 | 1942
4247 | Consolidated Water Power Co | 3973 | Stevens Point | WI | Portage | 1 | Conventional Hydroelectric | WAT | Hydro | 0.8 | 1918
4247 | Consolidated Water Power Co | 3973 | Stevens Point | WI | Portage | 2 | Conventional Hydroelectric | WAT | Hydro | 0.8 | 1918
4247 | Consolidated Water Power Co | 3973 | Stevens Point | WI | Portage | 3 | Conventional Hydroelectric | WAT | Hydro | 0.8 | 1918
4247 | Consolidated Water Power Co | 3973 | Stevens Point | WI | Portage | 4 | Conventional Hydroelectric | WAT | Hydro | 0.8 | 1918
4247 | Consolidated Water Power Co | 3973 | Stevens Point | WI | Portage | 5 | Conventional Hydroelectric | WAT | Hydro | 0.8 | 1918
4247 | Consolidated Water Power Co | 3973 | Stevens Point | WI | Portage | 6 | Conventional Hydroelectric | WAT | Hydro | 0.8 | 1918
4247 | Consolidated Water Power Co | 3974 | Wisconsin Rapids | WI | Wood | 1 | Conventional Hydroelectric | WAT | Hydro | 2.3 | 1920
4247 | Consolidated Water Power Co | 3974 | Wisconsin Rapids | WI | Wood | 10 | Conventional Hydroelectric | WAT | Hydro | 0.6 | 1903
4247 | Consolidated Water Power Co | 3974 | Wisconsin Rapids | WI | Wood | 2 | Conventional Hydroelectric | WAT | Hydro | 2.3 | 1920
4247 | Consolidated Water Power Co | 3974 | Wisconsin Rapids | WI | Wood | 3 | Conventional Hydroelectric | WAT | Hydro | 0.6 | 1903
4247 | Consolidated Water Power Co | 3974 | Wisconsin Rapids | WI | Wood | 4 | Conventional Hydroelectric | WAT | Hydro | 0.6 | 1903
4247 | Consolidated Water Power Co | 3974 | Wisconsin Rapids | WI | Wood | 5 | Conventional Hydroelectric | WAT | Hydro | 0.6 | 1903
4247 | Consolidated Water Power Co | 3974 | Wisconsin Rapids | WI | Wood | 6 | Conventional Hydroelectric | WAT | Hydro | 0.3 | 1903
4247 | Consolidated Water Power Co | 3974 | Wisconsin Rapids | WI | Wood | 7 | Conventional Hydroelectric | WAT | Hydro | 0.6 | 1903
4247 | Consolidated Water Power Co | 3974 | Wisconsin Rapids | WI | Wood | 8 | Conventional Hydroelectric | WAT | Hydro | 0.3 | 1903
4247 | Consolidated Water Power Co | 3974 | Wisconsin Rapids | WI | Wood | 9 | Conventional Hydroelectric | WAT | Hydro | 0.6 | 1903
4247 | Consolidated Water Power Co | 3975 | Whiting | WI | Portage | 1 | Conventional Hydroelectric | WAT | Hydro | 1.2 | 1963
4247 | Consolidated Water Power Co | 3975 | Whiting | WI | Portage | 10 | Conventional Hydroelectric | WAT | Hydro | 0.3 | 1891
4247 | Consolidated Water Power Co | 3975 | Whiting | WI | Portage | 2 | Conventional Hydroelectric | WAT | Hydro | 0.5 | 1891
4247 | Consolidated Water Power Co | 3975 | Whiting | WI | Portage | 3 | Conventional Hydroelectric | WAT | Hydro | 0.5 | 1891
4247 | Consolidated Water Power Co | 3975 | Whiting | WI | Portage | 4 | Conventional Hydroelectric | WAT | Hydro | 0.5 | 1891
4247 | Consolidated Water Power Co | 3975 | Whiting | WI | Portage | 5 | Conventional Hydroelectric | WAT | Hydro | 0.5 | 1891
4247 | Consolidated Water Power Co | 3975 | Whiting | WI | Portage | 6 | Conventional Hydroelectric | WAT | Hydro | 0.5 | 1891
4247 | Consolidated Water Power Co | 3975 | Whiting | WI | Portage | 7 | Conventional Hydroelectric | WAT | Hydro | 0.5 | 1891
4247 | Consolidated Water Power Co | 3975 | Whiting | WI | Portage | 8 | Conventional Hydroelectric | WAT | Hydro | 0.3 | 1891
4247 | Consolidated Water Power Co | 3975 | Whiting | WI | Portage | 9 | Conventional Hydroelectric | WAT | Hydro | 0.3 | 1891
4715 | Dahlberg Light & Power Co | 3976 | Gordon | WI | Douglas | 3 | Petroleum Liquids | DFO | Petroleum | 0.7 | 1955
4715 | Dahlberg Light & Power Co | 3976 | Gordon | WI | Douglas | 4 | Petroleum Liquids | DFO | Petroleum | 0.7 | 1949
4715 | Dahlberg Light & Power Co | 3976 | Gordon | WI | Douglas | 5 | Petroleum Liquids | DFO | Petroleum | 2.8 | 2001
4715 | Dahlberg Light & Power Co | 3976 | Gordon | WI | Douglas | 6 | Petroleum Liquids | DFO | Petroleum | 2.8 | 2001
13781 | Northern States Power Co - Minnesota | 3982 | Bay Front | WI | Ashland | 4 | Wood/Wood Waste Biomass | WDS | Biomass | 20 | 1949
13781 | Northern States Power Co - Minnesota | 3982 | Bay Front | WI | Ashland | 5 | Wood/Wood Waste Biomass | WDS | Biomass | 20 | 1952
13781 | Northern States Power Co - Minnesota | 3982 | Bay Front | WI | Ashland | 6 | Natural Gas Steam Turbine | NG | Natural Gas Peaker | 27.2 | 1957
13781 | Northern States Power Co - Minnesota | 3983 | Big Falls | WI | Rusk | 1 | Conventional Hydroelectric | WAT | Hydro | 2.6 | 1922
13781 | Northern States Power Co - Minnesota | 3983 | Big Falls | WI | Rusk | 2 | Conventional Hydroelectric | WAT | Hydro | 2.6 | 1922
13781 | Northern States Power Co - Minnesota | 3983 | Big Falls | WI | Rusk | 3 | Conventional Hydroelectric | WAT | Hydro | 2.5 | 1993
13781 | Northern States Power Co - Minnesota | 3984 | Northern States Flambeau | WI | PRICE | 1 | Natural Gas Fired Combustion Turbine | NG | Natural Gas Peaker | 16.3 | 1969
13781 | Northern States Power Co - Minnesota | 3986 | Ladysmith Dam | WI | Rusk | 1 | Conventional Hydroelectric | WAT | Hydro | 0.9 | 1940
13781 | Northern States Power Co - Minnesota | 3986 | Ladysmith Dam | WI | Rusk | 2 | Conventional Hydroelectric | WAT | Hydro | 0.9 | 1940
13781 | Northern States Power Co - Minnesota | 3986 | Ladysmith Dam | WI | Rusk | 3 | Conventional Hydroelectric | WAT | Hydro | 1.6 | 1983
13781 | Northern States Power Co - Minnesota | 3988 | Thornapple | WI | Rusk | 1 | Conventional Hydroelectric | WAT | Hydro | 0.7 | 1927
13781 | Northern States Power Co - Minnesota | 3988 | Thornapple | WI | Rusk | 2 | Conventional Hydroelectric | WAT | Hydro | 0.7 | 1929
13781 | Northern States Power Co - Minnesota | 3989 | White River (WI) | WI | Ashland | 1 | Conventional Hydroelectric | WAT | Hydro | 0.5 | 1907
13781 | Northern States Power Co - Minnesota | 3989 | White River (WI) | WI | Ashland | 2 | Conventional Hydroelectric | WAT | Hydro | 0.5 | 1907
11479 | Madison Gas & Electric Co | 3991 | Fitchburg | WI | Dane | 1 | Natural Gas Fired Combustion Turbine | NG | Natural Gas Peaker | 28.8 | 1973
11479 | Madison Gas & Electric Co | 3991 | Fitchburg | WI | Dane | 2 | Natural Gas Fired Combustion Turbine | NG | Natural Gas Peaker | 28.8 | 1973
11479 | Madison Gas & Electric Co | 3992 | Blount Street | WI | Dane | 6 | Natural Gas Steam Turbine | NG | Natural Gas Peaker | 50 | 1957
11479 | Madison Gas & Electric Co | 3992 | Blount Street | WI | Dane | 7 | Natural Gas Steam Turbine | NG | Natural Gas Peaker | 50 | 1961
11479 | Madison Gas & Electric Co | 3993 | Sycamore (WI) | WI | Dane | 1 | Natural Gas Fired Combustion Turbine | NG | Natural Gas Peaker | 18 | 1967
11479 | Madison Gas & Electric Co | 3993 | Sycamore (WI) | WI | Dane | 2 | Natural Gas Fired Combustion Turbine | NG | Natural Gas Peaker | 23.6 | 1971
58149 | Renewable World Energies LLC | 3995 | Arpin Dam | WI | Sawyer | 1 | Conventional Hydroelectric | WAT | Hydro | 0.6 | 1971
58149 | Renewable World Energies LLC | 3995 | Arpin Dam | WI | Sawyer | 2 | Conventional Hydroelectric | WAT | Hydro | 0.6 | 1971
58149 | Renewable World Energies LLC | 3995 | Arpin Dam | WI | Sawyer | 3 | Conventional Hydroelectric | WAT | Hydro | 0.2 | 1973
13781 | Northern States Power Co - Minnesota | 3998 | Cedar Falls (WI) | WI | Dunn | 1 | Conventional Hydroelectric | WAT | Hydro | 2 | 1915
13781 | Northern States Power Co - Minnesota | 3998 | Cedar Falls (WI) | WI | Dunn | 2 | Conventional Hydroelectric | WAT | Hydro | 2 | 1911
13781 | Northern States Power Co - Minnesota | 3998 | Cedar Falls (WI) | WI | Dunn | 3 | Conventional Hydroelectric | WAT | Hydro | 2 | 1910
13781 | Northern States Power Co - Minnesota | 4000 | Chippewa Falls | WI | Chippewa | 1 | Conventional Hydroelectric | WAT | Hydro | 3.6 | 1928
13781 | Northern States Power Co - Minnesota | 4000 | Chippewa Falls | WI | Chippewa | 2 | Conventional Hydroelectric | WAT | Hydro | 3.6 | 1928
13781 | Northern States Power Co - Minnesota | 4000 | Chippewa Falls | WI | Chippewa | 3 | Conventional Hydroelectric | WAT | Hydro | 3.6 | 1928
13781 | Northern States Power Co - Minnesota | 4000 | Chippewa Falls | WI | Chippewa | 4 | Conventional Hydroelectric | WAT | Hydro | 3.6 | 1928
13781 | Northern States Power Co - Minnesota | 4000 | Chippewa Falls | WI | Chippewa | 5 | Conventional Hydroelectric | WAT | Hydro | 3.6 | 1928
13781 | Northern States Power Co - Minnesota | 4000 | Chippewa Falls | WI | Chippewa | 6 | Conventional Hydroelectric | WAT | Hydro | 3.6 | 1928
13781 | Northern States Power Co - Minnesota | 4002 | Dells | WI | Eau Claire | 1 | Conventional Hydroelectric | WAT | Hydro | 2.9 | 1923
13781 | Northern States Power Co - Minnesota | 4002 | Dells | WI | Eau Claire | 2 | Conventional Hydroelectric | WAT | Hydro | 2.6 | 1924
13781 | Northern States Power Co - Minnesota | 4002 | Dells | WI | Eau Claire | 3 | Conventional Hydroelectric | WAT | Hydro | 2.6 | 1924
13781 | Northern States Power Co - Minnesota | 4002 | Dells | WI | Eau Claire | 4 | Conventional Hydroelectric | WAT | Hydro | 2.6 | 1924
13781 | Northern States Power Co - Minnesota | 4002 | Dells | WI | Eau Claire | 5 | Conventional Hydroelectric | WAT | Hydro | 1.6 | 1924
13781 | Northern States Power Co - Minnesota | 4005 | French Island | WI | La Crosse | 1 | Wood/Wood Waste Biomass | WDS | Biomass | 15.2 | 1940
13781 | Northern States Power Co - Minnesota | 4005 | French Island | WI | La Crosse | 2 | Wood/Wood Waste Biomass | WDS | Biomass | 15.2 | 1948
13781 | Northern States Power Co - Minnesota | 4005 | French Island | WI | La Crosse | 3 | Petroleum Liquids | DFO | Petroleum | 78.8 | 1974
13781 | Northern States Power Co - Minnesota | 4005 | French Island | WI | La Crosse | 4 | Petroleum Liquids | DFO | Petroleum | 78.8 | 1974
13781 | Northern States Power Co - Minnesota | 4007 | Holcombe | WI | Chippewa | 1 | Conventional Hydroelectric | WAT | Hydro | 11.3 | 1950
13781 | Northern States Power Co - Minnesota | 4007 | Holcombe | WI | Chippewa | 2 | Conventional Hydroelectric | WAT | Hydro | 11.3 | 1950
13781 | Northern States Power Co - Minnesota | 4007 | Holcombe | WI | Chippewa | 3 | Conventional Hydroelectric | WAT | Hydro | 11.3 | 1950
13781 | Northern States Power Co - Minnesota | 4008 | Jim Falls | WI | Chippewa | 1 | Conventional Hydroelectric | WAT | Hydro | 29.6 | 1988
13781 | Northern States Power Co - Minnesota | 4008 | Jim Falls | WI | Chippewa | 2 | Conventional Hydroelectric | WAT | Hydro | 29.6 | 1988
13781 | Northern States Power Co - Minnesota | 4008 | Jim Falls | WI | Chippewa | 4 | Conventional Hydroelectric | WAT | Hydro | 0.6 | 1988
13781 | Northern States Power Co - Minnesota | 4009 | Menomonie | WI | Dunn | 1 | Conventional Hydroelectric | WAT | Hydro | 2.7 | 1958
13781 | Northern States Power Co - Minnesota | 4009 | Menomonie | WI | Dunn | 2 | Conventional Hydroelectric | WAT | Hydro | 2.7 | 1958
13781 | Northern States Power Co - Minnesota | 4011 | St Croix Falls | WI | Polk | 1 | Conventional Hydroelectric | WAT | Hydro | 2.5 | 1917
13781 | Northern States Power Co - Minnesota | 4011 | St Croix Falls | WI | Polk | 2 | Conventional Hydroelectric | WAT | Hydro | 2.5 | 1917
13781 | Northern States Power Co - Minnesota | 4011 | St Croix Falls | WI | Polk | 3 | Conventional Hydroelectric | WAT | Hydro | 2.5 | 1917
13781 | Northern States Power Co - Minnesota | 4011 | St Croix Falls | WI | Polk | 4 | Conventional Hydroelectric | WAT | Hydro | 2.5 | 1917
13781 | Northern States Power Co - Minnesota | 4011 | St Croix Falls | WI | Polk | 5 | Conventional Hydroelectric | WAT | Hydro | 3.4 | 1910
13781 | Northern States Power Co - Minnesota | 4011 | St Croix Falls | WI | Polk | 6 | Conventional Hydroelectric | WAT | Hydro | 3.4 | 1910
13781 | Northern States Power Co - Minnesota | 4011 | St Croix Falls | WI | Polk | 7 | Conventional Hydroelectric | WAT | Hydro | 3.2 | 1923
13781 | Northern States Power Co - Minnesota | 4011 | St Croix Falls | WI | Polk | 8 | Conventional Hydroelectric | WAT | Hydro | 3.2 | 1923
13781 | Northern States Power Co - Minnesota | 4012 | Trego | WI | Washburn | 1 | Conventional Hydroelectric | WAT | Hydro | 0.7 | 1927
13781 | Northern States Power Co - Minnesota | 4012 | Trego | WI | Washburn | 2 | Conventional Hydroelectric | WAT | Hydro | 0.5 | 1927
13781 | Northern States Power Co - Minnesota | 4014 | Wheaton | WI | Chippewa | 1 | Natural Gas Fired Combustion Turbine | NG | Natural Gas Peaker | 48.5 | 1973
13781 | Northern States Power Co - Minnesota | 4014 | Wheaton | WI | Chippewa | 2 | Natural Gas Fired Combustion Turbine | NG | Natural Gas Peaker | 48.5 | 1973
13781 | Northern States Power Co - Minnesota | 4014 | Wheaton | WI | Chippewa | 3 | Natural Gas Fired Combustion Turbine | NG | Natural Gas Peaker | 48.5 | 1973
13781 | Northern States Power Co - Minnesota | 4014 | Wheaton | WI | Chippewa | 4 | Natural Gas Fired Combustion Turbine | NG | Natural Gas Peaker | 48.5 | 1973
13781 | Northern States Power Co - Minnesota | 4014 | Wheaton | WI | Chippewa | 5 | Petroleum Liquids | DFO | Petroleum | 53.1 | 1973
13781 | Northern States Power Co - Minnesota | 4014 | Wheaton | WI | Chippewa | 6 | Petroleum Liquids | DFO | Petroleum | 53.1 | 1973
13781 | Northern States Power Co - Minnesota | 4015 | Wissota | WI | Chippewa | 1 | Conventional Hydroelectric | WAT | Hydro | 6 | 1917
13781 | Northern States Power Co - Minnesota | 4015 | Wissota | WI | Chippewa | 2 | Conventional Hydroelectric | WAT | Hydro | 7.7 | 1917
13781 | Northern States Power Co - Minnesota | 4015 | Wissota | WI | Chippewa | 3 | Conventional Hydroelectric | WAT | Hydro | 6 | 1917
13781 | Northern States Power Co - Minnesota | 4015 | Wissota | WI | Chippewa | 4 | Conventional Hydroelectric | WAT | Hydro | 7.7 | 1917
13781 | Northern States Power Co - Minnesota | 4015 | Wissota | WI | Chippewa | 5 | Conventional Hydroelectric | WAT | Hydro | 6 | 1917
13781 | Northern States Power Co - Minnesota | 4015 | Wissota | WI | Chippewa | 6 | Conventional Hydroelectric | WAT | Hydro | 6 | 1917
58149 | Renewable World Energies LLC | 4018 | Clam River Dam | WI | Burnett | 1 | Conventional Hydroelectric | WAT | Hydro | 0.4 | 1942
58149 | Renewable World Energies LLC | 4018 | Clam River Dam | WI | Burnett | 2 | Conventional Hydroelectric | WAT | Hydro | 0.4 | 1942
58149 | Renewable World Energies LLC | 4018 | Clam River Dam | WI | Burnett | 3 | Conventional Hydroelectric | WAT | Hydro | 0.4 | 1967
58149 | Renewable World Energies LLC | 4019 | Danbury Dam | WI | Burnett | 1 | Conventional Hydroelectric | WAT | Hydro | 0.1 | 1921
58149 | Renewable World Energies LLC | 4019 | Danbury Dam | WI | Burnett | 2 | Conventional Hydroelectric | WAT | Hydro | 0.3 | 1927
58149 | Renewable World Energies LLC | 4019 | Danbury Dam | WI | Burnett | HY3 | Conventional Hydroelectric | WAT | Hydro | 0.6 | 1950
13815 | Northwestern Wisconsin Elec Co | 4020 | Frederic Diesel | WI | POLK | 10 | Petroleum Liquids | DFO | Petroleum | 2.5 | 2000
13815 | Northwestern Wisconsin Elec Co | 4020 | Frederic Diesel | WI | POLK | 2 | Petroleum Liquids | DFO | Petroleum | 0.7 | 1948
13815 | Northwestern Wisconsin Elec Co | 4020 | Frederic Diesel | WI | POLK | 3 | Petroleum Liquids | DFO | Petroleum | 0.7 | 1949
13815 | Northwestern Wisconsin Elec Co | 4020 | Frederic Diesel | WI | POLK | 4 | Petroleum Liquids | DFO | Petroleum | 0.7 | 1955
13815 | Northwestern Wisconsin Elec Co | 4020 | Frederic Diesel | WI | POLK | 5 | Petroleum Liquids | DFO | Petroleum | 0.6 | 1955
13815 | Northwestern Wisconsin Elec Co | 4020 | Frederic Diesel | WI | POLK | 6 | Petroleum Liquids | DFO | Petroleum | 1.8 | 1970
13815 | Northwestern Wisconsin Elec Co | 4020 | Frederic Diesel | WI | POLK | 7 | Petroleum Liquids | DFO | Petroleum | 1.7 | 1975
13815 | Northwestern Wisconsin Elec Co | 4020 | Frederic Diesel | WI | POLK | 8 | Petroleum Liquids | DFO | Petroleum | 2.5 | 2000
13815 | Northwestern Wisconsin Elec Co | 4020 | Frederic Diesel | WI | POLK | 9 | Petroleum Liquids | DFO | Petroleum | 2.5 | 2000
13815 | Northwestern Wisconsin Elec Co | 4021 | Grantsburg Diesel | WI | Burnett | 1A | Petroleum Liquids | DFO | Petroleum | 0.7 | 1995
13815 | Northwestern Wisconsin Elec Co | 4021 | Grantsburg Diesel | WI | Burnett | 2 | Petroleum Liquids | DFO | Petroleum | 0.7 | 1963
13815 | Northwestern Wisconsin Elec Co | 4021 | Grantsburg Diesel | WI | Burnett | 3 | Petroleum Liquids | DFO | Petroleum | 1 | 1968
13815 | Northwestern Wisconsin Elec Co | 4021 | Grantsburg Diesel | WI | Burnett | 4 | Petroleum Liquids | DFO | Petroleum | 2.2 | 1975
13815 | Northwestern Wisconsin Elec Co | 4021 | Grantsburg Diesel | WI | Burnett | 8 | Petroleum Liquids | DFO | Petroleum | 1.8 | 2007
20847 | Wisconsin Electric Power Co | 4040 | Port Washington Generating Station | WI | Ozaukee | 1CT1 | Natural Gas Fired Combined Cycle | NG | Natural Gas Nonpeaker | 167.9 | 2008
20847 | Wisconsin Electric Power Co | 4040 | Port Washington Generating Station | WI | Ozaukee | 1CT2 | Natural Gas Fired Combined Cycle | NG | Natural Gas Nonpeaker | 167.9 | 2008
20847 | Wisconsin Electric Power Co | 4040 | Port Washington Generating Station | WI | Ozaukee | 2CT1 | Natural Gas Fired Combined Cycle | NG | Natural Gas Nonpeaker | 167.9 | 2005
20847 | Wisconsin Electric Power Co | 4040 | Port Washington Generating Station | WI | Ozaukee | 2CT2 | Natural Gas Fired Combined Cycle | NG | Natural Gas Nonpeaker | 167.9 | 2005
20847 | Wisconsin Electric Power Co | 4040 | Port Washington Generating Station | WI | Ozaukee | ST1 | Natural Gas Fired Combined Cycle | NG | Natural Gas Nonpeaker | 268.6 | 2008
20847 | Wisconsin Electric Power Co | 4040 | Port Washington Generating Station | WI | Ozaukee | ST2 | Natural Gas Fired Combined Cycle | NG | Natural Gas Nonpeaker | 268.6 | 2005
20847 | Wisconsin Electric Power Co | 4041 | South Oak Creek | WI | Milwaukee | 5 | Conventional Steam Coal | SUB | Hard Coal | 299.2 | 1959
20847 | Wisconsin Electric Power Co | 4041 | South Oak Creek | WI | Milwaukee | 6 | Conventional Steam Coal | SUB | Hard Coal | 299.2 | 1961
20847 | Wisconsin Electric Power Co | 4041 | South Oak Creek | WI | Milwaukee | 7 | Conventional Steam Coal | SUB | Hard Coal | 317.6 | 1965
20847 | Wisconsin Electric Power Co | 4041 | South Oak Creek | WI | Milwaukee | 8 | Conventional Steam Coal | SUB | Hard Coal | 324 | 1967
20847 | Wisconsin Electric Power Co | 4042 | Valley (WI) | WI | Milwaukee | 1 | Natural Gas Steam Turbine | NG | Natural Gas Peaker | 136 | 1968
20847 | Wisconsin Electric Power Co | 4042 | Valley (WI) | WI | Milwaukee | 2 | Conventional Steam Coal | BIT | Hard Coal | 136 | 1969
20847 | Wisconsin Electric Power Co | 4042 | Valley (WI) | WI | Milwaukee | 3 | Petroleum Liquids | DFO | Petroleum | 2.7 | 1969
20847 | Wisconsin Electric Power Co | 4043 | Appleton | WI | Outagamie | 4 | Conventional Hydroelectric | WAT | Hydro | 1.2 | 1980
20847 | Wisconsin Electric Power Co | 4043 | Appleton | WI | Outagamie | 5 | Conventional Hydroelectric | WAT | Hydro | 0.5 | 1916
20847 | Wisconsin Electric Power Co | 4043 | Appleton | WI | Outagamie | 6 | Conventional Hydroelectric | WAT | Hydro | 0.5 | 1916
42662 | N E W Hydro LLC | 4044 | Oconto Falls Upper | WI | Oconto | 1 | Conventional Hydroelectric | WAT | Hydro | 0.4 | 1924
42662 | N E W Hydro LLC | 4044 | Oconto Falls Upper | WI | Oconto | 2 | Conventional Hydroelectric | WAT | Hydro | 0.4 | 1921
42662 | N E W Hydro LLC | 4044 | Oconto Falls Upper | WI | Oconto | 3 | Conventional Hydroelectric | WAT | Hydro | 0.3 | 1918
20847 | Wisconsin Electric Power Co | 4045 | Pine | WI | Florence | 1 | Conventional Hydroelectric | WAT | Hydro | 1.8 | 1922
20847 | Wisconsin Electric Power Co | 4045 | Pine | WI | Florence | 2 | Conventional Hydroelectric | WAT | Hydro | 1.8 | 1922
55906 | NextEra Energy Point Beach LLC | 4046 | Point Beach Nuclear Plant | WI | Manitowoc | 1 | Nuclear | NUC | Nuclear | 643 | 1970
55906 | NextEra Energy Point Beach LLC | 4046 | Point Beach Nuclear Plant | WI | Manitowoc | 2 | Nuclear | NUC | Nuclear | 643 | 1972
55906 | NextEra Energy Point Beach LLC | 4046 | Point Beach Nuclear Plant | WI | Manitowoc | 5 | Petroleum Liquids | DFO | Petroleum | 25 | 1969
20856 | Wisconsin Power & Light Co | 4050 | Edgewater | WI | Sheboygan | 4 | Conventional Steam Coal | SUB | Hard Coal | 351 | 1969
20856 | Wisconsin Power & Light Co | 4050 | Edgewater | WI | Sheboygan | 5 | Conventional Steam Coal | SUB | Hard Coal | 413.7 | 1985
20856 | Wisconsin Power & Light Co | 4053 | Kilbourn | WI | Columbia | 2 | Conventional Hydroelectric | WAT | Hydro | 2.5 | 1939
20856 | Wisconsin Power & Light Co | 4053 | Kilbourn | WI | Columbia | HC1 | Conventional Hydroelectric | WAT | Hydro | 2.2 | 1926
20856 | Wisconsin Power & Light Co | 4053 | Kilbourn | WI | Columbia | HC5 | Conventional Hydroelectric | WAT | Hydro | 2.5 | 1935
20856 | Wisconsin Power & Light Co | 4053 | Kilbourn | WI | Columbia | HC6 | Conventional Hydroelectric | WAT | Hydro | 2.5 | 1937
20856 | Wisconsin Power & Light Co | 4056 | Prairie Du Sac | WI | Sauk | 1 | Conventional Hydroelectric | WAT | Hydro | 3.5 | 1915
20856 | Wisconsin Power & Light Co | 4056 | Prairie Du Sac | WI | Sauk | 2 | Conventional Hydroelectric | WAT | Hydro | 4.3 | 1915
20856 | Wisconsin Power & Light Co | 4056 | Prairie Du Sac | WI | Sauk | 3 | Conventional Hydroelectric | WAT | Hydro | 4.8 | 1920
20856 | Wisconsin Power & Light Co | 4056 | Prairie Du Sac | WI | Sauk | 4 | Conventional Hydroelectric | WAT | Hydro | 4.8 | 1922
20856 | Wisconsin Power & Light Co | 4056 | Prairie Du Sac | WI | Sauk | 5 | Conventional Hydroelectric | WAT | Hydro | 3.5 | 1938
20856 | Wisconsin Power & Light Co | 4056 | Prairie Du Sac | WI | Sauk | 6 | Conventional Hydroelectric | WAT | Hydro | 3.5 | 1938
20856 | Wisconsin Power & Light Co | 4056 | Prairie Du Sac | WI | Sauk | 7 | Conventional Hydroelectric | WAT | Hydro | 3.5 | 1940
20856 | Wisconsin Power & Light Co | 4056 | Prairie Du Sac | WI | Sauk | 8 | Conventional Hydroelectric | WAT | Hydro | 3.5 | 1940
20856 | Wisconsin Power & Light Co | 4057 | Rock River | WI | Rock | 3 | Natural Gas Fired Combustion Turbine | NG | Natural Gas Peaker | 37.5 | 1967
20856 | Wisconsin Power & Light Co | 4057 | Rock River | WI | Rock | 4 | Natural Gas Fired Combustion Turbine | NG | Natural Gas Peaker | 18 | 1968
20856 | Wisconsin Power & Light Co | 4057 | Rock River | WI | Rock | 5 | Natural Gas Fired Combustion Turbine | NG | Natural Gas Peaker | 56.7 | 1972
20856 | Wisconsin Power & Light Co | 4057 | Rock River | WI | Rock | 6 | Natural Gas Fired Combustion Turbine | NG | Natural Gas Peaker | 56.7 | 1972
20856 | Wisconsin Power & Light Co | 4059 | Sheepskin | WI | Rock | 1 | Natural Gas Fired Combustion Turbine | NG | Natural Gas Peaker | 41.7 | 1971
20860 | Wisconsin Public Service Corp | 4060 | Alexander | WI | Lincoln | 1 | Conventional Hydroelectric | WAT | Hydro | 1.4 | 1925
20860 | Wisconsin Public Service Corp | 4060 | Alexander | WI | Lincoln | 2 | Conventional Hydroelectric | WAT | Hydro | 1.4 | 1925
20860 | Wisconsin Public Service Corp | 4060 | Alexander | WI | Lincoln | 3 | Conventional Hydroelectric | WAT | Hydro | 1.4 | 1925
20860 | Wisconsin Public Service Corp | 4061 | Caldron Falls | WI | Marinette | 1 | Conventional Hydroelectric | WAT | Hydro | 3.2 | 1924
20860 | Wisconsin Public Service Corp | 4061 | Caldron Falls | WI | Marinette | 2 | Conventional Hydroelectric | WAT | Hydro | 3.2 | 1924
20860 | Wisconsin Public Service Corp | 4063 | Grandfather Falls | WI | Lincoln | 1 | Conventional Hydroelectric | WAT | Hydro | 11 | 1938
20860 | Wisconsin Public Service Corp | 4063 | Grandfather Falls | WI | Lincoln | 2 | Conventional Hydroelectric | WAT | Hydro | 6.2 | 1938
20860 | Wisconsin Public Service Corp | 4064 | Hat Rapids | WI | Oneida | 1 | Conventional Hydroelectric | WAT | Hydro | 0.8 | 1923
20860 | Wisconsin Public Service Corp | 4064 | Hat Rapids | WI | Oneida | 2A | Conventional Hydroelectric | WAT | Hydro | 0.5 | 1984
20860 | Wisconsin Public Service Corp | 4064 | Hat Rapids | WI | Oneida | 3A | Conventional Hydroelectric | WAT | Hydro | 0.4 | 1984
20860 | Wisconsin Public Service Corp | 4065 | High Falls (WI) | WI | Marinette | 1 | Conventional Hydroelectric | WAT | Hydro | 1.4 | 1910
20860 | Wisconsin Public Service Corp | 4065 | High Falls (WI) | WI | Marinette | 2 | Conventional Hydroelectric | WAT | Hydro | 1.4 | 1910
20860 | Wisconsin Public Service Corp | 4065 | High Falls (WI) | WI | Marinette | 3 | Conventional Hydroelectric | WAT | Hydro | 1.4 | 1910
20860 | Wisconsin Public Service Corp | 4065 | High Falls (WI) | WI | Marinette | 4 | Conventional Hydroelectric | WAT | Hydro | 1.4 | 1910
20860 | Wisconsin Public Service Corp | 4065 | High Falls (WI) | WI | Marinette | 5 | Conventional Hydroelectric | WAT | Hydro | 1.4 | 1910
20860 | Wisconsin Public Service Corp | 4067 | Johnson Falls | WI | Marinette | 1 | Conventional Hydroelectric | WAT | Hydro | 1.7 | 1923
20860 | Wisconsin Public Service Corp | 4067 | Johnson Falls | WI | Marinette | 2 | Conventional Hydroelectric | WAT | Hydro | 1.7 | 1923
20860 | Wisconsin Public Service Corp | 4068 | Merrill | WI | Lincoln | 1 | Conventional Hydroelectric | WAT | Hydro | 0.4 | 1917
20860 | Wisconsin Public Service Corp | 4068 | Merrill | WI | Lincoln | 2 | Conventional Hydroelectric | WAT | Hydro | 0.4 | 1917
20860 | Wisconsin Public Service Corp | 4068 | Merrill | WI | Lincoln | 3 | Conventional Hydroelectric | WAT | Hydro | 1.5 | 1984
20860 | Wisconsin Public Service Corp | 4071 | Potato Rapids | WI | Marinette | 1 | Conventional Hydroelectric | WAT | Hydro | 0.5 | 1926
20860 | Wisconsin Public Service Corp | 4071 | Potato Rapids | WI | Marinette | 2 | Conventional Hydroelectric | WAT | Hydro | 0.4 | 1921
20860 | Wisconsin Public Service Corp | 4071 | Potato Rapids | WI | Marinette | 3 | Conventional Hydroelectric | WAT | Hydro | 0.4 | 1921
20860 | Wisconsin Public Service Corp | 4072 | Pulliam | WI | Brown | 31 | Natural Gas Fired Combustion Turbine | NG | Natural Gas Peaker | 91 | 2003
20860 | Wisconsin Public Service Corp | 4072 | Pulliam | WI | Brown | 7 | Conventional Steam Coal | SUB | Hard Coal | 81.6 | 1958
20860 | Wisconsin Public Service Corp | 4072 | Pulliam | WI | Brown | 8 | Conventional Steam Coal | SUB | Hard Coal | 149.6 | 1964
20860 | Wisconsin Public Service Corp | 4074 | Sandstone Rapids | WI | Marinette | 1 | Conventional Hydroelectric | WAT | Hydro | 1.9 | 1925
20860 | Wisconsin Public Service Corp | 4074 | Sandstone Rapids | WI | Marinette | 2 | Conventional Hydroelectric | WAT | Hydro | 1.9 | 1925
20860 | Wisconsin Public Service Corp | 4075 | Tomahawk | WI | Lincoln | 1 | Conventional Hydroelectric | WAT | Hydro | 1.3 | 1938
20860 | Wisconsin Public Service Corp | 4075 | Tomahawk | WI | Lincoln | 2 | Conventional Hydroelectric | WAT | Hydro | 1.3 | 1938
20860 | Wisconsin Public Service Corp | 4076 | West Marinette | WI | Marinette | 31 | Natural Gas Fired Combustion Turbine | NG | Natural Gas Peaker | 41.8 | 1971
20860 | Wisconsin Public Service Corp | 4076 | West Marinette | WI | Marinette | 32 | Natural Gas Fired Combustion Turbine | NG | Natural Gas Peaker | 41.8 | 1973
20860 | Wisconsin Public Service Corp | 4076 | West Marinette | WI | Marinette | 33 | Natural Gas Fired Combustion Turbine | NG | Natural Gas Peaker | 103.5 | 1993
20860 | Wisconsin Public Service Corp | 4077 | Wausau | WI | Marathon | 1 | Conventional Hydroelectric | WAT | Hydro | 1.8 | 1921
20860 | Wisconsin Public Service Corp | 4077 | Wausau | WI | Marathon | 2 | Conventional Hydroelectric | WAT | Hydro | 1.8 | 1921
20860 | Wisconsin Public Service Corp | 4077 | Wausau | WI | Marathon | 3 | Conventional Hydroelectric | WAT | Hydro | 1.8 | 1924
20860 | Wisconsin Public Service Corp | 4078 | Weston | WI | Marathon | 2 | Conventional Steam Coal | SUB | Hard Coal | 81.6 | 1960
20860 | Wisconsin Public Service Corp | 4078 | Weston | WI | Marathon | 3 | Conventional Steam Coal | SUB | Hard Coal | 350.5 | 1981
20860 | Wisconsin Public Service Corp | 4078 | Weston | WI | Marathon | 31 | Natural Gas Fired Combustion Turbine | NG | Natural Gas Peaker | 19.6 | 1969
20860 | Wisconsin Public Service Corp | 4078 | Weston | WI | Marathon | 32 | Natural Gas Fired Combustion Turbine | NG | Natural Gas Peaker | 56.7 | 1973
20860 | Wisconsin Public Service Corp | 4078 | Weston | WI | Marathon | 4 | Conventional Steam Coal | SUB | Hard Coal | 595 | 2008
20863 | Wisconsin River Power Company | 4079 | Castle Rock | WI | Adams | 1 | Conventional Hydroelectric | WAT | Hydro | 3 | 1951
20863 | Wisconsin River Power Company | 4079 | Castle Rock | WI | Adams | 2 | Conventional Hydroelectric | WAT | Hydro | 3 | 1950
20863 | Wisconsin River Power Company | 4079 | Castle Rock | WI | Adams | 3 | Conventional Hydroelectric | WAT | Hydro | 3 | 1950
20863 | Wisconsin River Power Company | 4079 | Castle Rock | WI | Adams | 4 | Conventional Hydroelectric | WAT | Hydro | 3 | 1950
20863 | Wisconsin River Power Company | 4079 | Castle Rock | WI | Adams | 5 | Conventional Hydroelectric | WAT | Hydro | 3 | 1950
20863 | Wisconsin River Power Company | 4080 | Petenwell | WI | Juneau | 1 | Conventional Hydroelectric | WAT | Hydro | 5 | 1949
20863 | Wisconsin River Power Company | 4080 | Petenwell | WI | Juneau | 2 | Conventional Hydroelectric | WAT | Hydro | 5 | 1949
20863 | Wisconsin River Power Company | 4080 | Petenwell | WI | Juneau | 3 | Conventional Hydroelectric | WAT | Hydro | 5 | 1949
20863 | Wisconsin River Power Company | 4080 | Petenwell | WI | Juneau | 4 | Conventional Hydroelectric | WAT | Hydro | 5 | 1950
765 | City of Arcadia - (WI) | 4100 | Arcadia Electric | WI | Trempealeau | 1 | Petroleum Liquids | DFO | Petroleum | 1.3 | 1956
765 | City of Arcadia - (WI) | 4100 | Arcadia Electric | WI | Trempealeau | 10 | Petroleum Liquids | DFO | Petroleum | 2 | 2007
765 | City of Arcadia - (WI) | 4100 | Arcadia Electric | WI | Trempealeau | 2 | Petroleum Liquids | DFO | Petroleum | 1 | 1947
765 | City of Arcadia - (WI) | 4100 | Arcadia Electric | WI | Trempealeau | 3 | Petroleum Liquids | DFO | Petroleum | 0.4 | 1940
765 | City of Arcadia - (WI) | 4100 | Arcadia Electric | WI | Trempealeau | 4 | Petroleum Liquids | DFO | Petroleum | 0.2 | 1930
765 | City of Arcadia - (WI) | 4100 | Arcadia Electric | WI | Trempealeau | 5 | Natural Gas Internal Combustion Engine | NG | Natural Gas Peaker | 3 | 1972
765 | City of Arcadia - (WI) | 4100 | Arcadia Electric | WI | Trempealeau | 6 | Natural Gas Internal Combustion Engine | NG | Natural Gas Peaker | 3 | 1987
765 | City of Arcadia - (WI) | 4100 | Arcadia Electric | WI | Trempealeau | 7 | Petroleum Liquids | DFO | Petroleum | 2 | 2002
765 | City of Arcadia - (WI) | 4100 | Arcadia Electric | WI | Trempealeau | 8 | Petroleum Liquids | DFO | Petroleum | 2 | 2002
765 | City of Arcadia - (WI) | 4100 | Arcadia Electric | WI | Trempealeau | 9 | Petroleum Liquids | DFO | Petroleum | 2 | 2002
1278 | City of Barron - (WI) | 4102 | Barron | WI | Barron | 1A | Petroleum Liquids | DFO | Petroleum | 1.1 | 1998
1278 | City of Barron - (WI) | 4102 | Barron | WI | Barron | 2A | Petroleum Liquids | DFO | Petroleum | 1.1 | 1998
1278 | City of Barron - (WI) | 4102 | Barron | WI | Barron | 3A | Petroleum Liquids | DFO | Petroleum | 1.1 | 1998
1278 | City of Barron - (WI) | 4102 | Barron | WI | Barron | 4 | Petroleum Liquids | DFO | Petroleum | 1.1 | 1998
1278 | City of Barron - (WI) | 4102 | Barron | WI | Barron | 7 | Petroleum Liquids | DFO | Petroleum | 0.8 | 1944
1278 | City of Barron - (WI) | 4102 | Barron | WI | Barron | 8 | Petroleum Liquids | DFO | Petroleum | 1.3 | 1954
1278 | City of Barron - (WI) | 4102 | Barron | WI | Barron | 9 | Petroleum Liquids | DFO | Petroleum | 2 | 1960
1278 | City of Barron - (WI) | 4102 | Barron | WI | Barron | H2 | Conventional Hydroelectric | WAT | Hydro | 0.1 | 1923
3156 | Village of Cashton - (WI) | 4107 | Cashton | WI | Monroe | 3 | Petroleum Liquids | DFO | Petroleum | 0.4 | 1932
3156 | Village of Cashton - (WI) | 4107 | Cashton | WI | Monroe | 5 | Natural Gas Internal Combustion Engine | NG | Natural Gas Peaker | 1.1 | 1970
3156 | Village of Cashton - (WI) | 4107 | Cashton | WI | Monroe | 6 | Petroleum Liquids | DFO | Petroleum | 2 | 2002
4627 | City of Cumberland - (WI) | 4112 | Cumberland (WI) | WI | Barron | 1 | Petroleum Liquids | DFO | Petroleum | 0.7 | 1945
4627 | City of Cumberland - (WI) | 4112 | Cumberland (WI) | WI | Barron | 2 | Petroleum Liquids | DFO | Petroleum | 0.3 | 1939
4627 | City of Cumberland - (WI) | 4112 | Cumberland (WI) | WI | Barron | 3 | Petroleum Liquids | DFO | Petroleum | 0.3 | 1939
4627 | City of Cumberland - (WI) | 4112 | Cumberland (WI) | WI | Barron | 4 | Petroleum Liquids | DFO | Petroleum | 1.3 | 1954
4627 | City of Cumberland - (WI) | 4112 | Cumberland (WI) | WI | Barron | 5 | Natural Gas Internal Combustion Engine | NG | Natural Gas Peaker | 2 | 1966
4627 | City of Cumberland - (WI) | 4112 | Cumberland (WI) | WI | Barron | 6 | Petroleum Liquids | DFO | Petroleum | 7.2 | 1979
4627 | City of Cumberland - (WI) | 4112 | Cumberland (WI) | WI | Barron | 7 | Natural Gas Internal Combustion Engine | NG | Natural Gas Peaker | 6.6 | 2001
4627 | City of Cumberland - (WI) | 4112 | Cumberland (WI) | WI | Barron | 8 | Natural Gas Internal Combustion Engine | NG | Natural Gas Peaker | 3.5 | 2001
5834 | City of Elroy - (WI) | 4113 | Elroy | WI | Juneau | 1A | Petroleum Liquids | DFO | Petroleum | 2.3 | 2005
5834 | City of Elroy - (WI) | 4113 | Elroy | WI | Juneau | 2A | Petroleum Liquids | DFO | Petroleum | 2.3 | 2005
5834 | City of Elroy - (WI) | 4113 | Elroy | WI | Juneau | 5 | Petroleum Liquids | DFO | Petroleum | 2 | 1973
6274 | City of Fennimore - (WI) | 4114 | Fennimore | WI | Grant | 4 | Petroleum Liquids | DFO | Petroleum | 1.1 | 1964
6274 | City of Fennimore - (WI) | 4114 | Fennimore | WI | Grant | 5 | Petroleum Liquids | DFO | Petroleum | 0.9 | 1952
6274 | City of Fennimore - (WI) | 4114 | Fennimore | WI | Grant | 6 | Petroleum Liquids | DFO | Petroleum | 1.8 | 1999
6274 | City of Fennimore - (WI) | 4114 | Fennimore | WI | Grant | 7 | Petroleum Liquids | DFO | Petroleum | 1.8 | 1999
6274 | City of Fennimore - (WI) | 4114 | Fennimore | WI | Grant | 8 | Petroleum Liquids | DFO | Petroleum | 1.8 | 1999
10056 | City of Kaukauna | 4118 | Kaukauna Gas Turbine | WI | Outagamie | GT1 | Natural Gas Fired Combustion Turbine | NG | Natural Gas Peaker | 18 | 1969
10056 | City of Kaukauna | 4119 | Little Chute | WI | Outagamie | 1 | Conventional Hydroelectric | WAT | Hydro | 1.1 | 1948
10056 | City of Kaukauna | 4119 | Little Chute | WI | Outagamie | 2 | Conventional Hydroelectric | WAT | Hydro | 1.1 | 1948
10056 | City of Kaukauna | 4119 | Little Chute | WI | Outagamie | 3 | Conventional Hydroelectric | WAT | Hydro | 1.1 | 1948
10056 | City of Kaukauna | 4120 | New Badger | WI | Outagamie | 3 | Conventional Hydroelectric | WAT | Hydro | 4.1 | 2014
10056 | City of Kaukauna | 4120 | New Badger | WI | Outagamie | 4 | Conventional Hydroelectric | WAT | Hydro | 4.1 | 2014
10056 | City of Kaukauna | 4122 | Rapide Croche | WI | Outagamie | 1 | Conventional Hydroelectric | WAT | Hydro | 0.6 | 1926
10056 | City of Kaukauna | 4122 | Rapide Croche | WI | Outagamie | 2 | Conventional Hydroelectric | WAT | Hydro | 0.6 | 1926
10056 | City of Kaukauna | 4122 | Rapide Croche | WI | Outagamie | 3 | Conventional Hydroelectric | WAT | Hydro | 0.6 | 1926
10056 | City of Kaukauna | 4122 | Rapide Croche | WI | Outagamie | 4 | Conventional Hydroelectric | WAT | Hydro | 0.6 | 1926
10525 | La Farge Municipal Electric Co | 4124 | La Farge | WI | Vernon | 2A | Petroleum Liquids | DFO | Petroleum | 1.5 | 1990
11571 | Manitowoc Public Utilities | 4125 | Manitowoc | WI | Manitowoc | 5 | Wood/Wood Waste Biomass | WDS | Biomass | 22 | 1955
11571 | Manitowoc Public Utilities | 4125 | Manitowoc | WI | Manitowoc | 6 | Wood/Wood Waste Biomass | WDS | Biomass | 32 | 1962
11571 | Manitowoc Public Utilities | 4125 | Manitowoc | WI | Manitowoc | 9 | Petroleum Coke | PC | Hard Coal | 63.4 | 2007
11571 | Manitowoc Public Utilities | 4125 | Manitowoc | WI | Manitowoc | IC2 | Natural Gas Internal Combustion Engine | NG | Natural Gas Peaker | 5.5 | 1985
13466 | City of New Lisbon | 4130 | New Lisbon | WI | Juneau | 2 | Petroleum Liquids | DFO | Petroleum | 1.3 | 1966
13466 | City of New Lisbon | 4130 | New Lisbon | WI | Juneau | 5 | Petroleum Liquids | DFO | Petroleum | 2.4 | 1977
13466 | City of New Lisbon | 4130 | New Lisbon | WI | Juneau | 6 | Petroleum Liquids | DFO | Petroleum | 2.3 | 2005
13466 | City of New Lisbon | 4130 | New Lisbon | WI | Juneau | 7 | Petroleum Liquids | DFO | Petroleum | 2.3 | 2005
19867 | Village of Viola - (WI) | 4139 | Viola | WI | Richland | 3 | Petroleum Liquids | DFO | Petroleum | 1.8 | 2002
4716 | Dairyland Power Coop | 4142 | Flambeau Hydroelectric Station | WI | RUSK | 1 | Conventional Hydroelectric | WAT | Hydro | 7.9 | 1951
4716 | Dairyland Power Coop | 4142 | Flambeau Hydroelectric Station | WI | RUSK | 2 | Conventional Hydroelectric | WAT | Hydro | 6.2 | 1951
4716 | Dairyland Power Coop | 4142 | Flambeau Hydroelectric Station | WI | RUSK | 3 | Conventional Hydroelectric | WAT | Hydro | 7.9 | 1951
4716 | Dairyland Power Coop | 4143 | Genoa | WI | Vernon | ST3 | Conventional Steam Coal | SUB | Hard Coal | 345.6 | 1969
13964 | Oconto Electric Cooperative | 4147 | Stiles | WI | Oconto | 1 | Conventional Hydroelectric | WAT | Hydro | 0.5 | 1949
13964 | Oconto Electric Cooperative | 4147 | Stiles | WI | Oconto | 2 | Conventional Hydroelectric | WAT | Hydro | 0.5 | 1949
20153 | Washington Island El Coop, Inc | 4148 | Washington Island | WI | Door | 2 | Petroleum Liquids | DFO | Petroleum | 0.1 | 1952
20153 | Washington Island El Coop, Inc | 4148 | Washington Island | WI | Door | 3 | Petroleum Liquids | DFO | Petroleum | 0.1 | 1945
20153 | Washington Island El Coop, Inc | 4148 | Washington Island | WI | Door | 4 | Petroleum Liquids | DFO | Petroleum | 0.2 | 1951
20153 | Washington Island El Coop, Inc | 4148 | Washington Island | WI | Door | 5 | Petroleum Liquids | DFO | Petroleum | 0.5 | 1968
20153 | Washington Island El Coop, Inc | 4148 | Washington Island | WI | Door | 6 | Petroleum Liquids | DFO | Petroleum | 0.9 | 1972
20153 | Washington Island El Coop, Inc | 4148 | Washington Island | WI | Door | 7 | Petroleum Liquids | DFO | Petroleum | 1.6 | 1997
20153 | Washington Island El Coop, Inc | 4148 | Washington Island | WI | Door | 8 | Petroleum Liquids | DFO | Petroleum | 1.6 | 1997
14354 | PacifiCorp | 4158 | Dave Johnston | WY | Converse | 1 | Conventional Steam Coal | SUB | Hard Coal | 133.6 | 1959
14354 | PacifiCorp | 4158 | Dave Johnston | WY | Converse | 2 | Conventional Steam Coal | SUB | Hard Coal | 133.6 | 1961
14354 | PacifiCorp | 4158 | Dave Johnston | WY | Converse | 3 | Conventional Steam Coal | SUB | Hard Coal | 255 | 1964
14354 | PacifiCorp | 4158 | Dave Johnston | WY | Converse | 4 | Conventional Steam Coal | SUB | Hard Coal | 400 | 1972
14354 | PacifiCorp | 4162 | Naughton | WY | Lincoln | 1 | Conventional Steam Coal | SUB | Hard Coal | 192 | 1963
14354 | PacifiCorp | 4162 | Naughton | WY | Lincoln | 2 | Conventional Steam Coal | SUB | Hard Coal | 256 | 1968
14354 | PacifiCorp | 4162 | Naughton | WY | Lincoln | 3 | Conventional Steam Coal | SUB | Hard Coal | 384 | 1971
2518 | U S Bureau of Reclamation | 4176 | Fremont Canyon | WY | Natrona | 1 | Conventional Hydroelectric | WAT | Hydro | 33.4 | 1961
2518 | U S Bureau of Reclamation | 4176 | Fremont Canyon | WY | Natrona | 2 | Conventional Hydroelectric | WAT | Hydro | 33.4 | 1960
2518 | U S Bureau of Reclamation | 4177 | Glendo | WY | Platte | 1 | Conventional Hydroelectric | WAT | Hydro | 19 | 1958
2518 | U S Bureau of Reclamation | 4177 | Glendo | WY | Platte | 2 | Conventional Hydroelectric | WAT | Hydro | 19 | 1959
2518 | U S Bureau of Reclamation | 4178 | Guernsey | WY | Platte | 1 | Conventional Hydroelectric | WAT | Hydro | 3.2 | 1927
2518 | U S Bureau of Reclamation | 4178 | Guernsey | WY | Platte | 2 | Conventional Hydroelectric | WAT | Hydro | 3.2 | 1928
2518 | U S Bureau of Reclamation | 4180 | Kortes | WY | Carbon | 1 | Conventional Hydroelectric | WAT | Hydro | 12 | 1951
2518 | U S Bureau of Reclamation | 4180 | Kortes | WY | Carbon | 2 | Conventional Hydroelectric | WAT | Hydro | 12 | 1950
2518 | U S Bureau of Reclamation | 4180 | Kortes | WY | Carbon | 3 | Conventional Hydroelectric | WAT | Hydro | 12 | 1950
2518 | U S Bureau of Reclamation | 4182 | Seminoe | WY | Carbon | 1 | Conventional Hydroelectric | WAT | Hydro | 17.2 | 1939
2518 | U S Bureau of Reclamation | 4182 | Seminoe | WY | Carbon | 2 | Conventional Hydroelectric | WAT | Hydro | 17.2 | 1939
2518 | U S Bureau of Reclamation | 4182 | Seminoe | WY | Carbon | 3 | Conventional Hydroelectric | WAT | Hydro | 17.2 | 1939
2518 | U S Bureau of Reclamation | 4183 | Shoshone (WY) | WY | Park | 1 | Conventional Hydroelectric | WAT | Hydro | 3 | 1922
2518 | U S Bureau of Reclamation | 4185 | Fontenelle | WY | Lincoln | 1 | Conventional Hydroelectric | WAT | Hydro | 10 | 1968
7634 | City of Greenville - (TX) | 4195 | Powerlane Plant | TX | HUNT | EP | Natural Gas Internal Combustion Engine | NG | Natural Gas Peaker | 8.4 | 2010
7634 | City of Greenville - (TX) | 4195 | Powerlane Plant | TX | HUNT | EP2 | Natural Gas Internal Combustion Engine | NG | Natural Gas Peaker | 8.4 | 2010
7634 | City of Greenville - (TX) | 4195 | Powerlane Plant | TX | HUNT | EP3 | Natural Gas Internal Combustion Engine | NG | Natural Gas Peaker | 8.4 | 2010
7634 | City of Greenville - (TX) | 4195 | Powerlane Plant | TX | HUNT | ST1 | Natural Gas Steam Turbine | NG | Natural Gas Peaker | 16.5 | 1966
7634 | City of Greenville - (TX) | 4195 | Powerlane Plant | TX | HUNT | ST2 | Natural Gas Steam Turbine | NG | Natural Gas Peaker | 25 | 1969
7634 | City of Greenville - (TX) | 4195 | Powerlane Plant | TX | HUNT | ST3 | Natural Gas Steam Turbine | NG | Natural Gas Peaker | 43.2 | 1977
10056 | City of Kaukauna | 4201 | Combined Locks | WI | Outagamie | HC1 | Conventional Hydroelectric | WAT | Hydro | 3.1 | 1988
10056 | City of Kaukauna | 4201 | Combined Locks | WI | Outagamie | HC2 | Conventional Hydroelectric | WAT | Hydro | 3.1 | 1988
6169 | Fall River Rural Elec Coop Inc | 4204 | Island Park | ID | Fremont | HY1 | Conventional Hydroelectric | WAT | Hydro | 2.4 | 1994
6169 | Fall River Rural Elec Coop Inc | 4204 | Island Park | ID | Fremont | HY2 | Conventional Hydroelectric | WAT | Hydro | 2.4 | 1994
15248 | Portland General Electric Co | 4213 | PHP 1 | OR | Multnomah | 1 | Conventional Hydroelectric | WAT | Hydro | 23.7 | 1982
15248 | Portland General Electric Co | 4214 | PHP 2 | OR | Clackamas | 2 | Conventional Hydroelectric | WAT | Hydro | 11.8 | 1982
11135 | City of Logan - (UT) | 4251 | Logan City | UT | Cache | 1 | Natural Gas Fired Combustion Turbine | NG | Natural Gas Peaker | 5.3 | 2002
11135 | City of Logan - (UT) | 4251 | Logan City | UT | Cache | 2 | Natural Gas Fired Combustion Turbine | NG | Natural Gas Peaker | 5.3 | 2002
11135 | City of Logan - (UT) | 4251 | Logan City | UT | Cache | 3 | Natural Gas Fired Combustion Turbine | NG | Natural Gas Peaker | 5.3 | 2002
19281 | Turlock Irrigation District | 4256 | Walnut | CA | Stanislaus | 1 | Natural Gas Fired Combustion Turbine | NG | Natural Gas Peaker | 24.9 | 1986
19281 | Turlock Irrigation District | 4256 | Walnut | CA | Stanislaus | 2 | Natural Gas Fired Combustion Turbine | NG | Natural Gas Peaker | 24.9 | 1986
5625 | Easton Utilities Comm | 4257 | Easton 2 | MD | Talbot | 201 | Petroleum Liquids | DFO | Petroleum | 1.5 | 1995
5625 | Easton Utilities Comm | 4257 | Easton 2 | MD | Talbot | 202 | Petroleum Liquids | DFO | Petroleum | 1.5 | 1995
5625 | Easton Utilities Comm | 4257 | Easton 2 | MD | Talbot | 203 | Petroleum Liquids | DFO | Petroleum | 5.4 | 2004
5625 | Easton Utilities Comm | 4257 | Easton 2 | MD | Talbot | 204 | Petroleum Liquids | DFO | Petroleum | 5.4 | 2004
5625 | Easton Utilities Comm | 4257 | Easton 2 | MD | Talbot | 21 | Petroleum Liquids | DFO | Petroleum | 6.2 | 1978
5625 | Easton Utilities Comm | 4257 | Easton 2 | MD | Talbot | 22 | Petroleum Liquids | DFO | Petroleum | 6.2 | 1978
5625 | Easton Utilities Comm | 4257 | Easton 2 | MD | Talbot | 23 | Petroleum Liquids | RFO | Petroleum | 6.3 | 1989
5625 | Easton Utilities Comm | 4257 | Easton 2 | MD | Talbot | 24 | Petroleum Liquids | RFO | Petroleum | 6.3 | 1989
7977 | City of Hamilton - (OH) | 4258 | Greenup Hydro | OH | Scioto | 1 | Conventional Hydroelectric | WAT | Hydro | 23.4 | 1982
7977 | City of Hamilton - (OH) | 4258 | Greenup Hydro | OH | Scioto | 2 | Conventional Hydroelectric | WAT | Hydro | 23.4 | 1982
7977 | City of Hamilton - (OH) | 4258 | Greenup Hydro | OH | Scioto | 3 | Conventional Hydroelectric | WAT | Hydro | 23.4 | 1982
12807 | Michigan South Central Pwr Agy | 4259 | Endicott Station | MI | HILLSDALE | 1 | Conventional Steam Coal | BIT | Hard Coal | 55 | 1982
2010 | City of Bountiful | 4263 | Echo Dam | UT | Summit | 3 | Conventional Hydroelectric | WAT | Hydro | 1 | 1987
2010 | City of Bountiful | 4263 | Echo Dam | UT | Summit | NA1 | Conventional Hydroelectric | WAT | Hydro | 1.7 | 1987
2010 | City of Bountiful | 4263 | Echo Dam | UT | Summit | NA2 | Conventional Hydroelectric | WAT | Hydro | 1.7 | 1987
6958 | City of Garland - (TX) | 4266 | Spencer | TX | Denton | 4 | Natural Gas Steam Turbine | NG | Natural Gas Peaker | 61.1 | 1966
6958 | City of Garland - (TX) | 4266 | Spencer | TX | Denton | 5 | Natural Gas Steam Turbine | NG | Natural Gas Peaker | 65.4 | 1973
11241 | Entergy Louisiana LLC | 4270 | Waterford 3 | LA | St Charles | 3 | Nuclear | NUC | Nuclear | 1199.8 | 1985
4716 | Dairyland Power Coop | 4271 | John P Madgett | WI | Buffalo | 1 | Conventional Steam Coal | SUB | Hard Coal | 387 | 1979
11269 | Lower Colorado River Authority | 4937 | Thomas C Ferguson | TX | Llano | CT-1 | Natural Gas Fired Combined Cycle | NG | Natural Gas Nonpeaker | 185.3 | 2014
11269 | Lower Colorado River Authority | 4937 | Thomas C Ferguson | TX | Llano | CT-2 | Natural Gas Fired Combined Cycle | NG | Natural Gas Nonpeaker | 185.3 | 2014
11269 | Lower Colorado River Authority | 4937 | Thomas C Ferguson | TX | Llano | STG | Natural Gas Fired Combined Cycle | NG | Natural Gas Nonpeaker | 195 | 2014
49979 | Topaz Power Group LLC | 4939 | Barney M Davis | TX | Nueces | 1 | Natural Gas Steam Turbine | NG | Natural Gas Peaker | 352 | 1974
49979 | Topaz Power Group LLC | 4939 | Barney M Davis | TX | Nueces | 2 | Natural Gas Fired Combined Cycle | NG | Natural Gas Nonpeaker | 351 | 1976
49979 | Topaz Power Group LLC | 4939 | Barney M Davis | TX | Nueces | 3 | Natural Gas Fired Combined Cycle | NG | Natural Gas Nonpeaker | 189.6 | 2010
49979 | Topaz Power Group LLC | 4939 | Barney M Davis | TX | Nueces | 4 | Natural Gas Fired Combined Cycle | NG | Natural Gas Nonpeaker | 189.6 | 2010
15474 | Public Service Co of Oklahoma | 4940 | Riverside (OK) | OK | Tulsa | 1 | Natural Gas Steam Turbine | NG | Natural Gas Peaker | 473 | 1974
15474 | Public Service Co of Oklahoma | 4940 | Riverside (OK) | OK | Tulsa | 2 | Natural Gas Steam Turbine | NG | Natural Gas Peaker | 473 | 1976
15474 | Public Service Co of Oklahoma | 4940 | Riverside (OK) | OK | Tulsa | 3 | Natural Gas Fired Combustion Turbine | NG | Natural Gas Peaker | 86.5 | 2008
15474 | Public Service Co of Oklahoma | 4940 | Riverside (OK) | OK | Tulsa | 4 | Natural Gas Fired Combustion Turbine | NG | Natural Gas Peaker | 86.5 | 2008
15474 | Public Service Co of Oklahoma | 4940 | Riverside (OK) | OK | Tulsa | IC1 | Petroleum Liquids | DFO | Petroleum | 2.7 | 1976
16572 | Salt River Project | 4941 | Navajo | AZ | Coconino | NAV1 | Conventional Steam Coal | BIT | Hard Coal | 803.1 | 1974
16572 | Salt River Project | 4941 | Navajo | AZ | Coconino | NAV2 | Conventional Steam Coal | BIT | Hard Coal | 803.1 | 1975
16572 | Salt River Project | 4941 | Navajo | AZ | Coconino | NAV3 | Conventional Steam Coal | BIT | Hard Coal | 803.1 | 1976
56606 | Calpine New Jersey Generation LLC | 5083 | Cumberland (NJ) | NJ | Cumberland | CUMB | Natural Gas Fired Combustion Turbine | NG | Natural Gas Peaker | 99.4 | 1990
56606 | Calpine New Jersey Generation LLC | 5083 | Cumberland (NJ) | NJ | Cumberland | CUMB2 | Natural Gas Fired Combustion Turbine | NG | Natural Gas Peaker | 131.8 | 2009
9324 | Indiana Michigan Power Co | 6000 | Donald C Cook | MI | Berrien | 1 | Nuclear | NUC | Nuclear | 1152 | 1975
9324 | Indiana Michigan Power Co | 6000 | Donald C Cook | MI | Berrien | 2 | Nuclear | NUC | Nuclear | 1133.3 | 1978
195 | Alabama Power Co | 6001 | Joseph M Farley | AL | Houston | 1 | Nuclear | NUC | Nuclear | 888.2 | 1977
195 | Alabama Power Co | 6001 | Joseph M Farley | AL | Houston | 2 | Nuclear | NUC | Nuclear | 888.2 | 1981
195 | Alabama Power Co | 6002 | James H Miller Jr | AL | Jefferson | 1 | Conventional Steam Coal | SUB | Hard Coal | 705.5 | 1978
195 | Alabama Power Co | 6002 | James H Miller Jr | AL | Jefferson | 2 | Conventional Steam Coal | SUB | Hard Coal | 705.5 | 1985
195 | Alabama Power Co | 6002 | James H Miller Jr | AL | Jefferson | 3 | Conventional Steam Coal | SUB | Hard Coal | 705.5 | 1989
195 | Alabama Power Co | 6002 | James H Miller Jr | AL | Jefferson | 4 | Conventional Steam Coal | SUB | Hard Coal | 705.5 | 1991
23279 | Allegheny Energy Supply Co LLC | 6004 | FirstEnergy Pleasants Power Station | WV | Pleasants | 1 | Conventional Steam Coal | BIT | Hard Coal | 684 | 1979
23279 | Allegheny Energy Supply Co LLC | 6004 | FirstEnergy Pleasants Power Station | WV | Pleasants | 2 | Conventional Steam Coal | BIT | Hard Coal | 684 | 1980
58620 | AEP Generation Resources Inc | 6006 | Racine | OH | Meigs | 1 | Conventional Hydroelectric | WAT | Hydro | 23.7 | 1983
58620 | AEP Generation Resources Inc | 6006 | Racine | OH | Meigs | 2 | Conventional Hydroelectric | WAT | Hydro | 23.7 | 1982
803 | Arizona Public Service Co | 6008 | Palo Verde | AZ | Maricopa | 1 | Nuclear | NUC | Nuclear | 1403.2 | 1986
803 | Arizona Public Service Co | 6008 | Palo Verde | AZ | Maricopa | 2 | Nuclear | NUC | Nuclear | 1403.2 | 1986
803 | Arizona Public Service Co | 6008 | Palo Verde | AZ | Maricopa | 3 | Nuclear | NUC | Nuclear | 1403.2 | 1988
814 | Entergy Arkansas Inc | 6009 | White Bluff | AR | Jefferson | 1 | Conventional Steam Coal | SUB | Hard Coal | 900 | 1980
814 | Entergy Arkansas Inc | 6009 | White Bluff | AR | Jefferson | 2 | Conventional Steam Coal | SUB | Hard Coal | 900 | 1981
55951 | Exelon Nuclear | 6011 | Calvert Cliffs Nuclear Power Plant | MD | Calvert | 1 | Nuclear | NUC | Nuclear | 918 | 1975
55951 | Exelon Nuclear | 6011 | Calvert Cliffs Nuclear Power Plant | MD | Calvert | 2 | Nuclear | NUC | Nuclear | 910.7 | 1977
50048 | TransCanada Hydro Northeast Inc., | 6012 | Sherman | MA | Franklin | GEN1 | Conventional Hydroelectric | WAT | Hydro | 7.2 | 1926
2507 | City of Burbank Water and Power | 6013 | Olive | CA | Los Angeles | O1 | Natural Gas Steam Turbine | NG | Natural Gas Peaker | 50 | 1959
2507 | City of Burbank Water and Power | 6013 | Olive | CA | Los Angeles | O2 | Natural Gas Steam Turbine | NG | Natural Gas Peaker | 59.7 | 1964
3046 | Duke Energy Progress - (NC) | 6014 | Brunswick Nuclear | NC | Brunswick | 1 | Nuclear | NUC | Nuclear | 1001.6 | 1977
3046 | Duke Energy Progress - (NC) | 6014 | Brunswick Nuclear | NC | Brunswick | 2 | Nuclear | NUC | Nuclear | 1001.6 | 1975
3046 | Duke Energy Progress - (NC) | 6015 | Harris | NC | Wake | 1 | Nuclear | NUC | Nuclear | 950.9 | 1987
49756 | Illinois Power Resources Generating LLC | 6016 | Duck Creek | IL | Fulton | 1 | Conventional Steam Coal | SUB | Hard Coal | 441 | 1976
520 | Illinois Power Generating Co | 6017 | Newton | IL | Jasper | 1 | Conventional Steam Coal | SUB | Hard Coal | 617.4 | 1977
520 | Illinois Power Generating Co | 6017 | Newton | IL | Jasper | 2 | Conventional Steam Coal | SUB | Hard Coal | 617.4 | 1982
55729 | Duke Energy Kentucky Inc | 6018 | East Bend | KY | Boone | 2 | Conventional Steam Coal | BIT | Hard Coal | 772 | 1981
59920 | Dynegy W H Zimmer | 6019 | W H Zimmer | OH | Clermont | ST1 | Conventional Steam Coal | BIT | Hard Coal | 1425.6 | 1991
50161 | FirstEnergy Nuclear Operating Company | 6020 | Perry | OH | Lake | 1 | Nuclear | NUC | Nuclear | 1311.6 | 1987
30151 | Tri-State G & T Assn, Inc | 6021 | Craig (CO) | CO | Moffat | 1 | Conventional Steam Coal | SUB | Hard Coal | 446.4 | 1980
30151 | Tri-State G & T Assn, Inc | 6021 | Craig (CO) | CO | Moffat | 2 | Conventional Steam Coal | SUB | Hard Coal | 446.4 | 1979
30151 | Tri-State G & T Assn, Inc | 6021 | Craig (CO) | CO | Moffat | 3 | Conventional Steam Coal | SUB | Hard Coal | 534.8 | 1984
55951 | Exelon Nuclear | 6022 | Braidwood Generation Station | IL | Will | 1 | Nuclear | NUC | Nuclear | 1224.9 | 1988
55951 | Exelon Nuclear | 6022 | Braidwood Generation Station | IL | Will | 2 | Nuclear | NUC | Nuclear | 1224.9 | 1988
55951 | Exelon Nuclear | 6023 | Byron Generating Station | IL | Ogle | 1 | Nuclear | NUC | Nuclear | 1224.9 | 1985
55951 | Exelon Nuclear | 6023 | Byron Generating Station | IL | Ogle | 2 | Nuclear | NUC | Nuclear | 1224.9 | 1987
55951 | Exelon Nuclear | 6026 | LaSalle Generating Station | IL | LaSalle | 1 | Nuclear | NUC | Nuclear | 1170 | 1984
55951 | Exelon Nuclear | 6026 | LaSalle Generating Station | IL | LaSalle | 2 | Nuclear | NUC | Nuclear | 1170 | 1984
7570 | Great River Energy | 6030 | Coal Creek | ND | McLean | 1 | Conventional Steam Coal | LIG | Lignite | 604.8 | 1979
7570 | Great River Energy | 6030 | Coal Creek | ND | McLean | 2 | Conventional Steam Coal | LIG | Lignite | 604.8 | 1980
7570 | Great River Energy | 6030 | Coal Creek | ND | McLean | 3 | Petroleum Liquids | DFO | Petroleum | 2 | 1979
4922 | Dayton Power & Light Co | 6031 | Killen Station | OH | Adams | 2 | Conventional Steam Coal | BIT | Hard Coal | 660.6 | 1982
4922 | Dayton Power & Light Co | 6031 | Killen Station | OH | Adams | GT1 | Petroleum Liquids | DFO | Petroleum | 28.7 | 1982
5109 | DTE Electric Company | 6034 | Belle River | MI | St Clair | 12-1 | Natural Gas Fired Combustion Turbine | NG | Natural Gas Peaker | 85.3 | 1999
5109 | DTE Electric Company | 6034 | Belle River | MI | St Clair | 12-2 | Natural Gas Fired Combustion Turbine | NG | Natural Gas Peaker | 85.3 | 1999
5109 | DTE Electric Company | 6034 | Belle River | MI | St Clair | 13-1 | Natural Gas Fired Combustion Turbine | NG | Natural Gas Peaker | 85.3 | 1999
5109 | DTE Electric Company | 6034 | Belle River | MI | St Clair | 3 | Petroleum Liquids | DFO | Petroleum | 2.7 | 1981
5109 | DTE Electric Company | 6034 | Belle River | MI | St Clair | 4 | Petroleum Liquids | DFO | Petroleum | 2.7 | 1981
5109 | DTE Electric Company | 6034 | Belle River | MI | St Clair | 5 | Petroleum Liquids | DFO | Petroleum | 2.7 | 1981
5109 | DTE Electric Company | 6034 | Belle River | MI | St Clair | IC1 | Petroleum Liquids | DFO | Petroleum | 2.7 | 1981
5109 | DTE Electric Company | 6034 | Belle River | MI | St Clair | IC2 | Petroleum Liquids | DFO | Petroleum | 2.7 | 1981
5109 | DTE Electric Company | 6034 | Belle River | MI | St Clair | ST1 | Conventional Steam Coal | SUB | Hard Coal | 697.5 | 1984
5109 | DTE Electric Company | 6034 | Belle River | MI | St Clair | ST2 | Conventional Steam Coal | SUB | Hard Coal | 697.5 | 1985
5109 | DTE Electric Company | 6035 | Greenwood (MI) | MI | St Clair | 1 | Natural Gas Steam Turbine | NG | Natural Gas Peaker | 815.4 | 1979
5109 | DTE Electric Company | 6035 | Greenwood (MI) | MI | St Clair | 11-1 | Natural Gas Fired Combustion Turbine | NG | Natural Gas Peaker | 85.3 | 1999
5109 | DTE Electric Company | 6035 | Greenwood (MI) | MI | St Clair | 11-2 | Natural Gas Fired Combustion Turbine | NG | Natural Gas Peaker | 85.3 | 1999
5109 | DTE Electric Company | 6035 | Greenwood (MI) | MI | St Clair | 11-3 | Natural Gas Fired Combustion Turbine | NG | Natural Gas Peaker | 85.3 | 1999
5416 | Duke Energy Carolinas, LLC | 6036 | Catawba | SC | York | 1 | Nuclear | NUC | Nuclear | 1205.1 | 1985
5416 | Duke Energy Carolinas, LLC | 6036 | Catawba | SC | York | 2 | Nuclear | NUC | Nuclear | 1205.1 | 1986
5416 | Duke Energy Carolinas, LLC | 6038 | McGuire | NC | Mecklenburg | 1 | Nuclear | NUC | Nuclear | 1220.3 | 1981
5416 | Duke Energy Carolinas, LLC | 6038 | McGuire | NC | Mecklenburg | 2 | Nuclear | NUC | Nuclear | 1220.3 | 1984
50161 | FirstEnergy Nuclear Operating Company | 6040 | Beaver Valley | PA | Beaver | 1 | Nuclear | NUC | Nuclear | 923.4 | 1976
50161 | FirstEnergy Nuclear Operating Company | 6040 | Beaver Valley | PA | Beaver | 2 | Nuclear | NUC | Nuclear | 923.4 | 1987
5580 | East Kentucky Power Coop, Inc | 6041 | H L Spurlock | KY | Mason | 1 | Conventional Steam Coal | BIT | Hard Coal | 357.6 | 1977
5580 | East Kentucky Power Coop, Inc | 6041 | H L Spurlock | KY | Mason | 2 | Conventional Steam Coal | BIT | Hard Coal | 592.1 | 1981
5580 | East Kentucky Power Coop, Inc | 6041 | H L Spurlock | KY | Mason | 3 | Conventional Steam Coal | BIT | Hard Coal | 329.4 | 2005
5580 | East Kentucky Power Coop, Inc | 6041 | H L Spurlock | KY | Mason | 4 | Conventional Steam Coal | BIT | Hard Coal | 329.4 | 2009
6452 | Florida Power & Light Co | 6042 | Manatee | FL | Manatee | 1 | Petroleum Liquids | RFO | Petroleum | 863.3 | 1976
6452 | Florida Power & Light Co | 6042 | Manatee | FL | Manatee | 2 | Petroleum Liquids | RFO | Petroleum | 863.3 | 1977
6452 | Florida Power & Light Co | 6042 | Manatee | FL | Manatee | 3 | Natural Gas Fired Combined Cycle | NG | Natural Gas Nonpeaker | 471.8 | 2005
6452 | Florida Power & Light Co | 6042 | Manatee | FL | Manatee | A | Natural Gas Fired Combined Cycle | NG | Natural Gas Nonpeaker | 188.2 | 2005
6452 | Florida Power & Light Co | 6042 | Manatee | FL | Manatee | B | Natural Gas Fired Combined Cycle | NG | Natural Gas Nonpeaker | 188.2 | 2005
6452 | Florida Power & Light Co | 6042 | Manatee | FL | Manatee | C | Natural Gas Fired Combined Cycle | NG | Natural Gas Nonpeaker | 188.2 | 2005
6452 | Florida Power & Light Co | 6042 | Manatee | FL | Manatee | D | Natural Gas Fired Combined Cycle | NG | Natural Gas Nonpeaker | 188.2 | 2005
6452 | Florida Power & Light Co | 6043 | Martin | FL | Martin | 1 | Petroleum Liquids | RFO | Petroleum | 934.5 | 1980
6452 | Florida Power & Light Co | 6043 | Martin | FL | Martin | 2 | Petroleum Liquids | RFO | Petroleum | 934.5 | 1981
6452 | Florida Power & Light Co | 6043 | Martin | FL | Martin | 3GT1 | Natural Gas Fired Combined Cycle | NG | Natural Gas Nonpeaker | 204 | 1994
6452 | Florida Power & Light Co | 6043 | Martin | FL | Martin | 3GT2 | Natural Gas Fired Combined Cycle | NG | Natural Gas Nonpeaker | 204 | 1994
6452 | Florida Power & Light Co | 6043 | Martin | FL | Martin | 3ST | Natural Gas Fired Combined Cycle | NG | Natural Gas Nonpeaker | 204 | 1994
6452 | Florida Power & Light Co | 6043 | Martin | FL | Martin | 4GT1 | Natural Gas Fired Combined Cycle | NG | Natural Gas Nonpeaker | 204 | 1994
6452 | Florida Power & Light Co | 6043 | Martin | FL | Martin | 4GT2 | Natural Gas Fired Combined Cycle | NG | Natural Gas Nonpeaker | 204 | 1994
6452 | Florida Power & Light Co | 6043 | Martin | FL | Martin | 4ST | Natural Gas Fired Combined Cycle | NG | Natural Gas Nonpeaker | 204 | 1994
6452 | Florida Power & Light Co | 6043 | Martin | FL | Martin | 8 | Natural Gas Fired Combined Cycle | NG | Natural Gas Nonpeaker | 471.7 | 2005
6452 | Florida Power & Light Co | 6043 | Martin | FL | Martin | 8A | Natural Gas Fired Combined Cycle | NG | Natural Gas Nonpeaker | 188.2 | 2001
6452 | Florida Power & Light Co | 6043 | Martin | FL | Martin | 8B | Natural Gas Fired Combined Cycle | NG | Natural Gas Nonpeaker | 188.2 | 2001
6452 | Florida Power & Light Co | 6043 | Martin | FL | Martin | 8C | Natural Gas Fired Combined Cycle | NG | Natural Gas Nonpeaker | 188.2 | 2005
6452 | Florida Power & Light Co | 6043 | Martin | FL | Martin | 8D | Natural Gas Fired Combined Cycle | NG | Natural Gas Nonpeaker | 188.2 | 2005
6452 | Florida Power & Light Co | 6045 | St Lucie | FL | St Lucie | 1 | Nuclear | NUC | Nuclear | 1080 | 1976
6452 | Florida Power & Light Co | 6045 | St Lucie | FL | St Lucie | 2 | Nuclear | NUC | Nuclear | 1080 | 1983
6455 | Duke Energy Florida, Inc | 6046 | DeBary | FL | Volusia | 10 | Petroleum Liquids | DFO | Petroleum | 105.3 | 1992
6455 | Duke Energy Florida, Inc | 6046 | DeBary | FL | Volusia | 2 | Petroleum Liquids | DFO | Petroleum | 66.8 | 1976
6455 | Duke Energy Florida, Inc | 6046 | DeBary | FL | Volusia | 3 | Petroleum Liquids | DFO | Petroleum | 66.8 | 1975
6455 | Duke Energy Florida, Inc | 6046 | DeBary | FL | Volusia | 4 | Petroleum Liquids | DFO | Petroleum | 66.8 | 1976
6455 | Duke Energy Florida, Inc | 6046 | DeBary | FL | Volusia | 5 | Petroleum Liquids | DFO | Petroleum | 66.8 | 1975
6455 | Duke Energy Florida, Inc | 6046 | DeBary | FL | Volusia | 6 | Petroleum Liquids | DFO | Petroleum | 66.8 | 1976
6455 | Duke Energy Florida, Inc | 6046 | DeBary | FL | Volusia | 7 | Natural Gas Fired Combustion Turbine | NG | Natural Gas Peaker | 105.3 | 1992
6455 | Duke Energy Florida, Inc | 6046 | DeBary | FL | Volusia | 8 | Natural Gas Fired Combustion Turbine | NG | Natural Gas Peaker | 105.3 | 1992
6455 | Duke Energy Florida, Inc | 6046 | DeBary | FL | Volusia | 9 | Natural Gas Fired Combustion Turbine | NG | Natural Gas Peaker | 105.3 | 1992
6455 | Duke Energy Florida, Inc | 6046 | DeBary | FL | Volusia | P1 | Petroleum Liquids | DFO | Petroleum | 66.8 | 1976
50048 | TransCanada Hydro Northeast Inc., | 6047 | Deerfield 2 | MA | Franklin | GEN1 | Conventional Hydroelectric | WAT | Hydro | 1.6 | 1913
50048 | TransCanada Hydro Northeast Inc., | 6047 | Deerfield 2 | MA | Franklin | GEN2 | Conventional Hydroelectric | WAT | Hydro | 1.6 | 1913
50048 | TransCanada Hydro Northeast Inc., | 6047 | Deerfield 2 | MA | Franklin | GEN3 | Conventional Hydroelectric | WAT | Hydro | 1.6 | 1913
21461 | NRG Canal LLC | 6049 | West Tisbury Generating Facility | MA | Dukes | UN1 | Petroleum Liquids | DFO | Petroleum | 2.7 | 1975
21461 | NRG Canal LLC | 6049 | West Tisbury Generating Facility | MA | Dukes | UN2 | Petroleum Liquids | DFO | Petroleum | 2.7 | 1975
7140 | Georgia Power Co | 6051 | Edwin I Hatch | GA | Appling | 1 | Nuclear | NUC | Nuclear | 857.1 | 1975
7140 | Georgia Power Co | 6051 | Edwin I Hatch | GA | Appling | 2 | Nuclear | NUC | Nuclear | 864.7 | 1979
7140 | Georgia Power Co | 6052 | Wansley | GA | Heard | 1 | Conventional Steam Coal | BIT | Hard Coal | 952 | 1976
7140 | Georgia Power Co | 6052 | Wansley | GA | Heard | 2 | Conventional Steam Coal | BIT | Hard Coal | 952 | 1978
7140 | Georgia Power Co | 6052 | Wansley | GA | Heard | 5A | Petroleum Liquids | DFO | Petroleum | 52.8 | 1980
11252 | Louisiana Generating LLC | 6055 | Big Cajun 2 | LA | Pointe Coupee | 1 | Conventional Steam Coal | SUB | Hard Coal | 657.9 | 1981
11252 | Louisiana Generating LLC | 6055 | Big Cajun 2 | LA | Pointe Coupee | 2 | Natural Gas Steam Turbine | NG | Natural Gas Peaker | 626 | 1982
11252 | Louisiana Generating LLC | 6055 | Big Cajun 2 | LA | Pointe Coupee | 3 | Conventional Steam Coal | SUB | Hard Coal | 619 | 1983
11843 | Maui Electric Co Ltd | 6056 | Kahului | HI | Maui | 1 | Petroleum Liquids | RFO | Petroleum | 5 | 1948
11843 | Maui Electric Co Ltd | 6056 | Kahului | HI | Maui | 2 | Petroleum Liquids | RFO | Petroleum | 5 | 1949
11843 | Maui Electric Co Ltd | 6056 | Kahului | HI | Maui | 3 | Petroleum Liquids | RFO | Petroleum | 11.5 | 1954
11843 | Maui Electric Co Ltd | 6056 | Kahului | HI | Maui | 4 | Petroleum Liquids | RFO | Petroleum | 12.5 | 1966
16181 | Rochester Public Utilities | 6058 | Cascade Creek | MN | Olmsted | 1 | Natural Gas Fired Combustion Turbine | NG | Natural Gas Peaker | 35 | 1975
16181 | Rochester Public Utilities | 6058 | Cascade Creek | MN | Olmsted | 2 | Natural Gas Fired Combustion Turbine | NG | Natural Gas Peaker | 49.9 | 2002
9216 | Imperial Irrigation District | 6060 | Coachella | CA | Riverside | 1 | Natural Gas Fired Combustion Turbine | NG | Natural Gas Peaker | 23.1 | 1973
9216 | Imperial Irrigation District | 6060 | Coachella | CA | Riverside | 2 | Natural Gas Fired Combustion Turbine | NG | Natural Gas Peaker | 23.1 | 1973
9216 | Imperial Irrigation District | 6060 | Coachella | CA | Riverside | 3 | Natural Gas Fired Combustion Turbine | NG | Natural Gas Peaker | 23.1 | 1974
9216 | Imperial Irrigation District | 6060 | Coachella | CA | Riverside | 4 | Natural Gas Fired Combustion Turbine | NG | Natural Gas Peaker | 23.1 | 1976
17568 | South Mississippi El Pwr Assn | 6061 | R D Morrow | MS | Lamar | 1 | Conventional Steam Coal | BIT | Hard Coal | 200 | 1978
17568 | South Mississippi El Pwr Assn | 6061 | R D Morrow | MS | Lamar | 2 | Conventional Steam Coal | BIT | Hard Coal | 200 | 1978
12341 | MidAmerican Energy Co | 6063 | Electrifarm | IA | Black Hawk | 1 | Natural Gas Fired Combustion Turbine | NG | Natural Gas Peaker | 71.2 | 1975
12341 | MidAmerican Energy Co | 6063 | Electrifarm | IA | Black Hawk | 2 | Natural Gas Fired Combustion Turbine | NG | Natural Gas Peaker | 89 | 1978
12341 | MidAmerican Energy Co | 6063 | Electrifarm | IA | Black Hawk | 3 | Natural Gas Fired Combustion Turbine | NG | Natural Gas Peaker | 103.9 | 1978
9996 | City of Kansas City - (KS) | 6064 | Nearman Creek | KS | Wyandotte | 1 | Conventional Steam Coal | SUB | Hard Coal | 261 | 1981
9996 | City of Kansas City - (KS) | 6064 | Nearman Creek | KS | Wyandotte | CT4 | Natural Gas Fired Combustion Turbine | NG | Natural Gas Peaker | 94 | 2006
10000 | Kansas City Power & Light Co | 6065 | Iatan | MO | Platte | 1 | Conventional Steam Coal | SUB | Hard Coal | 726 | 1980
10000 | Kansas City Power & Light Co | 6065 | Iatan | MO | Platte | 2 | Conventional Steam Coal | SUB | Hard Coal | 914 | 2010
22500 | Westar Energy Inc | 6068 | Jeffrey Energy Center | KS | Pottawatomie | 1 | Conventional Steam Coal | SUB | Hard Coal | 720 | 1978
22500 | Westar Energy Inc | 6068 | Jeffrey Energy Center | KS | Pottawatomie | 2 | Conventional Steam Coal | SUB | Hard Coal | 720 | 1980
22500 | Westar Energy Inc | 6068 | Jeffrey Energy Center | KS | Pottawatomie | 3 | Conventional Steam Coal | SUB | Hard Coal | 720 | 1983
11249 | Louisville Gas & Electric Co | 6071 | Trimble County | KY | Trimble | 1 | Conventional Steam Coal | BIT | Hard Coal | 566.1 | 1990
11249 | Louisville Gas & Electric Co | 6071 | Trimble County | KY | Trimble | 10 | Natural Gas Fired Combustion Turbine | NG | Natural Gas Peaker | 199 | 2004
11249 | Louisville Gas & Electric Co | 6071 | Trimble County | KY | Trimble | 2 | Conventional Steam Coal | BIT | Hard Coal | 834 | 2011
11249 | Louisville Gas & Electric Co | 6071 | Trimble County | KY | Trimble | 5 | Natural Gas Fired Combustion Turbine | NG | Natural Gas Peaker | 199 | 2002
11249 | Louisville Gas & Electric Co | 6071 | Trimble County | KY | Trimble | 6 | Natural Gas Fired Combustion Turbine | NG | Natural Gas Peaker | 199 | 2002
11249 | Louisville Gas & Electric Co | 6071 | Trimble County | KY | Trimble | 7 | Natural Gas Fired Combustion Turbine | NG | Natural Gas Peaker | 199 | 2004
11249 | Louisville Gas & Electric Co | 6071 | Trimble County | KY | Trimble | 8 | Natural Gas Fired Combustion Turbine | NG | Natural Gas Peaker | 199 | 2004
11249 | Louisville Gas & Electric Co | 6071 | Trimble County | KY | Trimble | 9 | Natural Gas Fired Combustion Turbine | NG | Natural Gas Peaker | 199 | 2004
12465 | System Energy Resources, Inc | 6072 | Grand Gulf | MS | Claiborne | 1 | Nuclear | NUC | Nuclear | 1440 | 1985
12686 | Mississippi Power Co | 6073 | Victor J Daniel Jr | MS | Jackson | 1 | Conventional Steam Coal | BIT | Hard Coal | 548.3 | 1977
12686 | Mississippi Power Co | 6073 | Victor J Daniel Jr | MS | Jackson | 2 | Conventional Steam Coal | BIT | Hard Coal | 548.3 | 1981
12686 | Mississippi Power Co | 6073 | Victor J Daniel Jr | MS | Jackson | 3 | Natural Gas Fired Combined Cycle | NG | Natural Gas Nonpeaker | 185.5 | 2001
12686 | Mississippi Power Co | 6073 | Victor J Daniel Jr | MS | Jackson | 3CT | Natural Gas Fired Combined Cycle | NG | Natural Gas Nonpeaker | 185.5 | 2001
12686 | Mississippi Power Co | 6073 | Victor J Daniel Jr | MS | Jackson | 3ST | Natural Gas Fired Combined Cycle | NG | Natural Gas Nonpeaker | 195.2 | 2001
12686 | Mississippi Power Co | 6073 | Victor J Daniel Jr | MS | Jackson | 4 | Natural Gas Fired Combined Cycle | NG | Natural Gas Nonpeaker | 185.5 | 2001
12686 | Mississippi Power Co | 6073 | Victor J Daniel Jr | MS | Jackson | 4CT | Natural Gas Fired Combined Cycle | NG | Natural Gas Nonpeaker | 185.5 | 2001
12686 | Mississippi Power Co | 6073 | Victor J Daniel Jr | MS | Jackson | 4ST | Natural Gas Fired Combined Cycle | NG | Natural Gas Nonpeaker | 195.2 | 2001
56211 | KCP&L Greater Missouri Operations Co | 6074 | Greenwood (MO) | MO | Jackson | 1 | Natural Gas Fired Combustion Turbine | NG | Natural Gas Peaker | 61 | 1975
56211 | KCP&L Greater Missouri Operations Co | 6074 | Greenwood (MO) | MO | Jackson | 2 | Natural Gas Fired Combustion Turbine | NG | Natural Gas Peaker | 61 | 1975
56211 | KCP&L Greater Missouri Operations Co | 6074 | Greenwood (MO) | MO | Jackson | 3 | Natural Gas Fired Combustion Turbine | NG | Natural Gas Peaker | 61 | 1977
56211 | KCP&L Greater Missouri Operations Co | 6074 | Greenwood (MO) | MO | Jackson | 4 | Natural Gas Fired Combustion Turbine | NG | Natural Gas Peaker | 61 | 1979
15298 | Talen Montana LLC | 6076 | Colstrip | MT | Rosebud | 1 | Conventional Steam Coal | SUB | Hard Coal | 358 | 1975
15298 | Talen Montana LLC | 6076 | Colstrip | MT | Rosebud | 2 | Conventional Steam Coal | SUB | Hard Coal | 358 | 1976
15298 | Talen Montana LLC | 6076 | Colstrip | MT | Rosebud | 3 | Conventional Steam Coal | SUB | Hard Coal | 778 | 1984
15298 | Talen Montana LLC | 6076 | Colstrip | MT | Rosebud | 4 | Conventional Steam Coal | SUB | Hard Coal | 778 | 1986
13337 | Nebraska Public Power District | 6077 | Gerald Gentleman | NE | Lincoln | 1 | Conventional Steam Coal | SUB | Hard Coal | 681.3 | 1979
13337 | Nebraska Public Power District | 6077 | Gerald Gentleman | NE | Lincoln | 2 | Conventional Steam Coal | SUB | Hard Coal | 681.3 | 1982
11806 | Massachusetts Mun Wholes Electric Co | 6081 | Stony Brook | MA | Hampden | 1 | Petroleum Liquids | DFO | Petroleum | 85 | 1982
11806 | Massachusetts Mun Wholes Electric Co | 6081 | Stony Brook | MA | Hampden | 2 | Petroleum Liquids | DFO | Petroleum | 85 | 1982
11806 | Massachusetts Mun Wholes Electric Co | 6081 | Stony Brook | MA | Hampden | BS#1 | Petroleum Liquids | DFO | Petroleum | 2 | 2007
11806 | Massachusetts Mun Wholes Electric Co | 6081 | Stony Brook | MA | Hampden | BS#2 | Petroleum Liquids | DFO | Petroleum | 2 | 2007
11806 | Massachusetts Mun Wholes Electric Co | 6081 | Stony Brook | MA | Hampden | CA1 | Petroleum Liquids | DFO | Petroleum | 105 | 1981
11806 | Massachusetts Mun Wholes Electric Co | 6081 | Stony Brook | MA | Hampden | CT1 | Petroleum Liquids | DFO | Petroleum | 85 | 1981
11806 | Massachusetts Mun Wholes Electric Co | 6081 | Stony Brook | MA | Hampden | CT2 | Petroleum Liquids | DFO | Petroleum | 85 | 1981
11806 | Massachusetts Mun Wholes Electric Co | 6081 | Stony Brook | MA | Hampden | CT3 | Petroleum Liquids | DFO | Petroleum | 85 | 1981
11806 | Massachusetts Mun Wholes Electric Co | 6081 | Stony Brook | MA | Hampden | EDSI | Petroleum Liquids | DFO | Petroleum | 0.6 | 1981
22129 | Somerset Operating Co LLC | 6082 | Somerset Operating Co LLC | NY | Niagara | 1 | Conventional Steam Coal | BIT | Hard Coal | 655.1 | 1984
50048 | TransCanada Hydro Northeast Inc., | 6083 | Deerfield 3 | MA | Franklin | GEN1 | Conventional Hydroelectric | WAT | Hydro | 1.6 | 1912
50048 | TransCanada Hydro Northeast Inc., | 6083 | Deerfield 3 | MA | Franklin | GEN2 | Conventional Hydroelectric | WAT | Hydro | 1.6 | 1912
50048 | TransCanada Hydro Northeast Inc., | 6083 | Deerfield 3 | MA | Franklin | GEN3 | Conventional Hydroelectric | WAT | Hydro | 1.6 | 1912
13756 | Northern Indiana Pub Serv Co | 6085 | R M Schahfer | IN | Jasper | 14 | Conventional Steam Coal | SUB | Hard Coal | 540 | 1976
13756 | Northern Indiana Pub Serv Co | 6085 | R M Schahfer | IN | Jasper | 15 | Conventional Steam Coal | SUB | Hard Coal | 556.4 | 1979
13756 | Northern Indiana Pub Serv Co | 6085 | R M Schahfer | IN | Jasper | 16A | Natural Gas Fired Combustion Turbine | NG | Natural Gas Peaker | 129 | 1979
13756 | Northern Indiana Pub Serv Co | 6085 | R M Schahfer | IN | Jasper | 16B | Natural Gas Fired Combustion Turbine | NG | Natural Gas Peaker | 129 | 1979
13756 | Northern Indiana Pub Serv Co | 6085 | R M Schahfer | IN | Jasper | 17 | Conventional Steam Coal | BIT | Hard Coal | 423.5 | 1983
13756 | Northern Indiana Pub Serv Co | 6085 | R M Schahfer | IN | Jasper | 18 | Conventional Steam Coal | BIT | Hard Coal | 423.5 | 1986
13781 | Northern States Power Co - Minnesota | 6086 | Cornell | WI | Chippewa | 1 | Conventional Hydroelectric | WAT | Hydro | 11.5 | 1976
13781 | Northern States Power Co - Minnesota | 6086 | Cornell | WI | Chippewa | 2 | Conventional Hydroelectric | WAT | Hydro | 11.5 | 1976
13781 | Northern States Power Co - Minnesota | 6086 | Cornell | WI | Chippewa | 3 | Conventional Hydroelectric | WAT | Hydro | 11.5 | 1976
13781 | Northern States Power Co - Minnesota | 6086 | Cornell | WI | Chippewa | 4 | Conventional Hydroelectric | WAT | Hydro | 0.8 | 1977
7140 | Georgia Power Co | 6087 | Wallace Dam | GA | Hancock | 1 | Hydroelectric Pumped Storage | WAT | Other | 52.2 | 1980
7140 | Georgia Power Co | 6087 | Wallace Dam | GA | Hancock | 2 | Hydroelectric Pumped Storage | WAT | Other | 52.2 | 1980
7140 | Georgia Power Co | 6087 | Wallace Dam | GA | Hancock | 3 | Conventional Hydroelectric | WAT | Hydro | 56.2 | 1980
7140 | Georgia Power Co | 6087 | Wallace Dam | GA | Hancock | 4 | Conventional Hydroelectric | WAT | Hydro | 56.2 | 1980
7140 | Georgia Power Co | 6087 | Wallace Dam | GA | Hancock | 5 | Hydroelectric Pumped Storage | WAT | Other | 52.2 | 1980
7140 | Georgia Power Co | 6087 | Wallace Dam | GA | Hancock | 6 | Hydroelectric Pumped Storage | WAT | Other | 52.2 | 1979
24211 | Tucson Electric Power Co | 6088 | North Loop | AZ | PIMA | 1 | Natural Gas Fired Combustion Turbine | NG | Natural Gas Peaker | 27 | 1972
24211 | Tucson Electric Power Co | 6088 | North Loop | AZ | PIMA | 2 | Natural Gas Fired Combustion Turbine | NG | Natural Gas Peaker | 27 | 1972
24211 | Tucson Electric Power Co | 6088 | North Loop | AZ | PIMA | 3 | Natural Gas Fired Combustion Turbine | NG | Natural Gas Peaker | 27 | 1972
24211 | Tucson Electric Power Co | 6088 | North Loop | AZ | PIMA | 4 | Natural Gas Fired Combustion Turbine | NG | Natural Gas Peaker | 26.8 | 2001
12199 | Montana-Dakota Utilities Co | 6089 | Lewis & Clark | MT | Richland | 1 | Conventional Steam Coal | LIG | Lignite | 50 | 1958
13781 | Northern States Power Co - Minnesota | 6090 | Sherburne County | MN | Sherburne | 1 | Conventional Steam Coal | SUB | Hard Coal | 765.3 | 1976
13781 | Northern States Power Co - Minnesota | 6090 | Sherburne County | MN | Sherburne | 2 | Conventional Steam Coal | SUB | Hard Coal | 765.3 | 1977
13781 | Northern States Power Co - Minnesota | 6090 | Sherburne County | MN | Sherburne | 3 | Conventional Steam Coal | SUB | Hard Coal | 938.7 | 1987
1307 | Basin Electric Power Coop | 6092 | Spirit Mound | SD | Clay | 1 | Petroleum Liquids | DFO | Petroleum | 67.5 | 1978
1307 | Basin Electric Power Coop | 6092 | Spirit Mound | SD | Clay | 2 | Petroleum Liquids | DFO | Petroleum | 67.5 | 1978
6526 | FirstEnergy Generation Corp | 6094 | FirstEnergy Bruce Mansfield | PA | Beaver | 1 | Conventional Steam Coal | BIT | Hard Coal | 913.7 | 1976
6526 | FirstEnergy Generation Corp | 6094 | FirstEnergy Bruce Mansfield | PA | Beaver | 2 | Conventional Steam Coal | BIT | Hard Coal | 913.7 | 1977
6526 | FirstEnergy Generation Corp | 6094 | FirstEnergy Bruce Mansfield | PA | Beaver | 3 | Conventional Steam Coal | BIT | Hard Coal | 913.7 | 1980
14063 | Oklahoma Gas & Electric Co | 6095 | Sooner | OK | Noble | 1 | Conventional Steam Coal | SUB | Hard Coal | 569 | 1979
14063 | Oklahoma Gas & Electric Co | 6095 | Sooner | OK | Noble | 2 | Conventional Steam Coal | SUB | Hard Coal | 569 | 1980
14127 | Omaha Public Power District | 6096 | Nebraska City | NE | Otoe | 1 | Conventional Steam Coal | SUB | Hard Coal | 651.6 | 1979
14127 | Omaha Public Power District | 6096 | Nebraska City | NE | Otoe | 2 | Conventional Steam Coal | SUB | Hard Coal | 738 | 2009
14232 | Otter Tail Power Co | 6098 | Big Stone | SD | Grant | 1 | Conventional Steam Coal | SUB | Hard Coal | 456 | 1975
14232 | Otter Tail Power Co | 6098 | Big Stone | SD | Grant | D1 | Petroleum Liquids | DFO | Petroleum | 1 | 1975
14328 | Pacific Gas & Electric Co | 6099 | Diablo Canyon | CA | San Luis Obispo | 1 | Nuclear | NUC | Nuclear | 1159 | 1985
14328 | Pacific Gas & Electric Co | 6099 | Diablo Canyon | CA | San Luis Obispo | 2 | Nuclear | NUC | Nuclear | 1164 | 1986
14328 | Pacific Gas & Electric Co | 6100 | Helms Pumped Storage | CA | Fresno | 1 | Hydroelectric Pumped Storage | WAT | Other | 351 | 1984
14328 | Pacific Gas & Electric Co | 6100 | Helms Pumped Storage | CA | Fresno | 2 | Hydroelectric Pumped Storage | WAT | Other | 351 | 1984
14328 | Pacific Gas & Electric Co | 6100 | Helms Pumped Storage | CA | Fresno | 3 | Hydroelectric Pumped Storage | WAT | Other | 351 | 1984
14354 | PacifiCorp | 6101 | Wyodak | WY | Campbell | 1 | Conventional Steam Coal | SUB | Hard Coal | 402.3 | 1978
14266 | TalenEnergy Susquehanna LLC | 6103 | TalenEnergy Susquehanna | PA | Luzerne | 1 | Nuclear | NUC | Nuclear | 1298 | 1983
14266 | TalenEnergy Susquehanna LLC | 6103 | TalenEnergy Susquehanna | PA | Luzerne | 2 | Nuclear | NUC | Nuclear | 1298 | 1985
55951 | Exelon Nuclear | 6105 | Limerick | PA | Montgomery | 1 | Nuclear | NUC | Nuclear | 1138.5 | 1986
55951 | Exelon Nuclear | 6105 | Limerick | PA | Montgomery | 2 | Nuclear | NUC | Nuclear | 1138.5 | 1990
15248 | Portland General Electric Co | 6106 | Boardman | OR | Morrow | 1 | Conventional Steam Coal | SUB | Hard Coal | 642.2 | 1980
5943 | Entergy Nuc Fitzpatrick LLC | 6110 | James A Fitzpatrick | NY | Oswego | 1 | Nuclear | NUC | Nuclear | 882 | 1976
15466 | Public Service Co of Colorado | 6112 | Fort St Vrain | CO | Weld | 1 | Natural Gas Fired Combined Cycle | NG | Natural Gas Nonpeaker | 342.6 | 1998
15466 | Public Service Co of Colorado | 6112 | Fort St Vrain | CO | Weld | 2 | Natural Gas Fired Combined Cycle | NG | Natural Gas Nonpeaker | 175.1 | 1996
15466 | Public Service Co of Colorado | 6112 | Fort St Vrain | CO | Weld | 3 | Natural Gas Fired Combined Cycle | NG | Natural Gas Nonpeaker | 175.1 | 1999
15466 | Public Service Co of Colorado | 6112 | Fort St Vrain | CO | Weld | 4 | Natural Gas Fired Combined Cycle | NG | Natural Gas Nonpeaker | 175.1 | 2001
15466 | Public Service Co of Colorado | 6112 | Fort St Vrain | CO | Weld | 5 | Natural Gas Fired Combustion Turbine | NG | Natural Gas Peaker | 140.3 | 2009
15466 | Public Service Co of Colorado | 6112 | Fort St Vrain | CO | Weld | 6 | Natural Gas Fired Combustion Turbine | NG | Natural Gas Peaker | 140.3 | 2009
15470 | Duke Energy Indiana, LLC | 6113 | Gibson | IN | Gibson | 1 | Conventional Steam Coal | BIT | Hard Coal | 667.9 | 1976
15470 | Duke Energy Indiana, LLC | 6113 | Gibson | IN | Gibson | 2 | Conventional Steam Coal | BIT | Hard Coal | 667.9 | 1975
15470 | Duke Energy Indiana, LLC | 6113 | Gibson | IN | Gibson | 3 | Conventional Steam Coal | BIT | Hard Coal | 667.9 | 1978
15470 | Duke Energy Indiana, LLC | 6113 | Gibson | IN | Gibson | 4 | Conventional Steam Coal | BIT | Hard Coal | 667.9 | 1979
15470 | Duke Energy Indiana, LLC | 6113 | Gibson | IN | Gibson | 5 | Conventional Steam Coal | BIT | Hard Coal | 667.9 | 1982
6854 | NextEra Energy Seabrook LLC | 6115 | Seabrook | NH | Rockingham | 1 | Nuclear | NUC | Nuclear | 1242 | 1990
15478 | PSEG Nuclear LLC | 6118 | PSEG Hope Creek Generating Station | NJ | Salem | 1 | Nuclear | NUC | Nuclear | 1290.7 | 1986
50048 | TransCanada Hydro Northeast Inc., | 6119 | Deerfield 4 | MA | Franklin | GEN1 | Conventional Hydroelectric | WAT | Hydro | 1.6 | 1912
50048 | TransCanada Hydro Northeast Inc., | 6119 | Deerfield 4 | MA | Franklin | GEN2 | Conventional Hydroelectric | WAT | Hydro | 1.6 | 1912
50048 | TransCanada Hydro Northeast Inc., | 6119 | Deerfield 4 | MA | Franklin | GEN3 | Conventional Hydroelectric | WAT | Hydro | 1.6 | 1912
15500 | Puget Sound Energy Inc | 6120 | Whitehorn | WA | Whatcom | 2 | Natural Gas Fired Combustion Turbine | NG | Natural Gas Peaker | 84.6 | 1981
15500 | Puget Sound Energy Inc | 6120 | Whitehorn | WA | Whatcom | 3 | Natural Gas Fired Combustion Turbine | NG | Natural Gas Peaker | 84.6 | 1981
55951 | Exelon Nuclear | 6122 | R E Ginna Nuclear Power Plant | NY | Wayne | 1 | Nuclear | NUC | Nuclear | 614 | 1970
7140 | Georgia Power Co | 6124 | McIntosh | GA | Effingham | 1 | Conventional Steam Coal | SUB | Hard Coal | 177.6 | 1979
7140 | Georgia Power Co | 6124 | McIntosh | GA | Effingham | CT1 | Natural Gas Fired Combustion Turbine | NG | Natural Gas Peaker | 101.3 | 1995
7140 | Georgia Power Co | 6124 | McIntosh | GA | Effingham | CT2 | Natural Gas Fired Combustion Turbine | NG | Natural Gas Peaker | 101.3 | 1995
7140 | Georgia Power Co | 6124 | McIntosh | GA | Effingham | CT3 | Natural Gas Fired Combustion Turbine | NG | Natural Gas Peaker | 101.3 | 1994
7140 | Georgia Power Co | 6124 | McIntosh | GA | Effingham | CT4 | Natural Gas Fired Combustion Turbine | NG | Natural Gas Peaker | 101.3 | 1994
7140 | Georgia Power Co | 6124 | McIntosh | GA | Effingham | CT5 | Natural Gas Fired Combustion Turbine | NG | Natural Gas Peaker | 101.3 | 1994
7140 | Georgia Power Co | 6124 | McIntosh | GA | Effingham | CT6 | Natural Gas Fired Combustion Turbine | NG | Natural Gas Peaker | 101.3 | 1994
7140 | Georgia Power Co | 6124 | McIntosh | GA | Effingham | CT7 | Natural Gas Fired Combustion Turbine | NG | Natural Gas Peaker | 101.3 | 1994
7140 | Georgia Power Co | 6124 | McIntosh | GA | Effingham | CT8 | Natural Gas Fired Combustion Turbine | NG | Natural Gas Peaker | 101.3 | 1994
17127 | Town of Shrewsbury - (MA) | 6125 | Shrewsbury | MA | Worcester | 1 | Petroleum Liquids | DFO | Petroleum | 2.8 | 1969
17127 | Town of Shrewsbury - (MA) | 6125 | Shrewsbury | MA | Worcester | 2 | Petroleum Liquids | DFO | Petroleum | 2.8 | 1969
17127 | Town of Shrewsbury - (MA) | 6125 | Shrewsbury | MA | Worcester | 3 | Petroleum Liquids | DFO | Petroleum | 2.8 | 1975
17127 | Town of Shrewsbury - (MA) | 6125 | Shrewsbury | MA | Worcester | 4 | Petroleum Liquids | DFO | Petroleum | 2.8 | 1975
17127 | Town of Shrewsbury - (MA) | 6125 | Shrewsbury | MA | Worcester | 5 | Petroleum Liquids | DFO | Petroleum | 2.8 | 1978
17539 | South Carolina Electric&Gas Company | 6126 | Fairfield Pumped Storage | SC | Fairfield | 1 | Hydroelectric Pumped Storage | WAT | Other | 63.9 | 1978
17539 | South Carolina Electric&Gas Company | 6126 | Fairfield Pumped Storage | SC | Fairfield | 2 | Hydroelectric Pumped Storage | WAT | Other | 63.9 | 1978
17539 | South Carolina Electric&Gas Company | 6126 | Fairfield Pumped Storage | SC | Fairfield | 3 | Hydroelectric Pumped Storage | WAT | Other | 63.9 | 1978
17539 | South Carolina Electric&Gas Company | 6126 | Fairfield Pumped Storage | SC | Fairfield | 4 | Hydroelectric Pumped Storage | WAT | Other | 63.9 | 1978
17539 | South Carolina Electric&Gas Company | 6126 | Fairfield Pumped Storage | SC | Fairfield | 5 | Hydroelectric Pumped Storage | WAT | Other | 63.9 | 1978
17539 | South Carolina Electric&Gas Company | 6126 | Fairfield Pumped Storage | SC | Fairfield | 6 | Hydroelectric Pumped Storage | WAT | Other | 63.9 | 1978
17539 | South Carolina Electric&Gas Company | 6126 | Fairfield Pumped Storage | SC | Fairfield | 7 | Hydroelectric Pumped Storage | WAT | Other | 63.9 | 1978
17539 | South Carolina Electric&Gas Company | 6126 | Fairfield Pumped Storage | SC | Fairfield | 8 | Hydroelectric Pumped Storage | WAT | Other | 63.9 | 1978
17539 | South Carolina Electric&Gas Company | 6127 | V C Summer | SC | Fairfield | 1 | Nuclear | NUC | Nuclear | 1029.6 | 1984
9339 | International Bound & Wtr Comm | 6128 | Amistad Dam & Power | TX | Val Verde | 1 | Conventional Hydroelectric | WAT | Hydro | 33 | 1983
9339 | International Bound & Wtr Comm | 6128 | Amistad Dam & Power | TX | Val Verde | 2 | Conventional Hydroelectric | WAT | Hydro | 33 | 1983
27813 | USCE-Mobile District | 6130 | Carters | GA | Murray | 1 | Conventional Hydroelectric | WAT | Hydro | 125 | 1975
27813 | USCE-Mobile District | 6130 | Carters | GA | Murray | 2 | Conventional Hydroelectric | WAT | Hydro | 125 | 1975
27813 | USCE-Mobile District | 6130 | Carters | GA | Murray | 3 | Hydroelectric Pumped Storage | WAT | Other | 125 | 1977
27813 | USCE-Mobile District | 6130 | Carters | GA | Murray | 4 | Hydroelectric Pumped Storage | WAT | Other | 125 | 1977
27813 | USCE-Mobile District | 6131 | Jones Bluff | AL | Autauga | 1 | Conventional Hydroelectric | WAT | Hydro | 20.5 | 1975
27813 | USCE-Mobile District | 6131 | Jones Bluff | AL | Autauga | 2 | Conventional Hydroelectric | WAT | Hydro | 20.5 | 1975
27813 | USCE-Mobile District | 6131 | Jones Bluff | AL | Autauga | 3 | Conventional Hydroelectric | WAT | Hydro | 20.5 | 1975
27813 | USCE-Mobile District | 6131 | Jones Bluff | AL | Autauga | 4 | Conventional Hydroelectric | WAT | Hydro | 20.5 | 1975
19375 | USCE-Savannah District | 6132 | Richard B Russell | GA | Elbert | 1 | Conventional Hydroelectric | WAT | Hydro | 75 | 1985
19375 | USCE-Savannah District | 6132 | Richard B Russell | GA | Elbert | 2 | Conventional Hydroelectric | WAT | Hydro | 75 | 1985
19375 | USCE-Savannah District | 6132 | Richard B Russell | GA | Elbert | 3 | Conventional Hydroelectric | WAT | Hydro | 75 | 1985
19375 | USCE-Savannah District | 6132 | Richard B Russell | GA | Elbert | 4 | Conventional Hydroelectric | WAT | Hydro | 75 | 1986
19375 | USCE-Savannah District | 6132 | Richard B Russell | GA | Elbert | 5 | Hydroelectric Pumped Storage | WAT | Other | 82 | 2002
19375 | USCE-Savannah District | 6132 | Richard B Russell | GA | Elbert | 6 | Hydroelectric Pumped Storage | WAT | Other | 82 | 2002
19375 | USCE-Savannah District | 6132 | Richard B Russell | GA | Elbert | 7 | Hydroelectric Pumped Storage | WAT | Other | 82 | 2002
19375 | USCE-Savannah District | 6132 | Richard B Russell | GA | Elbert | 8 | Hydroelectric Pumped Storage | WAT | Other | 82 | 2002
27813 | USCE-Mobile District | 6133 | West Point (GA) | GA | Troup | 1 | Conventional Hydroelectric | WAT | Hydro | 3.3 | 1975
27813 | USCE-Mobile District | 6133 | West Point (GA) | GA | Troup | 2 | Conventional Hydroelectric | WAT | Hydro | 35 | 1975
27813 | USCE-Mobile District | 6133 | West Point (GA) | GA | Troup | 3 | Conventional Hydroelectric | WAT | Hydro | 35 | 1975
18715 | Texas Municipal Power Agency | 6136 | Gibbons Creek | TX | Grimes | 1 | Conventional Steam Coal | SUB | Hard Coal | 453.5 | 1983
17633 | Southern Indiana Gas & Elec Co | 6137 | A B Brown | IN | Posey | 1 | Conventional Steam Coal | BIT | Hard Coal | 265.2 | 1979
17633 | Southern Indiana Gas & Elec Co | 6137 | A B Brown | IN | Posey | 2 | Conventional Steam Coal | BIT | Hard Coal | 265.2 | 1986
17633 | Southern Indiana Gas & Elec Co | 6137 | A B Brown | IN | Posey | 4 | Natural Gas Fired Combustion Turbine | NG | Natural Gas Peaker | 88.2 | 1991
17633 | Southern Indiana Gas & Elec Co | 6137 | A B Brown | IN | Posey | 5 | Natural Gas Fired Combustion Turbine | NG | Natural Gas Peaker | 88.2 | 2002
17698 | Southwestern Electric Power Co | 6138 | Flint Creek | AR | Benton | 1 | Conventional Steam Coal | SUB | Hard Coal | 558 | 1978
17698 | Southwestern Electric Power Co | 6139 | Welsh | TX | Titus | 1 | Conventional Steam Coal | SUB | Hard Coal | 558 | 1977
17698 | Southwestern Electric Power Co | 6139 | Welsh | TX | Titus | 2 | Conventional Steam Coal | SUB | Hard Coal | 558 | 1980
17698 | Southwestern Electric Power Co | 6139 | Welsh | TX | Titus | 3 | Conventional Steam Coal | SUB | Hard Coal | 558 | 1982
26618 | USCE-St Louis District | 6140 | Clarence Cannon | MO | Ralls | 1 | Conventional Hydroelectric | WAT | Hydro | 27 | 1984
26618 | USCE-St Louis District | 6140 | Clarence Cannon | MO | Ralls | 2 | Hydroelectric Pumped Storage | WAT | Other | 31 | 1984
25477 | USCE-Kansas City District | 6141 | Harry Truman | MO | Benton | 1 | Hydroelectric Pumped Storage | WAT | Other | 26.9 | 1982
25477 | USCE-Kansas City District | 6141 | Harry Truman | MO | Benton | 2 | Hydroelectric Pumped Storage | WAT | Other | 26.9 | 1982
25477 | USCE-Kansas City District | 6141 | Harry Truman | MO | Benton | 3 | Hydroelectric Pumped Storage | WAT | Other | 26.9 | 1982
25477 | USCE-Kansas City District | 6141 | Harry Truman | MO | Benton | 4 | Hydroelectric Pumped Storage | WAT | Other | 26.9 | 1982
25477 | USCE-Kansas City District | 6141 | Harry Truman | MO | Benton | 5 | Hydroelectric Pumped Storage | WAT | Other | 26.9 | 1981
25477 | USCE-Kansas City District | 6141 | Harry Truman | MO | Benton | 6 | Hydroelectric Pumped Storage | WAT | Other | 26.9 | 1979
19647 | USCE-Little Rock District | 6142 | Ozark | AR | Franklin | 1 | Conventional Hydroelectric | WAT | Hydro | 20 | 1972
19647 | USCE-Little Rock District | 6142 | Ozark | AR | Franklin | 2 | Conventional Hydroelectric | WAT | Hydro | 20 | 1973
19647 | USCE-Little Rock District | 6142 | Ozark | AR | Franklin | 3 | Conventional Hydroelectric | WAT | Hydro | 20 | 1973
19647 | USCE-Little Rock District | 6142 | Ozark | AR | Franklin | 4 | Conventional Hydroelectric | WAT | Hydro | 20 | 1973
19647 | USCE-Little Rock District | 6142 | Ozark | AR | Franklin | 5 | Conventional Hydroelectric | WAT | Hydro | 20 | 1974
56211 | KCP&L Greater Missouri Operations Co | 6144 | Kansas City International | MO | Platte | 1 | Natural Gas Fired Combustion Turbine | NG | Natural Gas Peaker | 18 | 1977
56211 | KCP&L Greater Missouri Operations Co | 6144 | Kansas City International | MO | Platte | 2 | Natural Gas Fired Combustion Turbine | NG | Natural Gas Peaker | 18 | 1977
55983 | Luminant Generation Company LLC | 6145 | Comanche Peak | TX | Somervell | 1 | Nuclear | NUC | Nuclear | 1215 | 1990
55983 | Luminant Generation Company LLC | 6145 | Comanche Peak | TX | Somervell | 2 | Nuclear | NUC | Nuclear | 1215 | 1993
55983 | Luminant Generation Company LLC | 6146 | Martin Lake | TX | Rusk | 1 | Conventional Steam Coal | LIG | Lignite | 793.2 | 1977
55983 | Luminant Generation Company LLC | 6146 | Martin Lake | TX | Rusk | 2 | Conventional Steam Coal | LIG | Lignite | 793.2 | 1978
55983 | Luminant Generation Company LLC | 6146 | Martin Lake | TX | Rusk | 3 | Conventional Steam Coal | LIG | Lignite | 793.2 | 1979
55983 | Luminant Generation Company LLC | 6147 | Monticello | TX | Titus | 1 | Conventional Steam Coal | SUB | Hard Coal | 593.4 | 1974
55983 | Luminant Generation Company LLC | 6147 | Monticello | TX | Titus | 2 | Conventional Steam Coal | SUB | Hard Coal | 593.4 | 1975
55983 | Luminant Generation Company LLC | 6147 | Monticello | TX | Titus | 3 | Conventional Steam Coal | SUB | Hard Coal | 793.2 | 1995
50161 | FirstEnergy Nuclear Operating Company | 6149 | Davis Besse | OH | Ottawa | 1 | Nuclear | NUC | Nuclear | 925.2 | 1977
18642 | Tennessee Valley Authority | 6150 | Bellefonte | AL | Jackson | DG-1 | Petroleum Liquids | DFO | Petroleum | 7 | 1998
18642 | Tennessee Valley Authority | 6150 | Bellefonte | AL | Jackson | DG-2 | Petroleum Liquids | DFO | Petroleum | 7 | 1998
18642 | Tennessee Valley Authority | 6151 | Raccoon Mountain | TN | Hamilton | 1 | Hydroelectric Pumped Storage | WAT | Other | 428.4 | 1979
18642 | Tennessee Valley Authority | 6151 | Raccoon Mountain | TN | Hamilton | 2 | Hydroelectric Pumped Storage | WAT | Other | 428.4 | 1978
18642 | Tennessee Valley Authority | 6151 | Raccoon Mountain | TN | Hamilton | 3 | Hydroelectric Pumped Storage | WAT | Other | 428.4 | 1979
18642 | Tennessee Valley Authority | 6151 | Raccoon Mountain | TN | Hamilton | 4 | Hydroelectric Pumped Storage | WAT | Other | 428.4 | 1979
18642 | Tennessee Valley Authority | 6152 | Sequoyah | TN | Hamilton | 1 | Nuclear | NUC | Nuclear | 1220.5 | 1981
18642 | Tennessee Valley Authority | 6152 | Sequoyah | TN | Hamilton | 2 | Nuclear | NUC | Nuclear | 1220.5 | 1982
19436 | Union Electric Co - (MO) | 6153 | Callaway | MO | Callaway | 1 | Nuclear | NUC | Nuclear | 1235.8 | 1984
19436 | Union Electric Co - (MO) | 6155 | Rush Island | MO | Jefferson | 1 | Conventional Steam Coal | SUB | Hard Coal | 621 | 1976
19436 | Union Electric Co - (MO) | 6155 | Rush Island | MO | Jefferson | 2 | Conventional Steam Coal | SUB | Hard Coal | 621 | 1977
15452 | PSEG Power Connecticut LLC | 6156 | New Haven Harbor | CT | New Haven | 1 | Petroleum Liquids | RFO | Petroleum | 460 | 1975
15452 | PSEG Power Connecticut LLC | 6156 | New Haven Harbor | CT | New Haven | 2 | Petroleum Liquids | KER | Petroleum | 60.5 | 2012
15452 | PSEG Power Connecticut LLC | 6156 | New Haven Harbor | CT | New Haven | 3 | Petroleum Liquids | KER | Petroleum | 60.5 | 2012
15452 | PSEG Power Connecticut LLC | 6156 | New Haven Harbor | CT | New Haven | 4 | Petroleum Liquids | KER | Petroleum | 60.5 | 2012
2518 | U S Bureau of Reclamation | 6158 | New Melones | CA | Tuolumne | 1 | Conventional Hydroelectric | WAT | Hydro | 150 | 1979
2518 | U S Bureau of Reclamation | 6158 | New Melones | CA | Tuolumne | 2 | Conventional Hydroelectric | WAT | Hydro | 150 | 1979
2518 | U S Bureau of Reclamation | 6159 | Crystal | CO | Montrose | 1 | Conventional Hydroelectric | WAT | Hydro | 28 | 1978
2518 | U S Bureau of Reclamation | 6163 | Grand Coulee | WA | Grant | 1 | Conventional Hydroelectric | WAT | Hydro | 125 | 1942
2518 | U S Bureau of Reclamation | 6163 | Grand Coulee | WA | Grant | 10 | Conventional Hydroelectric | WAT | Hydro | 125 | 1951
2518 | U S Bureau of Reclamation | 6163 | Grand Coulee | WA | Grant | 11 | Conventional Hydroelectric | WAT | Hydro | 125 | 1951
2518 | U S Bureau of Reclamation | 6163 | Grand Coulee | WA | Grant | 12 | Conventional Hydroelectric | WAT | Hydro | 125 | 1951
2518 | U S Bureau of Reclamation | 6163 | Grand Coulee | WA | Grant | 13 | Conventional Hydroelectric | WAT | Hydro | 125 | 1950
2518 | U S Bureau of Reclamation | 6163 | Grand Coulee | WA | Grant | 14 | Conventional Hydroelectric | WAT | Hydro | 125 | 1950
2518 | U S Bureau of Reclamation | 6163 | Grand Coulee | WA | Grant | 15 | Conventional Hydroelectric | WAT | Hydro | 125 | 1950
2518 | U S Bureau of Reclamation | 6163 | Grand Coulee | WA | Grant | 16 | Conventional Hydroelectric | WAT | Hydro | 125 | 1949
2518 | U S Bureau of Reclamation | 6163 | Grand Coulee | WA | Grant | 17 | Conventional Hydroelectric | WAT | Hydro | 125 | 1949
2518 | U S Bureau of Reclamation | 6163 | Grand Coulee | WA | Grant | 18 | Conventional Hydroelectric | WAT | Hydro | 125 | 1949
2518 | U S Bureau of Reclamation | 6163 | Grand Coulee | WA | Grant | 19 | Conventional Hydroelectric | WAT | Hydro | 600 | 1975
2518 | U S Bureau of Reclamation | 6163 | Grand Coulee | WA | Grant | 2 | Conventional Hydroelectric | WAT | Hydro | 125 | 1942
2518 | U S Bureau of Reclamation | 6163 | Grand Coulee | WA | Grant | 20 | Conventional Hydroelectric | WAT | Hydro | 600 | 1976
2518 | U S Bureau of Reclamation | 6163 | Grand Coulee | WA | Grant | 21 | Conventional Hydroelectric | WAT | Hydro | 600 | 1976
2518 | U S Bureau of Reclamation | 6163 | Grand Coulee | WA | Grant | 22 | Conventional Hydroelectric | WAT | Hydro | 805 | 1978
2518 | U S Bureau of Reclamation | 6163 | Grand Coulee | WA | Grant | 23 | Conventional Hydroelectric | WAT | Hydro | 805 | 1979
2518 | U S Bureau of Reclamation | 6163 | Grand Coulee | WA | Grant | 24 | Conventional Hydroelectric | WAT | Hydro | 805 | 1980
2518 | U S Bureau of Reclamation | 6163 | Grand Coulee | WA | Grant | 3 | Conventional Hydroelectric | WAT | Hydro | 125 | 1941
2518 | U S Bureau of Reclamation | 6163 | Grand Coulee | WA | Grant | 4 | Conventional Hydroelectric | WAT | Hydro | 125 | 1944
2518 | U S Bureau of Reclamation | 6163 | Grand Coulee | WA | Grant | 5 | Conventional Hydroelectric | WAT | Hydro | 125 | 1943
2518 | U S Bureau of Reclamation | 6163 | Grand Coulee | WA | Grant | 6 | Conventional Hydroelectric | WAT | Hydro | 125 | 1943
2518 | U S Bureau of Reclamation | 6163 | Grand Coulee | WA | Grant | 7 | Conventional Hydroelectric | WAT | Hydro | 125 | 1947
2518 | U S Bureau of Reclamation | 6163 | Grand Coulee | WA | Grant | 8 | Conventional Hydroelectric | WAT | Hydro | 125 | 1943
2518 | U S Bureau of Reclamation | 6163 | Grand Coulee | WA | Grant | 9 | Conventional Hydroelectric | WAT | Hydro | 125 | 1948
2518 | U S Bureau of Reclamation | 6163 | Grand Coulee | WA | Grant | LS1 | Conventional Hydroelectric | WAT | Hydro | 10 | 1941
2518 | U S Bureau of Reclamation | 6163 | Grand Coulee | WA | Grant | LS2 | Conventional Hydroelectric | WAT | Hydro | 10 | 1941
2518 | U S Bureau of Reclamation | 6163 | Grand Coulee | WA | Grant | LS3 | Conventional Hydroelectric | WAT | Hydro | 10 | 1951
2518 | U S Bureau of Reclamation | 6163 | Grand Coulee | WA | Grant | PG10 | Hydroelectric Pumped Storage | WAT | Other | 53.5 | 1983
2518 | U S Bureau of Reclamation | 6163 | Grand Coulee | WA | Grant | PG11 | Hydroelectric Pumped Storage | WAT | Other | 53.5 | 1983
2518 | U S Bureau of Reclamation | 6163 | Grand Coulee | WA | Grant | PG12 | Hydroelectric Pumped Storage | WAT | Other | 53.5 | 1984
2518 | U S Bureau of Reclamation | 6163 | Grand Coulee | WA | Grant | PG7 | Hydroelectric Pumped Storage | WAT | Other | 50 | 1973
2518 | U S Bureau of Reclamation | 6163 | Grand Coulee | WA | Grant | PG8 | Hydroelectric Pumped Storage | WAT | Other | 50 | 1973
2518 | U S Bureau of Reclamation | 6163 | Grand Coulee | WA | Grant | PG9 | Hydroelectric Pumped Storage | WAT | Other | 53.5 | 1983
14354 | PacifiCorp | 6165 | Hunter | UT | Emery | 1 | Conventional Steam Coal | BIT | Hard Coal | 525 | 1978
14354 | PacifiCorp | 6165 | Hunter | UT | Emery | 2 | Conventional Steam Coal | BIT | Hard Coal | 525 | 1980
14354 | PacifiCorp | 6165 | Hunter | UT | Emery | 3 | Conventional Steam Coal | BIT | Hard Coal | 527.2 | 1983
9324 | Indiana Michigan Power Co | 6166 | Rockport | IN | Spencer | 1 | Conventional Steam Coal | SUB | Hard Coal | 1300 | 1984
9324 | Indiana Michigan Power Co | 6166 | Rockport | IN | Spencer | 2 | Conventional Steam Coal | SUB | Hard Coal | 1300 | 1989
19876 | Virginia Electric & Power Co | 6167 | Bath County | VA | Bath | 1 | Hydroelectric Pumped Storage | WAT | Other | 477 | 1985
19876 | Virginia Electric & Power Co | 6167 | Bath County | VA | Bath | 2 | Hydroelectric Pumped Storage | WAT | Other | 477 | 1985
19876 | Virginia Electric & Power Co | 6167 | Bath County | VA | Bath | 3 | Hydroelectric Pumped Storage | WAT | Other | 477 | 1985
19876 | Virginia Electric & Power Co | 6167 | Bath County | VA | Bath | 4 | Hydroelectric Pumped Storage | WAT | Other | 477 | 1985
19876 | Virginia Electric & Power Co | 6167 | Bath County | VA | Bath | 5 | Hydroelectric Pumped Storage | WAT | Other | 477 | 1985
19876 | Virginia Electric & Power Co | 6167 | Bath County | VA | Bath | 6 | Hydroelectric Pumped Storage | WAT | Other | 477 | 1985
19876 | Virginia Electric & Power Co | 6168 | North Anna | VA | Louisa | 1 | Nuclear | NUC | Nuclear | 979.7 | 1978
19876 | Virginia Electric & Power Co | 6168 | North Anna | VA | Louisa | 2 | Nuclear | NUC | Nuclear | 979.7 | 1980
19876 | Virginia Electric & Power Co | 6168 | North Anna | VA | Louisa | HC1 | Conventional Hydroelectric | WAT | Hydro | 1 | 1987
20847 | Wisconsin Electric Power Co | 6170 | Pleasant Prairie | WI | Kenosha | 1 | Conventional Steam Coal | SUB | Hard Coal | 616.6 | 1980
20847 | Wisconsin Electric Power Co | 6170 | Pleasant Prairie | WI | Kenosha | 2 | Conventional Steam Coal | SUB | Hard Coal | 616.6 | 1985
20847 | Wisconsin Electric Power Co | 6170 | Pleasant Prairie | WI | Kenosha | 3 | Petroleum Liquids | DFO | Petroleum | 2 | 1985
19462 | USCE-Nashville District | 6171 | Laurel Dam | KY | Laurel | 1 | Conventional Hydroelectric | WAT | Hydro | 70 | 1977
19400 | USACE Northwestern Division | 6172 | Libby | MT | Lincoln | 1 | Conventional Hydroelectric | WAT | Hydro | 105 | 1975
19400 | USACE Northwestern Division | 6172 | Libby | MT | Lincoln | 2 | Conventional Hydroelectric | WAT | Hydro | 105 | 1975
19400 | USACE Northwestern Division | 6172 | Libby | MT | Lincoln | 3 | Conventional Hydroelectric | WAT | Hydro | 105 | 1976
19400 | USACE Northwestern Division | 6172 | Libby | MT | Lincoln | 4 | Conventional Hydroelectric | WAT | Hydro | 105 | 1976
19400 | USACE Northwestern Division | 6172 | Libby | MT | Lincoln | 5 | Conventional Hydroelectric | WAT | Hydro | 105 | 1984
19400 | USACE Northwestern Division | 6174 | Lost Creek | OR | Jackson | 1 | Conventional Hydroelectric | WAT | Hydro | 24.5 | 1977
19400 | USACE Northwestern Division | 6174 | Lost Creek | OR | Jackson | 2 | Conventional Hydroelectric | WAT | Hydro | 24.5 | 1977
19400 | USACE Northwestern Division | 6175 | Lower Granite | WA | Whitman | 1 | Conventional Hydroelectric | WAT | Hydro | 135 | 1975
19400 | USACE Northwestern Division | 6175 | Lower Granite | WA | Whitman | 2 | Conventional Hydroelectric | WAT | Hydro | 135 | 1975
19400 | USACE Northwestern Division | 6175 | Lower Granite | WA | Whitman | 3 | Conventional Hydroelectric | WAT | Hydro | 135 | 1975
19400 | USACE Northwestern Division | 6175 | Lower Granite | WA | Whitman | 4 | Conventional Hydroelectric | WAT | Hydro | 135 | 1978
19400 | USACE Northwestern Division | 6175 | Lower Granite | WA | Whitman | 5 | Conventional Hydroelectric | WAT | Hydro | 135 | 1978
19400 | USACE Northwestern Division | 6175 | Lower Granite | WA | Whitman | 6 | Conventional Hydroelectric | WAT | Hydro | 135 | 1978
16572 | Salt River Project | 6177 | Coronado | AZ | Apache | CO1 | Conventional Steam Coal | SUB | Hard Coal | 410.9 | 1979
16572 | Salt River Project | 6177 | Coronado | AZ | Apache | CO2 | Conventional Steam Coal | SUB | Hard Coal | 410.9 | 1980
56570 | Coleto Creek Power LP | 6178 | Coleto Creek | TX | Goliad | 1 | Conventional Steam Coal | SUB | Hard Coal | 622.4 | 1980
11269 | Lower Colorado River Authority | 6179 | Fayette Power Project | TX | Fayette | 1 | Conventional Steam Coal | SUB | Hard Coal | 615 | 1979
11269 | Lower Colorado River Authority | 6179 | Fayette Power Project | TX | Fayette | 2 | Conventional Steam Coal | SUB | Hard Coal | 615 | 1980
11269 | Lower Colorado River Authority | 6179 | Fayette Power Project | TX | Fayette | 3 | Conventional Steam Coal | SUB | Hard Coal | 460 | 1988
57097 | Oak Grove Management Co LLC | 6180 | Oak Grove (TX) | TX | Robertson | OG1 | Conventional Steam Coal | LIG | Lignite | 916.8 | 2010
57097 | Oak Grove Management Co LLC | 6180 | Oak Grove (TX) | TX | Robertson | OG2 | Conventional Steam Coal | LIG | Lignite | 878.6 | 2011
16604 | City of San Antonio - (TX) | 6181 | J T Deely | TX | Bexar | 1 | Conventional Steam Coal | SUB | Hard Coal | 486 | 1977
16604 | City of San Antonio - (TX) | 6181 | J T Deely | TX | Bexar | 2 | Conventional Steam Coal | SUB | Hard Coal | 446 | 1978
16624 | San Miguel Electric Coop, Inc | 6183 | San Miguel | TX | Atascosa | 1 | Conventional Steam Coal | LIG | Lignite | 410 | 1982
195 | Alabama Power Co | 6188 | Harris Dam | AL | Randolph | 1 | Conventional Hydroelectric | WAT | Hydro | 67.5 | 1983
195 | Alabama Power Co | 6188 | Harris Dam | AL | Randolph | 2 | Conventional Hydroelectric | WAT | Hydro | 67.5 | 1983
13994 | Oglethorpe Power Corporation | 6189 | Rocky Mountain Hydroelectric Plant | GA | Floyd | 1 | Hydroelectric Pumped Storage | WAT | Other | 282.6 | 1995
13994 | Oglethorpe Power Corporation | 6189 | Rocky Mountain Hydroelectric Plant | GA | Floyd | 2 | Hydroelectric Pumped Storage | WAT | Other | 282.6 | 1995
13994 | Oglethorpe Power Corporation | 6189 | Rocky Mountain Hydroelectric Plant | GA | Floyd | 3 | Hydroelectric Pumped Storage | WAT | Other | 282.6 | 1995
3265 | Cleco Power LLC | 6190 | Brame Energy Center | LA | Rapides | 1 | Natural Gas Steam Turbine | NG | Natural Gas Peaker | 445.5 | 1975
3265 | Cleco Power LLC | 6190 | Brame Energy Center | LA | Rapides | 2 | Conventional Steam Coal | SUB | Hard Coal | 558 | 1982
3265 | Cleco Power LLC | 6190 | Brame Energy Center | LA | Rapides | 3 | Petroleum Coke | PC | Hard Coal | 703.8 | 2010
17718 | Southwestern Public Service Co | 6193 | Harrington | TX | Potter | 1 | Conventional Steam Coal | SUB | Hard Coal | 360 | 1976
17718 | Southwestern Public Service Co | 6193 | Harrington | TX | Potter | 2 | Conventional Steam Coal | SUB | Hard Coal | 360 | 1978
17718 | Southwestern Public Service Co | 6193 | Harrington | TX | Potter | 3 | Conventional Steam Coal | SUB | Hard Coal | 360 | 1980
17718 | Southwestern Public Service Co | 6194 | Tolk | TX | Lamb | 1 | Conventional Steam Coal | SUB | Hard Coal | 567.9 | 1982
17718 | Southwestern Public Service Co | 6194 | Tolk | TX | Lamb | 2 | Conventional Steam Coal | SUB | Hard Coal | 567.9 | 1985
17833 | City Utilities of Springfield - (MO) | 6195 | John Twitty Energy Center | MO | Greene | GT1 | Natural Gas Fired Combustion Turbine | NG | Natural Gas Peaker | 57 | 1983
17833 | City Utilities of Springfield - (MO) | 6195 | John Twitty Energy Center | MO | Greene | GT2 | Natural Gas Fired Combustion Turbine | NG | Natural Gas Peaker | 52 | 1983
17833 | City Utilities of Springfield - (MO) | 6195 | John Twitty Energy Center | MO | Greene | ST1 | Conventional Steam Coal | SUB | Hard Coal | 194 | 1976
17833 | City Utilities of Springfield - (MO) | 6195 | John Twitty Energy Center | MO | Greene | ST2 | Conventional Steam Coal | SUB | Hard Coal | 300 | 2011
3255 | California Dept. of Water Resources | 6196 | W E Warne | CA | Los Angeles | 1 | Conventional Hydroelectric | WAT | Hydro | 37.1 | 1982
3255 | California Dept. of Water Resources | 6196 | W E Warne | CA | Los Angeles | 2 | Conventional Hydroelectric | WAT | Hydro | 37.1 | 1983
3413 | PUD No 1 of Chelan County | 6200 | Rock Island | WA | Chelan | A | Conventional Hydroelectric | WAT | Hydro | 1.2 | 1931
3413 | PUD No 1 of Chelan County | 6200 | Rock Island | WA | Chelan | B-1 | Conventional Hydroelectric | WAT | Hydro | 20.7 | 1931
3413 | PUD No 1 of Chelan County | 6200 | Rock Island | WA | Chelan | B-10 | Conventional Hydroelectric | WAT | Hydro | 22.5 | 1953
3413 | PUD No 1 of Chelan County | 6200 | Rock Island | WA | Chelan | B-2 | Conventional Hydroelectric | WAT | Hydro | 20.7 | 1931
3413 | PUD No 1 of Chelan County | 6200 | Rock Island | WA | Chelan | B-3 | Conventional Hydroelectric | WAT | Hydro | 20.7 | 1932
3413 | PUD No 1 of Chelan County | 6200 | Rock Island | WA | Chelan | B-4 | Conventional Hydroelectric | WAT | Hydro | 20.7 | 1932
3413 | PUD No 1 of Chelan County | 6200 | Rock Island | WA | Chelan | B-5 | Conventional Hydroelectric | WAT | Hydro | 22.5 | 1952
3413 | PUD No 1 of Chelan County | 6200 | Rock Island | WA | Chelan | B-6 | Conventional Hydroelectric | WAT | Hydro | 22.5 | 1952
3413 | PUD No 1 of Chelan County | 6200 | Rock Island | WA | Chelan | B-7 | Conventional Hydroelectric | WAT | Hydro | 22.5 | 1952
3413 | PUD No 1 of Chelan County | 6200 | Rock Island | WA | Chelan | B-8 | Conventional Hydroelectric | WAT | Hydro | 22.5 | 1953
3413 | PUD No 1 of Chelan County | 6200 | Rock Island | WA | Chelan | B-9 | Conventional Hydroelectric | WAT | Hydro | 22.5 | 1953
3413 | PUD No 1 of Chelan County | 6200 | Rock Island | WA | Chelan | U-1 | Conventional Hydroelectric | WAT | Hydro | 51.3 | 1979
3413 | PUD No 1 of Chelan County | 6200 | Rock Island | WA | Chelan | U-2 | Conventional Hydroelectric | WAT | Hydro | 51.3 | 1979
3413 | PUD No 1 of Chelan County | 6200 | Rock Island | WA | Chelan | U-3 | Conventional Hydroelectric | WAT | Hydro | 51.3 | 1979
3413 | PUD No 1 of Chelan County | 6200 | Rock Island | WA | Chelan | U-4 | Conventional Hydroelectric | WAT | Hydro | 51.3 | 1979
3413 | PUD No 1 of Chelan County | 6200 | Rock Island | WA | Chelan | U-5 | Conventional Hydroelectric | WAT | Hydro | 51.3 | 1978
3413 | PUD No 1 of Chelan County | 6200 | Rock Island | WA | Chelan | U-6 | Conventional Hydroelectric | WAT | Hydro | 51.3 | 1978
3413 | PUD No 1 of Chelan County | 6200 | Rock Island | WA | Chelan | U-7 | Conventional Hydroelectric | WAT | Hydro | 51.3 | 1978
3413 | PUD No 1 of Chelan County | 6200 | Rock Island | WA | Chelan | U-8 | Conventional Hydroelectric | WAT | Hydro | 51.3 | 1978
16868 | City of Seattle - (WA) | 6202 | Ross | WA | Whatcom | 41 | Conventional Hydroelectric | WAT | Hydro | 112.5 | 1956
16868 | City of Seattle - (WA) | 6202 | Ross | WA | Whatcom | 42 | Conventional Hydroelectric | WAT | Hydro | 112.5 | 1954
16868 | City of Seattle - (WA) | 6202 | Ross | WA | Whatcom | 43 | Conventional Hydroelectric | WAT | Hydro | 112.5 | 1953
16868 | City of Seattle - (WA) | 6202 | Ross | WA | Whatcom | 44 | Conventional Hydroelectric | WAT | Hydro | 112.5 | 1952
1307 | Basin Electric Power Coop | 6204 | Laramie River Station | WY | Platte | 1 | Conventional Steam Coal | SUB | Hard Coal | 570 | 1981
1307 | Basin Electric Power Coop | 6204 | Laramie River Station | WY | Platte | 2 | Conventional Steam Coal | SUB | Hard Coal | 570 | 1981
1307 | Basin Electric Power Coop | 6204 | Laramie River Station | WY | Platte | 3 | Conventional Steam Coal | SUB | Hard Coal | 570 | 1982
15466 | Public Service Co of Colorado | 6206 | Tacoma | CO | La Plata | 1 | Conventional Hydroelectric | WAT | Hydro | 2.3 | 1906
15466 | Public Service Co of Colorado | 6206 | Tacoma | CO | La Plata | 2 | Conventional Hydroelectric | WAT | Hydro | 2.3 | 1905
15466 | Public Service Co of Colorado | 6207 | Ames Hydro | CO | San Miguel | 1 | Conventional Hydroelectric | WAT | Hydro | 3.6 | 1906
2518 | U S Bureau of Reclamation | 6208 | Mount Elbert | CO | Lake | 1 | Hydroelectric Pumped Storage | WAT | Other | 100 | 1981
2518 | U S Bureau of Reclamation | 6208 | Mount Elbert | CO | Lake | 2 | Hydroelectric Pumped Storage | WAT | Other | 100 | 1984
20169 | Avista Corp | 6210 | Northeast (WA) | WA | Spokane | 1 | Natural Gas Fired Combustion Turbine | NG | Natural Gas Peaker | 61.8 | 1978
54803 | Dynegy Oakland, LLC | 6211 | Dynegy Oakland Power Plant | CA | Alameda | GEN1 | Petroleum Liquids | JF | Petroleum | 74.5 | 1978
54803 | Dynegy Oakland, LLC | 6211 | Dynegy Oakland Power Plant | CA | Alameda | GEN2 | Petroleum Liquids | JF | Petroleum | 74.5 | 1978
54803 | Dynegy Oakland, LLC | 6211 | Dynegy Oakland Power Plant | CA | Alameda | GEN3 | Petroleum Liquids | JF | Petroleum | 74.5 | 1978
9267 | Hoosier Energy R E C, Inc | 6213 | Merom | IN | Sullivan | 1 | Conventional Steam Coal | BIT | Hard Coal | 540 | 1983
9267 | Hoosier Energy R E C, Inc | 6213 | Merom | IN | Sullivan | 2 | Conventional Steam Coal | BIT | Hard Coal | 540 | 1982
5529 | City of Durant - (IA) | 6220 | Durant | IA | Cedar | 6A | Petroleum Liquids | DFO | Petroleum | 2 | 1970
5529 | City of Durant - (IA) | 6220 | Durant | IA | Cedar | 7 | Petroleum Liquids | DFO | Petroleum | 1.8 | 1998
5529 | City of Durant - (IA) | 6220 | Durant | IA | Cedar | 8 | Petroleum Liquids | DFO | Petroleum | 2.6 | 2011
5860 | Empire District Electric Co | 6223 | Empire Energy Center | MO | Jasper | 1 | Natural Gas Fired Combustion Turbine | NG | Natural Gas Peaker | 129 | 1978
5860 | Empire District Electric Co | 6223 | Empire Energy Center | MO | Jasper | 2 | Natural Gas Fired Combustion Turbine | NG | Natural Gas Peaker | 129 | 1981
5860 | Empire District Electric Co | 6223 | Empire Energy Center | MO | Jasper | 3 | Natural Gas Fired Combustion Turbine | NG | Natural Gas Peaker | 60.5 | 2003
5860 | Empire District Electric Co | 6223 | Empire Energy Center | MO | Jasper | 4 | Natural Gas Fired Combustion Turbine | NG | Natural Gas Peaker | 60.5 | 2003
9667 | City of Jasper - (IN) | 6225 | Jasper 2 | IN | Dubois | 1 | Conventional Steam Coal | BIT | Hard Coal | 14.5 | 1968
13337 | Nebraska Public Power District | 6229 | Mobile | NE | York | 1 | Petroleum Liquids | DFO | Petroleum | 1 | 1980
13337 | Nebraska Public Power District | 6229 | Mobile | NE | York | 2 | Petroleum Liquids | DFO | Petroleum | 1.6 | 1996
13337 | Nebraska Public Power District | 6229 | Mobile | NE | York | 500 | Petroleum Liquids | DFO | Petroleum | 0.5 | 1994
13781 | Northern States Power Co - Minnesota | 6231 | Apple River | WI | St Croix | 1 | Conventional Hydroelectric | WAT | Hydro | 0.8 | 1901
13781 | Northern States Power Co - Minnesota | 6231 | Apple River | WI | St Croix | 3 | Conventional Hydroelectric | WAT | Hydro | 0.8 | 1901
13781 | Northern States Power Co - Minnesota | 6231 | Apple River | WI | St Croix | 4 | Conventional Hydroelectric | WAT | Hydro | 0.8 | 1901
40307 | Prairie Power, Inc | 6238 | Pearl Station | IL | Pike | GT1 | Petroleum Liquids | DFO | Petroleum | 24 | 1973
2442 | City of Bryan - (TX) | 6243 | Dansby | TX | Brazos | 1 | Natural Gas Steam Turbine | NG | Natural Gas Peaker | 105 | 1978
2442 | City of Bryan - (TX) | 6243 | Dansby | TX | Brazos | 2 | Natural Gas Fired Combustion Turbine | NG | Natural Gas Peaker | 49.1 | 2004
2442 | City of Bryan - (TX) | 6243 | Dansby | TX | Brazos | 3 | Natural Gas Fired Combustion Turbine | NG | Natural Gas Peaker | 49.1 | 2010
15466 | Public Service Co of Colorado | 6248 | Pawnee | CO | Morgan | 1 | Conventional Steam Coal | SUB | Hard Coal | 552.3 | 1981
17543 | South Carolina Public Service Authority | 6249 | Winyah | SC | Georgetown | 1 | Conventional Steam Coal | BIT | Hard Coal | 315 | 1975
17543 | South Carolina Public Service Authority | 6249 | Winyah | SC | Georgetown | 2 | Conventional Steam Coal | BIT | Hard Coal | 315 | 1977
17543 | South Carolina Public Service Authority | 6249 | Winyah | SC | Georgetown | 3 | Conventional Steam Coal | BIT | Hard Coal | 315 | 1980
17543 | South Carolina Public Service Authority | 6249 | Winyah | SC | Georgetown | 4 | Conventional Steam Coal | BIT | Hard Coal | 315 | 1981
3046 | Duke Energy Progress - (NC) | 6250 | Mayo | NC | Person | 1 | Conventional Steam Coal | BIT | Hard Coal | 763.2 | 1983
21535 | STP Nuclear Operating Co | 6251 | South Texas Project | TX | Matagorda | 1 | Nuclear | NUC | Nuclear | 1354.3 | 1988
21535 | STP Nuclear Operating Co | 6251 | South Texas Project | TX | Matagorda | 2 | Nuclear | NUC | Nuclear | 1354.3 | 1989
20847 | Wisconsin Electric Power Co | 6253 | Germantown | WI | Washington | 1 | Petroleum Liquids | DFO | Petroleum | 61.2 | 1978
20847 | Wisconsin Electric Power Co | 6253 | Germantown | WI | Washington | 2 | Petroleum Liquids | DFO | Petroleum | 61.2 | 1978
20847 | Wisconsin Electric Power Co | 6253 | Germantown | WI | Washington | 3 | Petroleum Liquids | DFO | Petroleum | 61.2 | 1978
20847 | Wisconsin Electric Power Co | 6253 | Germantown | WI | Washington | 4 | Petroleum Liquids | DFO | Petroleum | 61.2 | 1978
20847 | Wisconsin Electric Power Co | 6253 | Germantown | WI | Washington | 5 | Natural Gas Fired Combustion Turbine | NG | Natural Gas Peaker | 90.9 | 2000
9417 | Interstate Power and Light Co | 6254 | Ottumwa | IA | Wapello | 1 | Conventional Steam Coal | SUB | Hard Coal | 725.9 | 1981
7140 | Georgia Power Co | 6257 | Scherer | GA | Monroe | 1 | Conventional Steam Coal | SUB | Hard Coal | 891 | 1982
7140 | Georgia Power Co | 6257 | Scherer | GA | Monroe | 2 | Conventional Steam Coal | SUB | Hard Coal | 891 | 1984
7140 | Georgia Power Co | 6257 | Scherer | GA | Monroe | 3 | Conventional Steam Coal | SUB | Hard Coal | 891 | 1987
7140 | Georgia Power Co | 6257 | Scherer | GA | Monroe | 4 | Conventional Steam Coal | SUB | Hard Coal | 891 | 1989
7140 | Georgia Power Co | 6258 | Wilson | GA | Burke | 5A | Petroleum Liquids | DFO | Petroleum | 53.1 | 1972
7140 | Georgia Power Co | 6258 | Wilson | GA | Burke | 5B | Petroleum Liquids | DFO | Petroleum | 53.1 | 1972
7140 | Georgia Power Co | 6258 | Wilson | GA | Burke | 5C | Petroleum Liquids | DFO | Petroleum | 53.1 | 1972
7140 | Georgia Power Co | 6258 | Wilson | GA | Burke | 5D | Petroleum Liquids | DFO | Petroleum | 53.1 | 1973
7140 | Georgia Power Co | 6258 | Wilson | GA | Burke | 5E | Petroleum Liquids | DFO | Petroleum | 53.1 | 1973
7140 | Georgia Power Co | 6258 | Wilson | GA | Burke | 5F | Petroleum Liquids | DFO | Petroleum | 53.1 | 1973
7140 | Georgia Power Co | 6258 | Wilson | GA | Burke | IC1 | Petroleum Liquids | DFO | Petroleum | 2.6 | 1972
733 | Appalachian Power Co | 6264 | Mountaineer | WV | Mason | 1 | Conventional Steam Coal | BIT | Hard Coal | 1300 | 1980
14354 | PacifiCorp | 6265 | Swift 2 | WA | Cowlitz | 21 | Conventional Hydroelectric | WAT | Hydro | 36 | 1959
14354 | PacifiCorp | 6265 | Swift 2 | WA | Cowlitz | 22 | Conventional Hydroelectric | WAT | Hydro | 36 | 1958
5860 | Empire District Electric Co | 6280 | Ozark Beach | MO | Taney | 5 | Conventional Hydroelectric | WAT | Hydro | 4 | 1931
5860 | Empire District Electric Co | 6280 | Ozark Beach | MO | Taney | 6 | Conventional Hydroelectric | WAT | Hydro | 4 | 1931
5860 | Empire District Electric Co | 6280 | Ozark Beach | MO | Taney | 7 | Conventional Hydroelectric | WAT | Hydro | 4 | 1931
5860 | Empire District Electric Co | 6280 | Ozark Beach | MO | Taney | 8 | Conventional Hydroelectric | WAT | Hydro | 4 | 1931
10433 | Kodiak Electric Assn Inc | 6281 | Kodiak | AK | Kodiak Island | 1 | Petroleum Liquids | DFO | Petroleum | 2.5 | 1976
10433 | Kodiak Electric Assn Inc | 6281 | Kodiak | AK | Kodiak Island | 2c | Petroleum Liquids | DFO | Petroleum | 4.4 | 2005
10433 | Kodiak Electric Assn Inc | 6281 | Kodiak | AK | Kodiak Island | 3c | Petroleum Liquids | DFO | Petroleum | 4.4 | 2005
10433 | Kodiak Electric Assn Inc | 6281 | Kodiak | AK | Kodiak Island | 4 | Petroleum Liquids | DFO | Petroleum | 7 | 1981
10433 | Kodiak Electric Assn Inc | 6282 | Port Lions | AK | Kodiak Island | 1 | Petroleum Liquids | DFO | Petroleum | 0.3 | 1968
10433 | Kodiak Electric Assn Inc | 6282 | Port Lions | AK | Kodiak Island | 2 | Petroleum Liquids | DFO | Petroleum | 0.3 | 1968
10433 | Kodiak Electric Assn Inc | 6282 | Port Lions | AK | Kodiak Island | 3 | Petroleum Liquids | DFO | Petroleum | 0.2 | 1971
10433 | Kodiak Electric Assn Inc | 6282 | Port Lions | AK | Kodiak Island | 4 | Petroleum Liquids | DFO | Petroleum | 0.2 | 1975
19558 | Homer Electric Assn Inc | 6283 | Seldovia | AK | Kenai Peninsula | 5 | Petroleum Liquids | DFO | Petroleum | 1.2 | 2004
19558 | Homer Electric Assn Inc | 6283 | Seldovia | AK | Kenai Peninsula | 6 | Petroleum Liquids | DFO | Petroleum | 1.2 | 2004
7353 | Golden Valley Elec Assn Inc | 6285 | North Pole | AK | Fairbanks North Star | 1 | Petroleum Liquids | DFO | Petroleum | 60.5 | 1976
7353 | Golden Valley Elec Assn Inc | 6285 | North Pole | AK | Fairbanks North Star | 2 | Petroleum Liquids | DFO | Petroleum | 60.5 | 1977
7353 | Golden Valley Elec Assn Inc | 6285 | North Pole | AK | Fairbanks North Star | GT3 | Petroleum Liquids | WO | Petroleum | 47 | 2007
7353 | Golden Valley Elec Assn Inc | 6285 | North Pole | AK | Fairbanks North Star | STG1 | Petroleum Liquids | WO | Petroleum | 13 | 2007
7353 | Golden Valley Elec Assn Inc | 6286 | Fairbanks | AK | Fairbanks North Star | 5 | Petroleum Liquids | DFO | Petroleum | 2.7 | 1970
7353 | Golden Valley Elec Assn Inc | 6286 | Fairbanks | AK | Fairbanks North Star | 6 | Petroleum Liquids | DFO | Petroleum | 2.7 | 1970
7353 | Golden Valley Elec Assn Inc | 6286 | Fairbanks | AK | Fairbanks North Star | GT1 | Petroleum Liquids | DFO | Petroleum | 18.4 | 1971
7353 | Golden Valley Elec Assn Inc | 6286 | Fairbanks | AK | Fairbanks North Star | GT2 | Petroleum Liquids | DFO | Petroleum | 18.4 | 1972
7353 | Golden Valley Elec Assn Inc | 6288 | Healy | AK | Denali | 1 | Conventional Steam Coal | LIG | Lignite | 28 | 1967
7353 | Golden Valley Elec Assn Inc | 6288 | Healy | AK | Denali | IC1 | Petroleum Liquids | DFO | Petroleum | 2.8 | 1967
3522 | Chugach Electric Assn Inc | 6291 | Cooper Lake | AK | KENAI PENINSULA | 1 | Conventional Hydroelectric | WAT | Hydro | 9.7 | 1961
3522 | Chugach Electric Assn Inc | 6291 | Cooper Lake | AK | KENAI PENINSULA | 2 | Conventional Hydroelectric | WAT | Hydro | 9.7 | 1961
19558 | Homer Electric Assn Inc | 6292 | Bernice Lake | AK | Kenai Peninsula | 2 | Natural Gas Fired Combustion Turbine | NG | Natural Gas Peaker | 20.7 | 1971
19558 | Homer Electric Assn Inc | 6292 | Bernice Lake | AK | Kenai Peninsula | 3 | Natural Gas Fired Combustion Turbine | NG | Natural Gas Peaker | 28.8 | 1978
19558 | Homer Electric Assn Inc | 6292 | Bernice Lake | AK | Kenai Peninsula | 4 | Natural Gas Fired Combustion Turbine | NG | Natural Gas Peaker | 27.2 | 1981
3522 | Chugach Electric Assn Inc | 6293 | International | AK | Anchorage | 1 | Natural Gas Fired Combustion Turbine | NG | Natural Gas Peaker | 15 | 1964
3522 | Chugach Electric Assn Inc | 6293 | International | AK | Anchorage | 2 | Natural Gas Fired Combustion Turbine | NG | Natural Gas Peaker | 15 | 1965
40548 | Unalakleet Valley Elec Coop | 6299 | Unalakleet | AK | Nome | 5 | Petroleum Liquids | DFO | Petroleum | 0.5 | 2010
40548 | Unalakleet Valley Elec Coop | 6299 | Unalakleet | AK | Nome | 6 | Petroleum Liquids | DFO | Petroleum | 0.5 | 2010
40548 | Unalakleet Valley Elec Coop | 6299 | Unalakleet | AK | Nome | 7 | Petroleum Liquids | DFO | Petroleum | 0.5 | 2010
40548 | Unalakleet Valley Elec Coop | 6299 | Unalakleet | AK | Nome | 8 | Petroleum Liquids | DFO | Petroleum | 0.5 | 2010
13201 | Naknek Electric Assn, Inc | 6301 | Naknek | AK | Bristol Bay | 4A | Petroleum Liquids | DFO | Petroleum | 1.3 | 1999
13201 | Naknek Electric Assn, Inc | 6301 | Naknek | AK | Bristol Bay | 5A | Petroleum Liquids | DFO | Petroleum | 1 | 2005
13201 | Naknek Electric Assn, Inc | 6301 | Naknek | AK | Bristol Bay | 6A | Petroleum Liquids | DFO | Petroleum | 1 | 2006
13201 | Naknek Electric Assn, Inc | 6301 | Naknek | AK | Bristol Bay | 7A | Petroleum Liquids | DFO | Petroleum | 1 | 2006
13201 | Naknek Electric Assn, Inc | 6301 | Naknek | AK | Bristol Bay | 8 | Petroleum Liquids | DFO | Petroleum | 1 | 1977
13201 | Naknek Electric Assn, Inc | 6301 | Naknek | AK | Bristol Bay | NA1 | Petroleum Liquids | DFO | Petroleum | 1.1 | 1988
13201 | Naknek Electric Assn, Inc | 6301 | Naknek | AK | Bristol Bay | NA2 | Petroleum Liquids | DFO | Petroleum | 1.1 | 1988
13201 | Naknek Electric Assn, Inc | 6301 | Naknek | AK | Bristol Bay | NA3 | Petroleum Liquids | DFO | Petroleum | 0.8 | 1991
13201 | Naknek Electric Assn, Inc | 6301 | Naknek | AK | Bristol Bay | NA4 | Petroleum Liquids | DFO | Petroleum | 0.8 | 1992
13201 | Naknek Electric Assn, Inc | 6301 | Naknek | AK | Bristol Bay | NA5 | Petroleum Liquids | DFO | Petroleum | 0.8 | 1993
12385 | Metlakatla Power & Light | 6302 | Purple Lake | AK | Prince of Wales Ketchikan | 1 | Conventional Hydroelectric | WAT | Hydro | 1.3 | 1956
12385 | Metlakatla Power & Light | 6302 | Purple Lake | AK | Prince of Wales Ketchikan | 2 | Conventional Hydroelectric | WAT | Hydro | 1.3 | 1956
12385 | Metlakatla Power & Light | 6302 | Purple Lake | AK | Prince of Wales Ketchikan | 3 | Conventional Hydroelectric | WAT | Hydro | 1.3 | 1962
10451 | Kotzebue Electric Assn Inc | 6304 | Kotzebue | AK | NORTHWEST ARCTIC | 10 | Petroleum Liquids | DFO | Petroleum | 3 | 1992
10451 | Kotzebue Electric Assn Inc | 6304 | Kotzebue | AK | NORTHWEST ARCTIC | 10wt | Onshore Wind Turbine | WND | Wind | 0.1 | 1999
10451 | Kotzebue Electric Assn Inc | 6304 | Kotzebue | AK | NORTHWEST ARCTIC | 11wt | Onshore Wind Turbine | WND | Wind | 0.1 | 2005
10451 | Kotzebue Electric Assn Inc | 6304 | Kotzebue | AK | NORTHWEST ARCTIC | 12wt | Onshore Wind Turbine | WND | Wind | 0.1 | 2005
10451 | Kotzebue Electric Assn Inc | 6304 | Kotzebue | AK | NORTHWEST ARCTIC | 13WT | Onshore Wind Turbine | WND | Wind | 0.1 | 2006
10451 | Kotzebue Electric Assn Inc | 6304 | Kotzebue | AK | NORTHWEST ARCTIC | 14 | Petroleum Liquids | DFO | Petroleum | 2.8 | 1994
10451 | Kotzebue Electric Assn Inc | 6304 | Kotzebue | AK | NORTHWEST ARCTIC | 14wt | Onshore Wind Turbine | WND | Wind | 0.1 | 2002
10451 | Kotzebue Electric Assn Inc | 6304 | Kotzebue | AK | NORTHWEST ARCTIC | 15 | Petroleum Liquids | DFO | Petroleum | 2.8 | 2006
10451 | Kotzebue Electric Assn Inc | 6304 | Kotzebue | AK | NORTHWEST ARCTIC | 15WT | Onshore Wind Turbine | WND | Wind | 0.1 | 2006
10451 | Kotzebue Electric Assn Inc | 6304 | Kotzebue | AK | NORTHWEST ARCTIC | 16 | Petroleum Liquids | DFO | Petroleum | 1.4 | 2013
10451 | Kotzebue Electric Assn Inc | 6304 | Kotzebue | AK | NORTHWEST ARCTIC | 16WT | Onshore Wind Turbine | WND | Wind | 0.1 | 2006
10451 | Kotzebue Electric Assn Inc | 6304 | Kotzebue | AK | NORTHWEST ARCTIC | 17WT | Onshore Wind Turbine | WND | Wind | 0.1 | 2006
10451 | Kotzebue Electric Assn Inc | 6304 | Kotzebue | AK | NORTHWEST ARCTIC | 18WT | Onshore Wind Turbine | WND | Wind | 0.9 | 2012
10451 | Kotzebue Electric Assn Inc | 6304 | Kotzebue | AK | NORTHWEST ARCTIC | 19WT | Onshore Wind Turbine | WND | Wind | 0.9 | 2012
10451 | Kotzebue Electric Assn Inc | 6304 | Kotzebue | AK | NORTHWEST ARCTIC | 1WT | Onshore Wind Turbine | WND | Wind | 0.6 | 1999
10451 | Kotzebue Electric Assn Inc | 6304 | Kotzebue | AK | NORTHWEST ARCTIC | 2WT | Onshore Wind Turbine | WND | Wind | 0.1 | 1999
10451 | Kotzebue Electric Assn Inc | 6304 | Kotzebue | AK | NORTHWEST ARCTIC | 3WT | Onshore Wind Turbine | WND | Wind | 0.2 | 1997
10451 | Kotzebue Electric Assn Inc | 6304 | Kotzebue | AK | NORTHWEST ARCTIC | 4WT | Onshore Wind Turbine | WND | Wind | 0.5 | 1999
10451 | Kotzebue Electric Assn Inc | 6304 | Kotzebue | AK | NORTHWEST ARCTIC | 5WT | Onshore Wind Turbine | WND | Wind | 0.1 | 2002
10451 | Kotzebue Electric Assn Inc | 6304 | Kotzebue | AK | NORTHWEST ARCTIC | 6WT | Onshore Wind Turbine | WND | Wind | 0.1 | 2005
10451 | Kotzebue Electric Assn Inc | 6304 | Kotzebue | AK | NORTHWEST ARCTIC | 7A | Petroleum Liquids | DFO | Petroleum | 1.1 | 1987
10451 | Kotzebue Electric Assn Inc | 6304 | Kotzebue | AK | NORTHWEST ARCTIC | 7WT | Onshore Wind Turbine | WND | Wind | 0.1 | 2006
10451 | Kotzebue Electric Assn Inc | 6304 | Kotzebue | AK | NORTHWEST ARCTIC | 8WT | Onshore Wind Turbine | WND | Wind | 0.1 | 1999
10451 | Kotzebue Electric Assn Inc | 6304 | Kotzebue | AK | NORTHWEST ARCTIC | 9wt | Onshore Wind Turbine | WND | Wind | 0.1 | 1999
4329 | Copper Valley Elec Assn, Inc | 6305 | Glennallen | AK | Valdez Cordova | 3 | Petroleum Liquids | DFO | Petroleum | 0.5 | 1963
4329 | Copper Valley Elec Assn, Inc | 6305 | Glennallen | AK | Valdez Cordova | 4 | Petroleum Liquids | DFO | Petroleum | 0.5 | 1966
4329 | Copper Valley Elec Assn, Inc | 6305 | Glennallen | AK | Valdez Cordova | 5 | Petroleum Liquids | DFO | Petroleum | 0.5 | 1966
4329 | Copper Valley Elec Assn, Inc | 6305 | Glennallen | AK | Valdez Cordova | 6 | Petroleum Liquids | DFO | Petroleum | 2.6 | 1976
4329 | Copper Valley Elec Assn, Inc | 6305 | Glennallen | AK | Valdez Cordova | 7 | Petroleum Liquids | DFO | Petroleum | 2.6 | 1976
4329 | Copper Valley Elec Assn, Inc | 6305 | Glennallen | AK | Valdez Cordova | 8 | Petroleum Liquids | DFO | Petroleum | 1.2 | 1999
4329 | Copper Valley Elec Assn, Inc | 6305 | Glennallen | AK | Valdez Cordova | 9 | Petroleum Liquids | DFO | Petroleum | 2.8 | 2010
4329 | Copper Valley Elec Assn, Inc | 6306 | Valdez | AK | Valdez Cordova | 1 | Petroleum Liquids | DFO | Petroleum | 0.5 | 1967
4329 | Copper Valley Elec Assn, Inc | 6306 | Valdez | AK | Valdez Cordova | 2 | Petroleum Liquids | DFO | Petroleum | 0.5 | 1967
4329 | Copper Valley Elec Assn, Inc | 6306 | Valdez | AK | Valdez Cordova | 3 | Petroleum Liquids | DFO | Petroleum | 0.5 | 1967
4329 | Copper Valley Elec Assn, Inc | 6306 | Valdez | AK | Valdez Cordova | 4 | Petroleum Liquids | DFO | Petroleum | 1.9 | 1972
4329 | Copper Valley Elec Assn, Inc | 6306 | Valdez | AK | Valdez Cordova | 5 | Petroleum Liquids | DFO | Petroleum | 2.6 | 1975
4329 | Copper Valley Elec Assn, Inc | 6306 | Valdez | AK | Valdez Cordova | 6 | Petroleum Liquids | DFO | Petroleum | 0.9 | 1974
4329 | Copper Valley Elec Assn, Inc | 6306 | Valdez | AK | Valdez Cordova | 7 | Petroleum Liquids | DFO | Petroleum | 2.8 | 1976
221 | Alaska Village Elec Coop, Inc | 6311 | Chevak | AK | Bethel | 1A | Petroleum Liquids | DFO | Petroleum | 0.5 | 2009
221 | Alaska Village Elec Coop, Inc | 6311 | Chevak | AK | Bethel | 2A | Petroleum Liquids | DFO | Petroleum | 0.5 | 2009
221 | Alaska Village Elec Coop, Inc | 6311 | Chevak | AK | Bethel | 3A | Petroleum Liquids | DFO | Petroleum | 0.8 | 2009
221 | Alaska Village Elec Coop, Inc | 6314 | Emmonak | AK | Bethel | 2A | Petroleum Liquids | DFO | Petroleum | 0.5 | 2012
221 | Alaska Village Elec Coop, Inc | 6314 | Emmonak | AK | Bethel | 4a | Petroleum Liquids | DFO | Petroleum | 0.5 | 2005
221 | Alaska Village Elec Coop, Inc | 6314 | Emmonak | AK | Bethel | 5a | Petroleum Liquids | DFO | Petroleum | 0.5 | 2005
221 | Alaska Village Elec Coop, Inc | 6314 | Emmonak | AK | Bethel | 6 | Petroleum Liquids | DFO | Petroleum | 0.9 | 1995
221 | Alaska Village Elec Coop, Inc | 6319 | Hooper Bay | AK | Bethel | 3A | Petroleum Liquids | DFO | Petroleum | 0.3 | 1988
221 | Alaska Village Elec Coop, Inc | 6319 | Hooper Bay | AK | Bethel | 4B | Petroleum Liquids | DFO | Petroleum | 0.5 | 2013
221 | Alaska Village Elec Coop, Inc | 6319 | Hooper Bay | AK | Bethel | 5 | Petroleum Liquids | DFO | Petroleum | 0.5 | 1991
221 | Alaska Village Elec Coop, Inc | 6319 | Hooper Bay | AK | Bethel | 6 | Petroleum Liquids | DFO | Petroleum | 0.5 | 1997
221 | Alaska Village Elec Coop, Inc | 6323 | Kiana | AK | Northwest Arctic | 1B | Petroleum Liquids | DFO | Petroleum | 0.3 | 2001
221 | Alaska Village Elec Coop, Inc | 6323 | Kiana | AK | Northwest Arctic | 3A | Petroleum Liquids | DFO | Petroleum | 0.3 | 2000
221 | Alaska Village Elec Coop, Inc | 6323 | Kiana | AK | Northwest Arctic | 4 | Petroleum Liquids | DFO | Petroleum | 0.5 | 1984
221 | Alaska Village Elec Coop, Inc | 6329 | Mountain Village | AK | Bethel | 1 | Petroleum Liquids | DFO | Petroleum | 0.3 | 1984
221 | Alaska Village Elec Coop, Inc | 6329 | Mountain Village | AK | Bethel | 3B | Petroleum Liquids | DFO | Petroleum | 0.5 | 2005
221 | Alaska Village Elec Coop, Inc | 6329 | Mountain Village | AK | Bethel | 4A | Petroleum Liquids | DFO | Petroleum | 0.8 | 2015
221 | Alaska Village Elec Coop, Inc | 6329 | Mountain Village | AK | Bethel | 5A | Petroleum Liquids | DFO | Petroleum | 0.7 | 2010
221 | Alaska Village Elec Coop, Inc | 6330 | Noorvik | AK | Northwest Arctic | 1A | Petroleum Liquids | DFO | Petroleum | 0.3 | 1997
221 | Alaska Village Elec Coop, Inc | 6330 | Noorvik | AK | Northwest Arctic | 2A | Petroleum Liquids | DFO | Petroleum | 0.4 | 1999
221 | Alaska Village Elec Coop, Inc | 6330 | Noorvik | AK | Northwest Arctic | 3A | Petroleum Liquids | DFO | Petroleum | 0.7 | 2003
221 | Alaska Village Elec Coop, Inc | 6333 | Nunapitchuk | AK | Bethel | 1A | Petroleum Liquids | DFO | Petroleum | 0.5 | 2006
221 | Alaska Village Elec Coop, Inc | 6338 | St Marys IC | AK | Bethel | 1B | Petroleum Liquids | DFO | Petroleum | 5 | 2006
221 | Alaska Village Elec Coop, Inc | 6338 | St Marys IC | AK | Bethel | 2 | Petroleum Liquids | DFO | Petroleum | 0.6 | 1980
221 | Alaska Village Elec Coop, Inc | 6338 | St Marys IC | AK | Bethel | 3 | Petroleum Liquids | DFO | Petroleum | 0.9 | 1974
221 | Alaska Village Elec Coop, Inc | 6341 | Selawik | AK | Northwest Arctic | 1A | Petroleum Liquids | DFO | Petroleum | 0.3 | 2003
221 | Alaska Village Elec Coop, Inc | 6341 | Selawik | AK | Northwest Arctic | 2B | Petroleum Liquids | DFO | Petroleum | 0.5 | 2013
221 | Alaska Village Elec Coop, Inc | 6341 | Selawik | AK | Northwest Arctic | 3B | Petroleum Liquids | DFO | Petroleum | 0.9 | 2014
221 | Alaska Village Elec Coop, Inc | 6345 | Shishmaref | AK | Nome | 1 | Petroleum Liquids | DFO | Petroleum | 0.3 | 2004
221 | Alaska Village Elec Coop, Inc | 6345 | Shishmaref | AK | Nome | 2 | Petroleum Liquids | DFO | Petroleum | 0.3 | 1976
221 | Alaska Village Elec Coop, Inc | 6345 | Shishmaref | AK | Nome | 3A | Petroleum Liquids | DFO | Petroleum | 0.4 | 2002
221 | Alaska Village Elec Coop, Inc | 6345 | Shishmaref | AK | Nome | 4A | Petroleum Liquids | DFO | Petroleum | 0.5 | 2006
221 | Alaska Village Elec Coop, Inc | 6348 | Togiak | AK | Dillingham | 2a | Petroleum Liquids | DFO | Petroleum | 0.5 | 2004
221 | Alaska Village Elec Coop, Inc | 6348 | Togiak | AK | Dillingham | 4 | Petroleum Liquids | DFO | Petroleum | 0.3 | 1986
221 | Alaska Village Elec Coop, Inc | 6348 | Togiak | AK | Dillingham | 4B | Petroleum Liquids | DFO | Petroleum | 0.8 | 2002
221 | Alaska Village Elec Coop, Inc | 6348 | Togiak | AK | Dillingham | 5A | Petroleum Liquids | DFO | Petroleum | 0.8 | 2014
8723 | City of Holland | 6356 | Sixth Street Gas Turbine | MI | Ottawa | 1 | Petroleum Liquids | DFO | Petroleum | 24 | 1974
9130 | Hutchinson Utilities Comm | 6358 | Hutchinson Plant #2 | MN | McLeod | 2 | Natural Gas Fired Combined Cycle | NG | Natural Gas Nonpeaker | 54 | 1994
9130 | Hutchinson Utilities Comm | 6358 | Hutchinson Plant #2 | MN | McLeod | 3 | Natural Gas Fired Combined Cycle | NG | Natural Gas Nonpeaker | 11.5 | 1994
9130 | Hutchinson Utilities Comm | 6358 | Hutchinson Plant #2 | MN | McLeod | 9 | Natural Gas Fired Combustion Turbine | NG | Natural Gas Peaker | 25 | 2001
6169 | Fall River Rural Elec Coop Inc | 6359 | Felt | ID | Teton | 1 | Conventional Hydroelectric | WAT | Hydro | 2.8 | 1986
6169 | Fall River Rural Elec Coop Inc | 6359 | Felt | ID | Teton | 2 | Conventional Hydroelectric | WAT | Hydro | 2.8 | 1986
6169 | Fall River Rural Elec Coop Inc | 6359 | Felt | ID | Teton | 4 | Conventional Hydroelectric | WAT | Hydro | 0.6 | 1946
6169 | Fall River Rural Elec Coop Inc | 6359 | Felt | ID | Teton | 5 | Conventional Hydroelectric | WAT | Hydro | 0.7 | 1947
3828 | Cloverland Electric Co-op | 6369 | Detour | MI | Chippewa | 6 | Petroleum Liquids | DFO | Petroleum | 3 | 1973
3828 | Cloverland Electric Co-op | 6369 | Detour | MI | Chippewa | 7 | Petroleum Liquids | DFO | Petroleum | 3 | 1976
11018 | Lincoln Electric System | 6373 | Rokeby | NE | Lancaster | 1 | Natural Gas Fired Combustion Turbine | NG | Natural Gas Peaker | 72.4 | 1975
11018 | Lincoln Electric System | 6373 | Rokeby | NE | Lancaster | 2 | Natural Gas Fired Combustion Turbine | NG | Natural Gas Peaker | 95.4 | 1997
11018 | Lincoln Electric System | 6373 | Rokeby | NE | Lancaster | 3 | Natural Gas Fired Combustion Turbine | NG | Natural Gas Peaker | 95.4 | 2001
11018 | Lincoln Electric System | 6373 | Rokeby | NE | Lancaster | BSU | Petroleum Liquids | DFO | Petroleum | 2.9 | 1997
13683 | North Carolina El Member Corp | 6377 | Ocracoke | NC | Hyde | 1 | Petroleum Liquids | DFO | Petroleum | 3 | 1991
56401 | NAEA Energy Massachusetts LLC | 6378 | Dwight | MA | Hampden | DW2 | Conventional Hydroelectric | WAT | Hydro | 0.4 | 1920
56401 | NAEA Energy Massachusetts LLC | 6378 | Dwight | MA | Hampden | DW3 | Conventional Hydroelectric | WAT | Hydro | 0.4 | 1920
56401 | NAEA Energy Massachusetts LLC | 6378 | Dwight | MA | Hampden | DW4 | Conventional Hydroelectric | WAT | Hydro | 0.4 | 1920
56401 | NAEA Energy Massachusetts LLC | 6379 | Indian Orchard | MA | Hampden | IO3 | Conventional Hydroelectric | WAT | Hydro | 1.5 | 1928
56401 | NAEA Energy Massachusetts LLC | 6379 | Indian Orchard | MA | Hampden | IO4 | Conventional Hydroelectric | WAT | Hydro | 2.2 | 1928
58185 | FirstLight Power Resources, Inc. - MA | 6388 | Turners Falls | MA | Franklin | 1 | Conventional Hydroelectric | WAT | Hydro | 1.4 | 1913
58185 | FirstLight Power Resources, Inc. - MA | 6388 | Turners Falls | MA | Franklin | 2 | Conventional Hydroelectric | WAT | Hydro | 0.4 | 1913
58185 | FirstLight Power Resources, Inc. - MA | 6388 | Turners Falls | MA | Franklin | 3 | Conventional Hydroelectric | WAT | Hydro | 1.3 | 1910
58185 | FirstLight Power Resources, Inc. - MA | 6388 | Turners Falls | MA | Franklin | 5 | Conventional Hydroelectric | WAT | Hydro | 1.3 | 1905
58185 | FirstLight Power Resources, Inc. - MA | 6388 | Turners Falls | MA | Franklin | 7 | Conventional Hydroelectric | WAT | Hydro | 1.3 | 1910
84 | A & N Electric Coop | 6390 | Tangier | VA | Accomack | 3 | Petroleum Liquids | DFO | Petroleum | 0.7 | 1974
84 | A & N Electric Coop | 6390 | Tangier | VA | Accomack | 4 | Petroleum Liquids | DFO | Petroleum | 1 | 1974
84 | A & N Electric Coop | 6390 | Tangier | VA | Accomack | 5 | Petroleum Liquids | DFO | Petroleum | 1.2 | 1993
84 | A & N Electric Coop | 6390 | Tangier | VA | Accomack | 6 | Petroleum Liquids | DFO | Petroleum | 1.2 | 1993
84 | A & N Electric Coop | 6391 | Smith Island | MD | Somerset | 2 | Petroleum Liquids | DFO | Petroleum | 0.5 | 1969
84 | A & N Electric Coop | 6391 | Smith Island | MD | Somerset | 3 | Petroleum Liquids | DFO | Petroleum | 1.2 | 1994
11273 | Lower Valley Energy Inc | 6393 | Strawberry Creek | WY | LINCOLN | 1 | Conventional Hydroelectric | WAT | Hydro | 0.5 | 1951
11273 | Lower Valley Energy Inc | 6393 | Strawberry Creek | WY | LINCOLN | 2 | Conventional Hydroelectric | WAT | Hydro | 0.5 | 1951
11273 | Lower Valley Energy Inc | 6393 | Strawberry Creek | WY | LINCOLN | 3 | Conventional Hydroelectric | WAT | Hydro | 0.5 | 1951
11273 | Lower Valley Energy Inc | 6394 | Swift Creek | WY | LINCOLN | 3 | Conventional Hydroelectric | WAT | Hydro | 0.8 | 2009
11273 | Lower Valley Energy Inc | 6394 | Swift Creek | WY | LINCOLN | 4 | Conventional Hydroelectric | WAT | Hydro | 0.6 | 2010
11273 | Lower Valley Energy Inc | 6394 | Swift Creek | WY | LINCOLN | 5 | Conventional Hydroelectric | WAT | Hydro | 0.3 | 2010
2518 | U S Bureau of Reclamation | 6395 | Anderson Ranch | ID | Elmore | 1 | Conventional Hydroelectric | WAT | Hydro | 20 | 1950
2518 | U S Bureau of Reclamation | 6395 | Anderson Ranch | ID | Elmore | 2 | Conventional Hydroelectric | WAT | Hydro | 20 | 1951
2518 | U S Bureau of Reclamation | 6396 | Black Canyon | ID | Gem | 1 | Conventional Hydroelectric | WAT | Hydro | 5.1 | 1925
2518 | U S Bureau of Reclamation | 6396 | Black Canyon | ID | Gem | 2 | Conventional Hydroelectric | WAT | Hydro | 5.1 | 1925
2518 | U S Bureau of Reclamation | 6397 | Boise R Diversion | ID | Ada | 1A | Conventional Hydroelectric | WAT | Hydro | 1.1 | 2004
2518 | U S Bureau of Reclamation | 6397 | Boise R Diversion | ID | Ada | 2A | Conventional Hydroelectric | WAT | Hydro | 1.1 | 2004
2518 | U S Bureau of Reclamation | 6397 | Boise R Diversion | ID | Ada | 3A | Conventional Hydroelectric | WAT | Hydro | 1.1 | 2004
2518 | U S Bureau of Reclamation | 6398 | Minidoka | ID | Minidoka | 6 | Conventional Hydroelectric | WAT | Hydro | 2.7 | 1927
2518 | U S Bureau of Reclamation | 6398 | Minidoka | ID | Minidoka | 7 | Conventional Hydroelectric | WAT | Hydro | 5 | 1942
2518 | U S Bureau of Reclamation | 6398 | Minidoka | ID | Minidoka | 8 | Conventional Hydroelectric | WAT | Hydro | 10 | 1997
2518 | U S Bureau of Reclamation | 6398 | Minidoka | ID | Minidoka | 9 | Conventional Hydroelectric | WAT | Hydro | 10 | 1997
2518 | U S Bureau of Reclamation | 6400 | Canyon Ferry | MT | Lewis and Clark | 1 | Conventional Hydroelectric | WAT | Hydro | 16.6 | 1953
2518 | U S Bureau of Reclamation | 6400 | Canyon Ferry | MT | Lewis and Clark | 2 | Conventional Hydroelectric | WAT | Hydro | 16.6 | 1954
2518 | U S Bureau of Reclamation | 6400 | Canyon Ferry | MT | Lewis and Clark | 3 | Conventional Hydroelectric | WAT | Hydro | 16.6 | 1954
2518 | U S Bureau of Reclamation | 6402 | Elephant Butte | NM | Sierra | 1 | Conventional Hydroelectric | WAT | Hydro | 9.3 | 1940
2518 | U S Bureau of Reclamation | 6402 | Elephant Butte | NM | Sierra | 2 | Conventional Hydroelectric | WAT | Hydro | 9.3 | 1940
2518 | U S Bureau of Reclamation | 6402 | Elephant Butte | NM | Sierra | 3 | Conventional Hydroelectric | WAT | Hydro | 9.3 | 1940
2518 | U S Bureau of Reclamation | 6403 | Green Springs | OR | Jackson | 1 | Conventional Hydroelectric | WAT | Hydro | 17.2 | 1960
2518 | U S Bureau of Reclamation | 6404 | Deer Creek (UT) | UT | Wasatch | 1 | Conventional Hydroelectric | WAT | Hydro | 2.4 | 1958
2518 | U S Bureau of Reclamation | 6404 | Deer Creek (UT) | UT | Wasatch | 2 | Conventional Hydroelectric | WAT | Hydro | 2.4 | 1958
2518 | U S Bureau of Reclamation | 6405 | Flaming Gorge | UT | Daggett | 1 | Conventional Hydroelectric | WAT | Hydro | 50.6 | 1963
2518 | U S Bureau of Reclamation | 6405 | Flaming Gorge | UT | Daggett | 2 | Conventional Hydroelectric | WAT | Hydro | 50.6 | 1963
2518 | U S Bureau of Reclamation | 6405 | Flaming Gorge | UT | Daggett | 3 | Conventional Hydroelectric | WAT | Hydro | 50.6 | 1964
2518 | U S Bureau of Reclamation | 6406 | Chandler | WA | Benton | 1 | Conventional Hydroelectric | WAT | Hydro | 6 | 1956
2518 | U S Bureau of Reclamation | 6406 | Chandler | WA | Benton | 2 | Conventional Hydroelectric | WAT | Hydro | 6 | 1956
2518 | U S Bureau of Reclamation | 6407 | Roza | WA | Yakima | 1 | Conventional Hydroelectric | WAT | Hydro | 12.9 | 1958
2518 | U S Bureau of Reclamation | 6408 | Heart Mountain | WY | Park | 1 | Conventional Hydroelectric | WAT | Hydro | 5 | 1948
2518 | U S Bureau of Reclamation | 6409 | Alcova | WY | Natrona | 1 | Conventional Hydroelectric | WAT | Hydro | 20.7 | 1955
2518 | U S Bureau of Reclamation | 6409 | Alcova | WY | Natrona | 2 | Conventional Hydroelectric | WAT | Hydro | 20.7 | 1955
9339 | International Bound & Wtr Comm | 6410 | Falcon Dam & Power | TX | Starr | 1 | Conventional Hydroelectric | WAT | Hydro | 10.5 | 1954
9339 | International Bound & Wtr Comm | 6410 | Falcon Dam & Power | TX | Starr | 2 | Conventional Hydroelectric | WAT | Hydro | 10.5 | 1954
9339 | International Bound & Wtr Comm | 6410 | Falcon Dam & Power | TX | Starr | 3 | Conventional Hydroelectric | WAT | Hydro | 10.5 | 1954
19449 | USACE-Fort Worth District | 6413 | Sam Rayburn Dam | TX | Jasper | 1 | Conventional Hydroelectric | WAT | Hydro | 26 | 1965
19449 | USACE-Fort Worth District | 6413 | Sam Rayburn Dam | TX | Jasper | 2 | Conventional Hydroelectric | WAT | Hydro | 26 | 1965
19449 | USACE-Fort Worth District | 6414 | Whitney | TX | Bosque | 1 | Conventional Hydroelectric | WAT | Hydro | 20.9 | 1953
19449 | USACE-Fort Worth District | 6414 | Whitney | TX | Bosque | 2 | Conventional Hydroelectric | WAT | Hydro | 20.9 | 1953
27470 | USCE-Tulsa District | 6415 | Broken Bow Dam | OK | McCurtain | 1 | Conventional Hydroelectric | WAT | Hydro | 50 | 1970
27470 | USCE-Tulsa District | 6415 | Broken Bow Dam | OK | McCurtain | 2 | Conventional Hydroelectric | WAT | Hydro | 50 | 1970
27470 | USCE-Tulsa District | 6416 | Denison | TX | Grayson | 1 | Conventional Hydroelectric | WAT | Hydro | 50.8 | 1945
27470 | USCE-Tulsa District | 6416 | Denison | TX | Grayson | 2 | Conventional Hydroelectric | WAT | Hydro | 50.8 | 1949
19462 | USCE-Nashville District | 6417 | Center Hill | TN | DeKalb | 1 | Conventional Hydroelectric | WAT | Hydro | 45 | 1950
19462 | USCE-Nashville District | 6417 | Center Hill | TN | DeKalb | 2 | Conventional Hydroelectric | WAT | Hydro | 45 | 1951
19462 | USCE-Nashville District | 6417 | Center Hill | TN | DeKalb | 3 | Conventional Hydroelectric | WAT | Hydro | 45 | 1951
19462 | USCE-Nashville District | 6418 | Cheatham | TN | Dickson | 1 | Conventional Hydroelectric | WAT | Hydro | 12 | 1958
19462 | USCE-Nashville District | 6418 | Cheatham | TN | Dickson | 2 | Conventional Hydroelectric | WAT | Hydro | 12 | 1958
19462 | USCE-Nashville District | 6418 | Cheatham | TN | Dickson | 3 | Conventional Hydroelectric | WAT | Hydro | 12 | 1958
27470 | USCE-Tulsa District | 6419 | Eufaula Dam | OK | Haskell | 1 | Conventional Hydroelectric | WAT | Hydro | 30 | 1964
27470 | USCE-Tulsa District | 6419 | Eufaula Dam | OK | Haskell | 2 | Conventional Hydroelectric | WAT | Hydro | 30 | 1964
27470 | USCE-Tulsa District | 6419 | Eufaula Dam | OK | Haskell | 3 | Conventional Hydroelectric | WAT | Hydro | 30 | 1964
14354 | PacifiCorp | 6421 | Lemolo 2 | OR | Douglas | 1 | Conventional Hydroelectric | WAT | Hydro | 38.5 | 1956
13902 | NorthWestern Energy | 6422 | Madison Dam | MT | Madison | MAD1 | Conventional Hydroelectric | WAT | Hydro | 2.2 | 1906
13902 | NorthWestern Energy | 6422 | Madison Dam | MT | Madison | MAD2 | Conventional Hydroelectric | WAT | Hydro | 2.2 | 1906
13902 | NorthWestern Energy | 6422 | Madison Dam | MT | Madison | MAD3 | Conventional Hydroelectric | WAT | Hydro | 2.2 | 1906
13902 | NorthWestern Energy | 6422 | Madison Dam | MT | Madison | MAD4 | Conventional Hydroelectric | WAT | Hydro | 2.2 | 1908
3413 | PUD No 1 of Chelan County | 6424 | Chelan | WA | Chelan | A-1 | Conventional Hydroelectric | WAT | Hydro | 29.6 | 1927
3413 | PUD No 1 of Chelan County | 6424 | Chelan | WA | Chelan | A-2 | Conventional Hydroelectric | WAT | Hydro | 29.6 | 1928
16868 | City of Seattle - (WA) | 6430 | Cedar Falls (WA) | WA | King | 5 | Conventional Hydroelectric | WAT | Hydro | 15 | 1921
16868 | City of Seattle - (WA) | 6430 | Cedar Falls (WA) | WA | King | 6 | Conventional Hydroelectric | WAT | Hydro | 15 | 1929
16868 | City of Seattle - (WA) | 6431 | Gorge | WA | Whatcom | 21 | Conventional Hydroelectric | WAT | Hydro | 36.8 | 1924
16868 | City of Seattle - (WA) | 6431 | Gorge | WA | Whatcom | 22 | Conventional Hydroelectric | WAT | Hydro | 36.8 | 1924
16868 | City of Seattle - (WA) | 6431 | Gorge | WA | Whatcom | 23 | Conventional Hydroelectric | WAT | Hydro | 36.8 | 1929
16868 | City of Seattle - (WA) | 6431 | Gorge | WA | Whatcom | 24 | Conventional Hydroelectric | WAT | Hydro | 96.9 | 1951
16868 | City of Seattle - (WA) | 6432 | Diablo | WA | Whatcom | 31 | Conventional Hydroelectric | WAT | Hydro | 90 | 1937
16868 | City of Seattle - (WA) | 6432 | Diablo | WA | Whatcom | 32 | Conventional Hydroelectric | WAT | Hydro | 90 | 1936
16868 | City of Seattle - (WA) | 6432 | Diablo | WA | Whatcom | 35 | Conventional Hydroelectric | WAT | Hydro | 1.2 | 1936
16868 | City of Seattle - (WA) | 6432 | Diablo | WA | Whatcom | 36 | Conventional Hydroelectric | WAT | Hydro | 1.2 | 1936
16868 | City of Seattle - (WA) | 6433 | Boundary | WA | Pend Oreille | 51 | Conventional Hydroelectric | WAT | Hydro | 158.4 | 1967
16868 | City of Seattle - (WA) | 6433 | Boundary | WA | Pend Oreille | 52 | Conventional Hydroelectric | WAT | Hydro | 161.5 | 1967
16868 | City of Seattle - (WA) | 6433 | Boundary | WA | Pend Oreille | 53 | Conventional Hydroelectric | WAT | Hydro | 158.4 | 1967
16868 | City of Seattle - (WA) | 6433 | Boundary | WA | Pend Oreille | 54 | Conventional Hydroelectric | WAT | Hydro | 161.5 | 1967
16868 | City of Seattle - (WA) | 6433 | Boundary | WA | Pend Oreille | 55 | Conventional Hydroelectric | WAT | Hydro | 239.4 | 1985
16868 | City of Seattle - (WA) | 6433 | Boundary | WA | Pend Oreille | 56 | Conventional Hydroelectric | WAT | Hydro | 239.4 | 1986
5416 | Duke Energy Carolinas, LLC | 6438 | Queens Creek | NC | Macon | 1 | Conventional Hydroelectric | WAT | Hydro | 1.4 | 1949
18642 | Tennessee Valley Authority | 6440 | Wilson Dam | AL | Lauderdale | 1 | Conventional Hydroelectric | WAT | Hydro | 23 | 1925
18642 | Tennessee Valley Authority | 6440 | Wilson Dam | AL | Lauderdale | 10 | Conventional Hydroelectric | WAT | Hydro | 29.2 | 1942
18642 | Tennessee Valley Authority | 6440 | Wilson Dam | AL | Lauderdale | 11 | Conventional Hydroelectric | WAT | Hydro | 29.2 | 1942
18642 | Tennessee Valley Authority | 6440 | Wilson Dam | AL | Lauderdale | 12 | Conventional Hydroelectric | WAT | Hydro | 29.2 | 1942
18642 | Tennessee Valley Authority | 6440 | Wilson Dam | AL | Lauderdale | 13 | Conventional Hydroelectric | WAT | Hydro | 29.2 | 1943
18642 | Tennessee Valley Authority | 6440 | Wilson Dam | AL | Lauderdale | 14 | Conventional Hydroelectric | WAT | Hydro | 25.2 | 1943
18642 | Tennessee Valley Authority | 6440 | Wilson Dam | AL | Lauderdale | 15 | Conventional Hydroelectric | WAT | Hydro | 29.2 | 1949
18642 | Tennessee Valley Authority | 6440 | Wilson Dam | AL | Lauderdale | 16 | Conventional Hydroelectric | WAT | Hydro | 29.2 | 1950
18642 | Tennessee Valley Authority | 6440 | Wilson Dam | AL | Lauderdale | 17 | Conventional Hydroelectric | WAT | Hydro | 29.2 | 1950
18642 | Tennessee Valley Authority | 6440 | Wilson Dam | AL | Lauderdale | 18 | Conventional Hydroelectric | WAT | Hydro | 25.2 | 1950
18642 | Tennessee Valley Authority | 6440 | Wilson Dam | AL | Lauderdale | 19 | Conventional Hydroelectric | WAT | Hydro | 54 | 1961
18642 | Tennessee Valley Authority | 6440 | Wilson Dam | AL | Lauderdale | 2 | Conventional Hydroelectric | WAT | Hydro | 23 | 1925
18642 | Tennessee Valley Authority | 6440 | Wilson Dam | AL | Lauderdale | 20 | Conventional Hydroelectric | WAT | Hydro | 54 | 1962
18642 | Tennessee Valley Authority | 6440 | Wilson Dam | AL | Lauderdale | 21 | Conventional Hydroelectric | WAT | Hydro | 54 | 1962
18642 | Tennessee Valley Authority | 6440 | Wilson Dam | AL | Lauderdale | 3 | Conventional Hydroelectric | WAT | Hydro | 23 | 1925
18642 | Tennessee Valley Authority | 6440 | Wilson Dam | AL | Lauderdale | 4 | Conventional Hydroelectric | WAT | Hydro | 23 | 1925
18642 | Tennessee Valley Authority | 6440 | Wilson Dam | AL | Lauderdale | 5 | Conventional Hydroelectric | WAT | Hydro | 36 | 1925
18642 | Tennessee Valley Authority | 6440 | Wilson Dam | AL | Lauderdale | 6 | Conventional Hydroelectric | WAT | Hydro | 30.9 | 1925
18642 | Tennessee Valley Authority | 6440 | Wilson Dam | AL | Lauderdale | 7 | Conventional Hydroelectric | WAT | Hydro | 30.9 | 1925
18642 | Tennessee Valley Authority | 6440 | Wilson Dam | AL | Lauderdale | 8 | Conventional Hydroelectric | WAT | Hydro | 30.9 | 1925
18642 | Tennessee Valley Authority | 6440 | Wilson Dam | AL | Lauderdale | 9 | Conventional Hydroelectric | WAT | Hydro | 29.2 | 1942
14534 | City of Pasadena - (CA) | 6449 | Azusa | CA | Los Angeles | 1 | Conventional Hydroelectric | WAT | Hydro | 3 | 1949
7601 | Green Mountain Power Corp | 6450 | Proctor | VT | Rutland | 1 | Conventional Hydroelectric | WAT | Hydro | 1.6 | 1927
7601 | Green Mountain Power Corp | 6450 | Proctor | VT | Rutland | 2 | Conventional Hydroelectric | WAT | Hydro | 0.8 | 1905
7601 | Green Mountain Power Corp | 6450 | Proctor | VT | Rutland | 3 | Conventional Hydroelectric | WAT | Hydro | 0.8 | 1905
7601 | Green Mountain Power Corp | 6450 | Proctor | VT | Rutland | 4 | Conventional Hydroelectric | WAT | Hydro | 0.8 | 1905
7601 | Green Mountain Power Corp | 6450 | Proctor | VT | Rutland | 5 | Conventional Hydroelectric | WAT | Hydro | 2.9 | 1984
7601 | Green Mountain Power Corp | 6451 | Beldens | VT | Addison | 1 | Conventional Hydroelectric | WAT | Hydro | 0.8 | 1913
7601 | Green Mountain Power Corp | 6451 | Beldens | VT | Addison | 2 | Conventional Hydroelectric | WAT | Hydro | 0.8 | 1913
7601 | Green Mountain Power Corp | 6451 | Beldens | VT | Addison | HC3 | Conventional Hydroelectric | WAT | Hydro | 4.1 | 1988
7601 | Green Mountain Power Corp | 6456 | Carver Falls | NY | Washington | 1 | Conventional Hydroelectric | WAT | Hydro | 1.3 | 1922
7601 | Green Mountain Power Corp | 6456 | Carver Falls | NY | Washington | 2 | Conventional Hydroelectric | WAT | Hydro | 0.6 | 1922
14354 | PacifiCorp | 6459 | Big Fork | MT | Flathead | 1 | Conventional Hydroelectric | WAT | Hydro | 1.7 | 1927
14354 | PacifiCorp | 6459 | Big Fork | MT | Flathead | 2 | Conventional Hydroelectric | WAT | Hydro | 1.7 | 1928
14354 | PacifiCorp | 6459 | Big Fork | MT | Flathead | 3 | Conventional Hydroelectric | WAT | Hydro | 0.7 | 1910
11241 | Entergy Louisiana LLC | 6462 | River Bend | LA | West Feliciana | 1 | Nuclear | NUC | Nuclear | 1035.9 | 1986
554 | City of Ames - (IA) | 6463 | Ames GT | IA | Story | GT1 | Petroleum Liquids | DFO | Petroleum | 21.3 | 1972
554 | City of Ames - (IA) | 6463 | Ames GT | IA | Story | GT2 | Petroleum Liquids | DFO | Petroleum | 57.4 | 2005
1307 | Basin Electric Power Coop | 6469 | Antelope Valley | ND | Mercer | 1 | Conventional Steam Coal | LIG | Lignite | 434.9 | 1984
1307 | Basin Electric Power Coop | 6469 | Antelope Valley | ND | Mercer | 2 | Conventional Steam Coal | LIG | Lignite | 434.9 | 1986
10071 | Kauai Island Utility Cooperative | 6474 | Port Allen (HI) | HI | Kauai | 3 | Petroleum Liquids | DFO | Petroleum | 2.7 | 1968
10071 | Kauai Island Utility Cooperative | 6474 | Port Allen (HI) | HI | Kauai | 4 | Petroleum Liquids | DFO | Petroleum | 2.7 | 1968
10071 | Kauai Island Utility Cooperative | 6474 | Port Allen (HI) | HI | Kauai | 5 | Petroleum Liquids | DFO | Petroleum | 2.7 | 1968
10071 | Kauai Island Utility Cooperative | 6474 | Port Allen (HI) | HI | Kauai | 8 | Petroleum Liquids | DFO | Petroleum | 8.6 | 1991
10071 | Kauai Island Utility Cooperative | 6474 | Port Allen (HI) | HI | Kauai | 9 | Petroleum Liquids | DFO | Petroleum | 8.6 | 1991
10071 | Kauai Island Utility Cooperative | 6474 | Port Allen (HI) | HI | Kauai | D6 | Petroleum Liquids | DFO | Petroleum | 8.6 | 1990
10071 | Kauai Island Utility Cooperative | 6474 | Port Allen (HI) | HI | Kauai | D7 | Petroleum Liquids | DFO | Petroleum | 8.6 | 1990
10071 | Kauai Island Utility Cooperative | 6474 | Port Allen (HI) | HI | Kauai | GT1 | Petroleum Liquids | DFO | Petroleum | 19.2 | 1973
10071 | Kauai Island Utility Cooperative | 6474 | Port Allen (HI) | HI | Kauai | GT2 | Petroleum Liquids | DFO | Petroleum | 23.8 | 1977
10071 | Kauai Island Utility Cooperative | 6474 | Port Allen (HI) | HI | Kauai | IC1 | Petroleum Liquids | DFO | Petroleum | 2 | 1964
10071 | Kauai Island Utility Cooperative | 6474 | Port Allen (HI) | HI | Kauai | IC2 | Petroleum Liquids | DFO | Petroleum | 2 | 1964
10071 | Kauai Island Utility Cooperative | 6474 | Port Allen (HI) | HI | Kauai | ST1 | Petroleum Liquids | DFO | Petroleum | 10 | 1969
7601 | Green Mountain Power Corp | 6475 | Gorge 18 | VT | Chittenden | 1 | Conventional Hydroelectric | WAT | Hydro | 3 | 1928
11208 | Los Angeles Department of Water & Power | 6479 | San Francisquito 1 | CA | Los Angeles | 1A | Conventional Hydroelectric | WAT | Hydro | 25 | 1983
11208 | Los Angeles Department of Water & Power | 6479 | San Francisquito 1 | CA | Los Angeles | 3 | Conventional Hydroelectric | WAT | Hydro | 9.3 | 1917
11208 | Los Angeles Department of Water & Power | 6479 | San Francisquito 1 | CA | Los Angeles | 4 | Conventional Hydroelectric | WAT | Hydro | 10 | 1923
11208 | Los Angeles Department of Water & Power | 6479 | San Francisquito 1 | CA | Los Angeles | 6 | Conventional Hydroelectric | WAT | Hydro | 25 | 1987
11208 | Los Angeles Department of Water & Power | 6480 | San Francisquito 2 | CA | Los Angeles | 1 | Conventional Hydroelectric | WAT | Hydro | 14 | 1920
11208 | Los Angeles Department of Water & Power | 6480 | San Francisquito 2 | CA | Los Angeles | 2 | Conventional Hydroelectric | WAT | Hydro | 14 | 1920
11208 | Los Angeles Department of Water & Power | 6480 | San Francisquito 2 | CA | Los Angeles | 3 | Conventional Hydroelectric | WAT | Hydro | 14 | 1932
11208 | Los Angeles Department of Water & Power | 6481 | Intermountain Power Project | UT | Millard | 1 | Conventional Steam Coal | BIT | Hard Coal | 820 | 1986
11208 | Los Angeles Department of Water & Power | 6481 | Intermountain Power Project | UT | Millard | 2 | Conventional Steam Coal | BIT | Hard Coal | 820 | 1987
50048 | TransCanada Hydro Northeast Inc., | 6483 | Mcindoes | VT | Caledonia | GEN1 | Conventional Hydroelectric | WAT | Hydro | 2.6 | 1931
50048 | TransCanada Hydro Northeast Inc., | 6483 | Mcindoes | VT | Caledonia | GEN2 | Conventional Hydroelectric | WAT | Hydro | 2.6 | 1931
50048 | TransCanada Hydro Northeast Inc., | 6483 | Mcindoes | VT | Caledonia | GEN3 | Conventional Hydroelectric | WAT | Hydro | 2.6 | 1931
50048 | TransCanada Hydro Northeast Inc., | 6483 | Mcindoes | VT | Caledonia | GEN4 | Conventional Hydroelectric | WAT | Hydro | 2.6 | 1931
14354 | PacifiCorp | 6484 | Bend | OR | Deschutes | 1 | Conventional Hydroelectric | WAT | Hydro | 0.2 | 1913
14354 | PacifiCorp | 6484 | Bend | OR | Deschutes | 2 | Conventional Hydroelectric | WAT | Hydro | 0.3 | 1916
14354 | PacifiCorp | 6484 | Bend | OR | Deschutes | 3 | Conventional Hydroelectric | WAT | Hydro | 0.6 | 1917
13511 | New York State Elec & Gas Corp | 6486 | Mill C | NY | CLINTON | 1 | Conventional Hydroelectric | WAT | Hydro | 1 | 1944
13511 | New York State Elec & Gas Corp | 6486 | Mill C | NY | CLINTON | 2 | Conventional Hydroelectric | WAT | Hydro | 1.2 | 1943
13511 | New York State Elec & Gas Corp | 6486 | Mill C | NY | CLINTON | 3 | Conventional Hydroelectric | WAT | Hydro | 3.8 | 1984
11843 | Maui Electric Co Ltd | 6504 | Maalaea | HI | Maui | 1 | Petroleum Liquids | DFO | Petroleum | 2.6 | 1971
11843 | Maui Electric Co Ltd | 6504 | Maalaea | HI | Maui | 10 | Petroleum Liquids | DFO | Petroleum | 12.5 | 1979
11843 | Maui Electric Co Ltd | 6504 | Maalaea | HI | Maui | 11 | Petroleum Liquids | DFO | Petroleum | 12.5 | 1980
11843 | Maui Electric Co Ltd | 6504 | Maalaea | HI | Maui | 12 | Petroleum Liquids | DFO | Petroleum | 12.5 | 1988
11843 | Maui Electric Co Ltd | 6504 | Maalaea | HI | Maui | 13 | Petroleum Liquids | DFO | Petroleum | 12.5 | 1989
11843 | Maui Electric Co Ltd | 6504 | Maalaea | HI | Maui | 14 | Petroleum Liquids | DFO | Petroleum | 23.6 | 1992
11843 | Maui Electric Co Ltd | 6504 | Maalaea | HI | Maui | 15 | Petroleum Liquids | DFO | Petroleum | 18 | 1993
11843 | Maui Electric Co Ltd | 6504 | Maalaea | HI | Maui | 16 | Petroleum Liquids | DFO | Petroleum | 23.6 | 1993
11843 | Maui Electric Co Ltd | 6504 | Maalaea | HI | Maui | 17 | Petroleum Liquids | DFO | Petroleum | 25 | 1998
11843 | Maui Electric Co Ltd | 6504 | Maalaea | HI | Maui | 18 | Petroleum Liquids | DFO | Petroleum | 18 | 2006
11843 | Maui Electric Co Ltd | 6504 | Maalaea | HI | Maui | 19 | Petroleum Liquids | DFO | Petroleum | 25 | 2000
11843 | Maui Electric Co Ltd | 6504 | Maalaea | HI | Maui | 2 | Petroleum Liquids | DFO | Petroleum | 2.6 | 1972
11843 | Maui Electric Co Ltd | 6504 | Maalaea | HI | Maui | 3 | Petroleum Liquids | DFO | Petroleum | 2.6 | 1972
11843 | Maui Electric Co Ltd | 6504 | Maalaea | HI | Maui | 4 | Petroleum Liquids | DFO | Petroleum | 5.6 | 1973
11843 | Maui Electric Co Ltd | 6504 | Maalaea | HI | Maui | 5 | Petroleum Liquids | DFO | Petroleum | 5.6 | 1973
11843 | Maui Electric Co Ltd | 6504 | Maalaea | HI | Maui | 6 | Petroleum Liquids | DFO | Petroleum | 5.6 | 1975
11843 | Maui Electric Co Ltd | 6504 | Maalaea | HI | Maui | 7 | Petroleum Liquids | DFO | Petroleum | 5.6 | 1975
11843 | Maui Electric Co Ltd | 6504 | Maalaea | HI | Maui | 8 | Petroleum Liquids | DFO | Petroleum | 5.6 | 1977
11843 | Maui Electric Co Ltd | 6504 | Maalaea | HI | Maui | 9 | Petroleum Liquids | DFO | Petroleum | 5.6 | 1978
11843 | Maui Electric Co Ltd | 6504 | Maalaea | HI | Maui | X1 | Petroleum Liquids | DFO | Petroleum | 2.6 | 1987
11843 | Maui Electric Co Ltd | 6504 | Maalaea | HI | Maui | X2 | Petroleum Liquids | DFO | Petroleum | 2.6 | 1987
15248 | Portland General Electric Co | 6505 | Oak Grove | OR | Clackamas | 1 | Conventional Hydroelectric | WAT | Hydro | 25.5 | 1924
15248 | Portland General Electric Co | 6505 | Oak Grove | OR | Clackamas | 2 | Conventional Hydroelectric | WAT | Hydro | 25.5 | 1931
1956 | City of Bonners Ferry | 6506 | Moyie Springs | ID | Boundary | 1 | Conventional Hydroelectric | WAT | Hydro | 1 | 1941
1956 | City of Bonners Ferry | 6506 | Moyie Springs | ID | Boundary | 2 | Conventional Hydroelectric | WAT | Hydro | 0.4 | 1921
1956 | City of Bonners Ferry | 6506 | Moyie Springs | ID | Boundary | 3 | Conventional Hydroelectric | WAT | Hydro | 1 | 1950
1956 | City of Bonners Ferry | 6506 | Moyie Springs | ID | Boundary | 4 | Conventional Hydroelectric | WAT | Hydro | 1.5 | 1982
56621 | Yakama Power | 6507 | Drop 2 (WA) | WA | Yakima | 1 | Conventional Hydroelectric | WAT | Hydro | 2.5 | 1942
56621 | Yakama Power | 6508 | Drop 3 (WA) | WA | Yakima | 1 | Conventional Hydroelectric | WAT | Hydro | 0.8 | 1932
56621 | Yakama Power | 6508 | Drop 3 (WA) | WA | Yakima | 2 | Conventional Hydroelectric | WAT | Hydro | 0.8 | 1932
17166 | Sierra Pacific Power Co | 6510 | Brunswick | NV | Carson City | 1 | Petroleum Liquids | DFO | Petroleum | 2 | 1960
17166 | Sierra Pacific Power Co | 6510 | Brunswick | NV | Carson City | 2 | Petroleum Liquids | DFO | Petroleum | 2 | 1960
17166 | Sierra Pacific Power Co | 6510 | Brunswick | NV | Carson City | 3 | Petroleum Liquids | DFO | Petroleum | 2 | 1960
56369 | Truckee Meadows Water Authority | 6513 | Fleish | NV | Washoe | 1 | Conventional Hydroelectric | WAT | Hydro | 2 | 1914
19728 | UNS Electric, Inc | 6515 | Valencia | AZ | Santa Cruz | GT1 | Natural Gas Fired Combustion Turbine | NG | Natural Gas Peaker | 18 | 1989
19728 | UNS Electric, Inc | 6515 | Valencia | AZ | Santa Cruz | GT2 | Natural Gas Fired Combustion Turbine | NG | Natural Gas Peaker | 18 | 1989
19728 | UNS Electric, Inc | 6515 | Valencia | AZ | Santa Cruz | GT3 | Natural Gas Fired Combustion Turbine | NG | Natural Gas Peaker | 18 | 1989
19728 | UNS Electric, Inc | 6515 | Valencia | AZ | Santa Cruz | GT4 | Natural Gas Fired Combustion Turbine | NG | Natural Gas Peaker | 54 | 2006
56146 | Black Hills/Colorado Elec.Util | 6516 | Rocky Ford | CO | Otero | IC1 | Petroleum Liquids | DFO | Petroleum | 2 | 1964
56146 | Black Hills/Colorado Elec.Util | 6516 | Rocky Ford | CO | Otero | IC2 | Petroleum Liquids | DFO | Petroleum | 2 | 1964
56146 | Black Hills/Colorado Elec.Util | 6516 | Rocky Ford | CO | Otero | IC3 | Petroleum Liquids | DFO | Petroleum | 2 | 1964
56146 | Black Hills/Colorado Elec.Util | 6516 | Rocky Ford | CO | Otero | IC4 | Petroleum Liquids | DFO | Petroleum | 2 | 1964
56146 | Black Hills/Colorado Elec.Util | 6516 | Rocky Ford | CO | Otero | IC5 | Petroleum Liquids | DFO | Petroleum | 2 | 1964
5416 | Duke Energy Carolinas, LLC | 6517 | Keowee | SC | Pickens | 1 | Conventional Hydroelectric | WAT | Hydro | 78.8 | 1971
5416 | Duke Energy Carolinas, LLC | 6517 | Keowee | SC | Pickens | 2 | Conventional Hydroelectric | WAT | Hydro | 78.8 | 1971
57222 | Liberty Utilities (CalPeco Electric) LLC | 6518 | Kings Beach | CA | Placer | KB1 | Petroleum Liquids | DFO | Petroleum | 2.5 | 2008
57222 | Liberty Utilities (CalPeco Electric) LLC | 6518 | Kings Beach | CA | Placer | KB2 | Petroleum Liquids | DFO | Petroleum | 2.5 | 2008
57222 | Liberty Utilities (CalPeco Electric) LLC | 6518 | Kings Beach | CA | Placer | KB3 | Petroleum Liquids | DFO | Petroleum | 2.5 | 2008
57222 | Liberty Utilities (CalPeco Electric) LLC | 6518 | Kings Beach | CA | Placer | KB4 | Petroleum Liquids | DFO | Petroleum | 2.5 | 2008
57222 | Liberty Utilities (CalPeco Electric) LLC | 6518 | Kings Beach | CA | Placer | KB5 | Petroleum Liquids | DFO | Petroleum | 2.5 | 2008
57222 | Liberty Utilities (CalPeco Electric) LLC | 6518 | Kings Beach | CA | Placer | KB6 | Petroleum Liquids | DFO | Petroleum | 2.5 | 2008
7601 | Green Mountain Power Corp | 6519 | Vergennes 9 | VT | Addison | 1 | Conventional Hydroelectric | WAT | Hydro | 0.7 | 1912
7601 | Green Mountain Power Corp | 6519 | Vergennes 9 | VT | Addison | 2 | Conventional Hydroelectric | WAT | Hydro | 0.7 | 1912
7601 | Green Mountain Power Corp | 6519 | Vergennes 9 | VT | Addison | 4 | Conventional Hydroelectric | WAT | Hydro | 1 | 1943
7601 | Green Mountain Power Corp | 6519 | Vergennes 9 | VT | Addison | 5 | Petroleum Liquids | DFO | Petroleum | 2 | 1963
7601 | Green Mountain Power Corp | 6519 | Vergennes 9 | VT | Addison | 6 | Petroleum Liquids | DFO | Petroleum | 2 | 1964
7601 | Green Mountain Power Corp | 6520 | Waterbury 22 | VT | Washington | 1 | Conventional Hydroelectric | WAT | Hydro | 5.5 | 1953
40444 | Truckee-Carson Irrigation District | 6521 | Lahontan | NV | CHURCHILL | 1 | Conventional Hydroelectric | WAT | Hydro | 0.6 | 1911
40444 | Truckee-Carson Irrigation District | 6521 | Lahontan | NV | CHURCHILL | 2 | Conventional Hydroelectric | WAT | Hydro | 0.6 | 1911
40444 | Truckee-Carson Irrigation District | 6521 | Lahontan | NV | CHURCHILL | 3 | Conventional Hydroelectric | WAT | Hydro | 0.6 | 1911
9726 | Jersey Central Power & Lt Co | 6522 | Yards Creek | NJ | Warren | 1 | Hydroelectric Pumped Storage | WAT | Other | 151 | 1965
9726 | Jersey Central Power & Lt Co | 6522 | Yards Creek | NJ | Warren | 2 | Hydroelectric Pumped Storage | WAT | Other | 151 | 1965
9726 | Jersey Central Power & Lt Co | 6522 | Yards Creek | NJ | Warren | 3 | Hydroelectric Pumped Storage | WAT | Other | 151 | 1965
13511 | New York State Elec & Gas Corp | 6526 | Rainbow Falls Auscble | NY | Clinton | 1 | Conventional Hydroelectric | WAT | Hydro | 1.3 | 1926
13511 | New York State Elec & Gas Corp | 6526 | Rainbow Falls Auscble | NY | Clinton | 2 | Conventional Hydroelectric | WAT | Hydro | 1.3 | 1927
5914 | Erie Boulevard Hydropower LP | 6527 | E J West | NY | Saratoga | 1 | Conventional Hydroelectric | WAT | Hydro | 11 | 1930
5914 | Erie Boulevard Hydropower LP | 6527 | E J West | NY | Saratoga | 2 | Conventional Hydroelectric | WAT | Hydro | 11 | 1930
50048 | TransCanada Hydro Northeast Inc., | 6529 | Searsburg | VT | Bennington | GEN1 | Conventional Hydroelectric | WAT | Hydro | 4.1 | 1922
56369 | Truckee Meadows Water Authority | 6531 | Verdi | NV | WASHOE | 1 | Conventional Hydroelectric | WAT | Hydro | 2.4 | 1911
56369 | Truckee Meadows Water Authority | 6532 | Washoe | NV | Washoe | 1 | Conventional Hydroelectric | WAT | Hydro | 1.3 | 1904
56369 | Truckee Meadows Water Authority | 6532 | Washoe | NV | Washoe | 2 | Conventional Hydroelectric | WAT | Hydro | 1.3 | 1904
13137 | City of Murray - (UT) | 6537 | Little Cottonwood | UT | Salt Lake | 1 | Conventional Hydroelectric | WAT | Hydro | 2.4 | 1983
13137 | City of Murray - (UT) | 6537 | Little Cottonwood | UT | Salt Lake | 2 | Conventional Hydroelectric | WAT | Hydro | 2.4 | 1983
59927 | PE Hydro Generation, LLC | 6543 | Dam No. 4 Hydro Station | WV | Jefferson | 1 | Conventional Hydroelectric | WAT | Hydro | 0.5 | 1909
59927 | PE Hydro Generation, LLC | 6543 | Dam No. 4 Hydro Station | WV | Jefferson | 2 | Conventional Hydroelectric | WAT | Hydro | 0.5 | 1909
59927 | PE Hydro Generation, LLC | 6543 | Dam No. 4 Hydro Station | WV | Jefferson | 3 | Conventional Hydroelectric | WAT | Hydro | 0.9 | 1991
59927 | PE Hydro Generation, LLC | 6544 | Dam No. 5 Hydro Station | WV | Berkeley | 1 | Conventional Hydroelectric | WAT | Hydro | 0.5 | 1919
59927 | PE Hydro Generation, LLC | 6544 | Dam No. 5 Hydro Station | WV | Berkeley | 2 | Conventional Hydroelectric | WAT | Hydro | 0.5 | 1919
59927 | PE Hydro Generation, LLC | 6546 | Millville Hydro Station | WV | Jefferson | 1 | Conventional Hydroelectric | WAT | Hydro | 0.8 | 1913
59927 | PE Hydro Generation, LLC | 6546 | Millville Hydro Station | WV | Jefferson | 2 | Conventional Hydroelectric | WAT | Hydro | 1 | 1939
59927 | PE Hydro Generation, LLC | 6546 | Millville Hydro Station | WV | Jefferson | 3 | Conventional Hydroelectric | WAT | Hydro | 1 | 1938
19400 | USACE Northwestern Division | 6552 | Foster | OR | Linn | 1 | Conventional Hydroelectric | WAT | Hydro | 10 | 1968
19400 | USACE Northwestern Division | 6552 | Foster | OR | Linn | 2 | Conventional Hydroelectric | WAT | Hydro | 10 | 1968
20214 | Waverly Municipal Elec Utility | 6554 | Waverly Municipal Electric North Plant | IA | Bremer | 10 | Petroleum Liquids | DFO | Petroleum | 7 | 1993
20214 | Waverly Municipal Elec Utility | 6554 | Waverly Municipal Electric North Plant | IA | Bremer | 17 | Petroleum Liquids | DFO | Petroleum | 1.8 | 2015
20214 | Waverly Municipal Elec Utility | 6554 | Waverly Municipal Electric North Plant | IA | Bremer | 18 | Petroleum Liquids | DFO | Petroleum | 1.8 | 2015
20214 | Waverly Municipal Elec Utility | 6554 | Waverly Municipal Electric North Plant | IA | Bremer | 19 | Petroleum Liquids | DFO | Petroleum | 1.8 | 2015
20214 | Waverly Municipal Elec Utility | 6554 | Waverly Municipal Electric North Plant | IA | Bremer | 20 | Petroleum Liquids | DFO | Petroleum | 1.8 | 2015
20214 | Waverly Municipal Elec Utility | 6554 | Waverly Municipal Electric North Plant | IA | Bremer | 7 | Natural Gas Internal Combustion Engine | NG | Natural Gas Peaker | 3.5 | 1958
20214 | Waverly Municipal Elec Utility | 6554 | Waverly Municipal Electric North Plant | IA | Bremer | 8 | Natural Gas Internal Combustion Engine | NG | Natural Gas Peaker | 3.7 | 1967
20214 | Waverly Municipal Elec Utility | 6554 | Waverly Municipal Electric North Plant | IA | Bremer | 9 | Natural Gas Internal Combustion Engine | NG | Natural Gas Peaker | 3.7 | 1967
12119 | McGrath Light & Power Co | 6555 | McGrath | AK | Yukon Koyukuk | 3A | Petroleum Liquids | DFO | Petroleum | 0.5 | 2011
12119 | McGrath Light & Power Co | 6555 | McGrath | AK | Yukon Koyukuk | 4A | Petroleum Liquids | DFO | Petroleum | 0.5 | 2011
12119 | McGrath Light & Power Co | 6555 | McGrath | AK | Yukon Koyukuk | 6 | Petroleum Liquids | DFO | Petroleum | 0.6 | 1988
12119 | McGrath Light & Power Co | 6555 | McGrath | AK | Yukon Koyukuk | 7 | Petroleum Liquids | DFO | Petroleum | 0.6 | 1993
298 | City of Alexandria - (LA) | 6558 | D G Hunter | LA | Rapides | 3 | Natural Gas Steam Turbine | NG | Natural Gas Peaker | 55 | 1965
298 | City of Alexandria - (LA) | 6558 | D G Hunter | LA | Rapides | 4 | Natural Gas Steam Turbine | NG | Natural Gas Peaker | 85 | 1974
599 | Anchorage Municipal Light and Power | 6559 | George M Sullivan Generation Plant 2 | AK | Anchorage | 5 | Natural Gas Fired Combined Cycle | NG | Natural Gas Nonpeaker | 38.1 | 1975
599 | Anchorage Municipal Light and Power | 6559 | George M Sullivan Generation Plant 2 | AK | Anchorage | 6 | Natural Gas Fired Combined Cycle | NG | Natural Gas Nonpeaker | 33 | 1979
599 | Anchorage Municipal Light and Power | 6559 | George M Sullivan Generation Plant 2 | AK | Anchorage | 7 | Natural Gas Fired Combined Cycle | NG | Natural Gas Nonpeaker | 102.6 | 1979
599 | Anchorage Municipal Light and Power | 6559 | George M Sullivan Generation Plant 2 | AK | Anchorage | GT8 | Natural Gas Fired Combustion Turbine | NG | Natural Gas Peaker | 92.6 | 1984
733 | Appalachian Power Co | 6560 | London | WV | Kanawha | 1 | Conventional Hydroelectric | WAT | Hydro | 4.8 | 1935
733 | Appalachian Power Co | 6560 | London | WV | Kanawha | 2 | Conventional Hydroelectric | WAT | Hydro | 4.8 | 1935
733 | Appalachian Power Co | 6560 | London | WV | Kanawha | 3 | Conventional Hydroelectric | WAT | Hydro | 4.8 | 1935
733 | Appalachian Power Co | 6561 | Marmet | WV | Kanawha | 1 | Conventional Hydroelectric | WAT | Hydro | 4.8 | 1935
733 | Appalachian Power Co | 6561 | Marmet | WV | Kanawha | 2 | Conventional Hydroelectric | WAT | Hydro | 4.8 | 1935
733 | Appalachian Power Co | 6561 | Marmet | WV | Kanawha | 3 | Conventional Hydroelectric | WAT | Hydro | 4.8 | 1935
733 | Appalachian Power Co | 6562 | Winfield | WV | Putnam | 1 | Conventional Hydroelectric | WAT | Hydro | 14.7 | 1938
733 | Appalachian Power Co | 6562 | Winfield | WV | Putnam | 2 | Conventional Hydroelectric | WAT | Hydro | 4.9 | 1938
733 | Appalachian Power Co | 6562 | Winfield | WV | Putnam | 3 | Conventional Hydroelectric | WAT | Hydro | 4.9 | 1938
924 | Associated Electric Coop, Inc | 6563 | Unionville | MO | Putnam | 1 | Petroleum Liquids | DFO | Petroleum | 26.6 | 1976
924 | Associated Electric Coop, Inc | 6563 | Unionville | MO | Putnam | 2 | Petroleum Liquids | DFO | Petroleum | 26.6 | 1976
1615 | Town of Berlin - (MD) | 6565 | Berlin | MD | Worcester | 1A | Petroleum Liquids | DFO | Petroleum | 1.1 | 1961
1615 | Town of Berlin - (MD) | 6565 | Berlin | MD | Worcester | 2A | Petroleum Liquids | DFO | Petroleum | 1.8 | 1999
1615 | Town of Berlin - (MD) | 6565 | Berlin | MD | Worcester | 3A | Petroleum Liquids | DFO | Petroleum | 1.8 | 1999
1615 | Town of Berlin - (MD) | 6565 | Berlin | MD | Worcester | 4A | Petroleum Liquids | DFO | Petroleum | 1.8 | 2000
1615 | Town of Berlin - (MD) | 6565 | Berlin | MD | Worcester | 5A | Petroleum Liquids | DFO | Petroleum | 2.5 | 1989
221 | Alaska Village Elec Coop, Inc | 6566 | Bethel | AK | Bethel | 1 | Petroleum Liquids | DFO | Petroleum | 2.1 | 1976
221 | Alaska Village Elec Coop, Inc | 6566 | Bethel | AK | Bethel | 2 | Petroleum Liquids | DFO | Petroleum | 2.1 | 1976
221 | Alaska Village Elec Coop, Inc | 6566 | Bethel | AK | Bethel | 3 | Petroleum Liquids | DFO | Petroleum | 2.1 | 1976
221 | Alaska Village Elec Coop, Inc | 6566 | Bethel | AK | Bethel | 4 | Petroleum Liquids | DFO | Petroleum | 2.1 | 1976
221 | Alaska Village Elec Coop, Inc | 6566 | Bethel | AK | Bethel | 6 | Petroleum Liquids | DFO | Petroleum | 2.1 | 1989
221 | Alaska Village Elec Coop, Inc | 6566 | Bethel | AK | Bethel | 7 | Petroleum Liquids | DFO | Petroleum | 2.1 | 1992
1857 | Block Island Power Co | 6567 | Block Island | RI | Washington | 22 | Petroleum Liquids | DFO | Petroleum | 1.3 | 1999
1857 | Block Island Power Co | 6567 | Block Island | RI | Washington | 23 | Petroleum Liquids | DFO | Petroleum | 1.2 | 2001
1857 | Block Island Power Co | 6567 | Block Island | RI | Washington | 24 | Petroleum Liquids | DFO | Petroleum | 1.6 | 2002
1857 | Block Island Power Co | 6567 | Block Island | RI | Washington | 25 | Petroleum Liquids | DFO | Petroleum | 1.8 | 2006
1857 | Block Island Power Co | 6567 | Block Island | RI | Washington | 26 | Petroleum Liquids | DFO | Petroleum | 1.8 | 2012
9776 | City of Johnson - (KS) | 6579 | Johnson | KS | Stanton | 1 | Petroleum Liquids | DFO | Petroleum | 0.6 | 1959
9776 | City of Johnson - (KS) | 6579 | Johnson | KS | Stanton | 2 | Petroleum Liquids | DFO | Petroleum | 0.9 | 1963
9776 | City of Johnson - (KS) | 6579 | Johnson | KS | Stanton | 4 | Petroleum Liquids | DFO | Petroleum | 0.5 | 1954
9776 | City of Johnson - (KS) | 6579 | Johnson | KS | Stanton | 5 | Petroleum Liquids | DFO | Petroleum | 0.3 | 1950
9776 | City of Johnson - (KS) | 6579 | Johnson | KS | Stanton | 7 | Petroleum Liquids | DFO | Petroleum | 1.5 | 1983
9776 | City of Johnson - (KS) | 6579 | Johnson | KS | Stanton | 8 | Natural Gas Internal Combustion Engine | NG | Natural Gas Peaker | 1.2 | 1993
9776 | City of Johnson - (KS) | 6579 | Johnson | KS | Stanton | IC6 | Petroleum Liquids | DFO | Petroleum | 1.5 | 1986
10210 | Ketchikan Public Utilities | 6580 | Beaver Falls | AK | Ketchikan Gateway | 1 | Conventional Hydroelectric | WAT | Hydro | 1 | 1947
10210 | Ketchikan Public Utilities | 6580 | Beaver Falls | AK | Ketchikan Gateway | 3 | Conventional Hydroelectric | WAT | Hydro | 2.2 | 1954
10210 | Ketchikan Public Utilities | 6580 | Beaver Falls | AK | Ketchikan Gateway | 4 | Conventional Hydroelectric | WAT | Hydro | 2.2 | 1954
10210 | Ketchikan Public Utilities | 6581 | Silvis | AK | Ketchikan Gateway | 1 | Conventional Hydroelectric | WAT | Hydro | 2.1 | 1968
50079 | Utility Board of Key West City | 6584 | Stock Island | FL | Monroe | EP2 | Petroleum Liquids | DFO | Petroleum | 2.5 | 2012
50079 | Utility Board of Key West City | 6584 | Stock Island | FL | Monroe | GT1 | Petroleum Liquids | DFO | Petroleum | 23.4 | 1978
50079 | Utility Board of Key West City | 6584 | Stock Island | FL | Monroe | GT2 | Petroleum Liquids | DFO | Petroleum | 19.7 | 1999
50079 | Utility Board of Key West City | 6584 | Stock Island | FL | Monroe | GT3 | Petroleum Liquids | DFO | Petroleum | 19.7 | 1999
50079 | Utility Board of Key West City | 6584 | Stock Island | FL | Monroe | GT4 | Petroleum Liquids | DFO | Petroleum | 42 | 2006
50079 | Utility Board of Key West City | 6584 | Stock Island | FL | Monroe | MSD1 | Petroleum Liquids | DFO | Petroleum | 9.6 | 1991
50079 | Utility Board of Key West City | 6584 | Stock Island | FL | Monroe | MSD2 | Petroleum Liquids | DFO | Petroleum | 9.6 | 1991
11624 | City of Marblehead - (MA) | 6586 | Wilkins Station | MA | Essex | 1 | Petroleum Liquids | DFO | Petroleum | 2.7 | 1975
11624 | City of Marblehead - (MA) | 6586 | Wilkins Station | MA | Essex | 2 | Petroleum Liquids | DFO | Petroleum | 2.7 | 1975
55937 | Entergy Texas Inc. | 6595 | Toledo Bend | TX | Newton | 1 | Conventional Hydroelectric | WAT | Hydro | 40.5 | 1969
55937 | Entergy Texas Inc. | 6595 | Toledo Bend | TX | Newton | 2 | Conventional Hydroelectric | WAT | Hydro | 40.5 | 1969
16534 | Sacramento Municipal Util Dist | 6612 | Union Valley | CA | El Dorado | 1 | Conventional Hydroelectric | WAT | Hydro | 38.6 | 1963
18371 | Village of Swanton - (VT) | 6618 | Highgate Falls | VT | Franklin | 1 | Conventional Hydroelectric | WAT | Hydro | 1.1 | 1930
18371 | Village of Swanton - (VT) | 6618 | Highgate Falls | VT | Franklin | 2 | Conventional Hydroelectric | WAT | Hydro | 1 | 1923
18371 | Village of Swanton - (VT) | 6618 | Highgate Falls | VT | Franklin | 3 | Conventional Hydroelectric | WAT | Hydro | 3.2 | 1954
18371 | Village of Swanton - (VT) | 6618 | Highgate Falls | VT | Franklin | 4 | Conventional Hydroelectric | WAT | Hydro | 5.8 | 1990
30151 | Tri-State G & T Assn, Inc | 6619 | Burlington (CO) | CO | Kit Carson | 1 | Petroleum Liquids | DFO | Petroleum | 64.7 | 1977
30151 | Tri-State G & T Assn, Inc | 6619 | Burlington (CO) | CO | Kit Carson | 2 | Petroleum Liquids | DFO | Petroleum | 64.7 | 1977
19635 | USCE-Missouri River District | 6623 | Fort Peck | MT | McCone | 1 | Conventional Hydroelectric | WAT | Hydro | 43.5 | 1943
19635 | USCE-Missouri River District | 6623 | Fort Peck | MT | McCone | 2 | Conventional Hydroelectric | WAT | Hydro | 18.3 | 1948
19635 | USCE-Missouri River District | 6623 | Fort Peck | MT | McCone | 3 | Conventional Hydroelectric | WAT | Hydro | 43.5 | 1951
19635 | USCE-Missouri River District | 6623 | Fort Peck | MT | McCone | 4 | Conventional Hydroelectric | WAT | Hydro | 40 | 1961
19635 | USCE-Missouri River District | 6623 | Fort Peck | MT | McCone | 5 | Conventional Hydroelectric | WAT | Hydro | 40 | 1961
19635 | USCE-Missouri River District | 6624 | Gavins Point | NE | Cedar | 1 | Conventional Hydroelectric | WAT | Hydro | 44.1 | 1956
19635 | USCE-Missouri River District | 6624 | Gavins Point | NE | Cedar | 2 | Conventional Hydroelectric | WAT | Hydro | 44.1 | 1956
19635 | USCE-Missouri River District | 6624 | Gavins Point | NE | Cedar | 3 | Conventional Hydroelectric | WAT | Hydro | 44.1 | 1957
4180 | Connecticut Mun Elec Engy Coop | 6635 | A L Pierce | CT | New Haven | 4 | Natural Gas Fired Combustion Turbine | NG | Natural Gas Peaker | 84 | 2007
59926 | Lake Lynn Generation, LLC | 6636 | Lake Lynn Hydro Station | PA | FAYETTE | 1 | Conventional Hydroelectric | WAT | Hydro | 12.8 | 1926
59926 | Lake Lynn Generation, LLC | 6636 | Lake Lynn Hydro Station | PA | FAYETTE | 2 | Conventional Hydroelectric | WAT | Hydro | 12.8 | 1929
59926 | Lake Lynn Generation, LLC | 6636 | Lake Lynn Hydro Station | PA | FAYETTE | 3 | Conventional Hydroelectric | WAT | Hydro | 12.8 | 1926
59926 | Lake Lynn Generation, LLC | 6636 | Lake Lynn Hydro Station | PA | FAYETTE | 4 | Conventional Hydroelectric | WAT | Hydro | 12.8 | 1926
30150 | CBY DBA Yakutat Power | 6637 | Yakutat | AK | YAKUTAT | 2B | Petroleum Liquids | DFO | Petroleum | 0.8 | 1999
30150 | CBY DBA Yakutat Power | 6637 | Yakutat | AK | YAKUTAT | 3A | Petroleum Liquids | DFO | Petroleum | 0.6 | 1999
30150 | CBY DBA Yakutat Power | 6637 | Yakutat | AK | YAKUTAT | 6 | Petroleum Liquids | DFO | Petroleum | 1.2 | 2007
30150 | CBY DBA Yakutat Power | 6637 | Yakutat | AK | YAKUTAT | 7 | Petroleum Liquids | DFO | Petroleum | 1.2 | 2012
1692 | Big Rivers Electric Corp | 6639 | R D Green | KY | Webster | 1 | Conventional Steam Coal | BIT | Hard Coal | 293 | 1979
1692 | Big Rivers Electric Corp | 6639 | R D Green | KY | Webster | 2 | Conventional Steam Coal | BIT | Hard Coal | 293 | 1981
814 | Entergy Arkansas Inc | 6641 | Independence Steam Electric Station | AR | Independence | 1 | Conventional Steam Coal | SUB | Hard Coal | 900 | 1983
814 | Entergy Arkansas Inc | 6641 | Independence Steam Electric Station | AR | Independence | 2 | Conventional Steam Coal | SUB | Hard Coal | 900 | 1984
12397 | Metropolitan Water District of S CA | 6643 | Greg Avenue | CA | Los Angeles | 1 | Conventional Hydroelectric | WAT | Hydro | 1 | 1979
12397 | Metropolitan Water District of S CA | 6644 | Lake Mathews | CA | Riverside | 1 | Conventional Hydroelectric | WAT | Hydro | 4.9 | 1980
12397 | Metropolitan Water District of S CA | 6645 | Foothill Feeder | CA | Los Angeles | 1 | Conventional Hydroelectric | WAT | Hydro | 4.5 | 1981
12397 | Metropolitan Water District of S CA | 6645 | Foothill Feeder | CA | Los Angeles | 2 | Conventional Hydroelectric | WAT | Hydro | 4.5 | 1981
12397 | Metropolitan Water District of S CA | 6646 | San Dimas | CA | Los Angeles | 1 | Conventional Hydroelectric | WAT | Hydro | 9.9 | 1981
12397 | Metropolitan Water District of S CA | 6647 | Yorba Linda | CA | Orange | 1 | Conventional Hydroelectric | WAT | Hydro | 5.1 | 1981
55983 | Luminant Generation Company LLC | 6648 | Sandow No 4 | TX | Milam | 4 | Conventional Steam Coal | LIG | Lignite | 590.6 | 1981
19436 | Union Electric Co - (MO) | 6650 | Mexico | MO | Audrain | 1 | Petroleum Liquids | DFO | Petroleum | 60.7 | 1978
19436 | Union Electric Co - (MO) | 6651 | Moberly | MO | Randolph | 1 | Petroleum Liquids | DFO | Petroleum | 60.6 | 1978
19436 | Union Electric Co - (MO) | 6652 | Moreau | MO | Cole | 1 | Petroleum Liquids | DFO | Petroleum | 60.8 | 1978
12341 | MidAmerican Energy Co | 6664 | Louisa | IA | Louisa | 1 | Conventional Steam Coal | SUB | Hard Coal | 811.9 | 1983
29297 | Pelican Utility | 6702 | Pelican | AK | Skagway Hoonah Angoon | HC1 | Conventional Hydroelectric | WAT | Hydro | 0.6 | 1984
29297 | Pelican Utility | 6702 | Pelican | AK | Skagway Hoonah Angoon | HC2 | Conventional Hydroelectric | WAT | Hydro | 0.1 | 1984
29297 | Pelican Utility | 6702 | Pelican | AK | Skagway Hoonah Angoon | IC6 | Petroleum Liquids | DFO | Petroleum | 0.4 | 2008
29297 | Pelican Utility | 6702 | Pelican | AK | Skagway Hoonah Angoon | IC7 | Petroleum Liquids | DFO | Petroleum | 0.4 | 2008
29297 | Pelican Utility | 6702 | Pelican | AK | Skagway Hoonah Angoon | IC8 | Petroleum Liquids | DFO | Petroleum | 0.2 | 2008
17609 | Southern California Edison Co | 6704 | Pebbly Beach | CA | Los Angeles | 10 | Petroleum Liquids | DFO | Petroleum | 1.1 | 1966
17609 | Southern California Edison Co | 6704 | Pebbly Beach | CA | Los Angeles | 12 | Petroleum Liquids | DFO | Petroleum | 1.5 | 1976
17609 | Southern California Edison Co | 6704 | Pebbly Beach | CA | Los Angeles | 14 | Petroleum Liquids | DFO | Petroleum | 1.4 | 1986
17609 | Southern California Edison Co | 6704 | Pebbly Beach | CA | Los Angeles | 15 | Petroleum Liquids | DFO | Petroleum | 2.8 | 1995
17609 | Southern California Edison Co | 6704 | Pebbly Beach | CA | Los Angeles | 7 | Petroleum Liquids | DFO | Petroleum | 1 | 1958
17609 | Southern California Edison Co | 6704 | Pebbly Beach | CA | Los Angeles | 8 | Petroleum Liquids | DFO | Petroleum | 1.5 | 1963
17609 | Southern California Edison Co | 6704 | Pebbly Beach | CA | Los Angeles | MT01 | Petroleum Liquids | PG | Petroleum | 0.1 | 2011
17609 | Southern California Edison Co | 6704 | Pebbly Beach | CA | Los Angeles | MT02 | Petroleum Liquids | PG | Petroleum | 0.1 | 2011
17609 | Southern California Edison Co | 6704 | Pebbly Beach | CA | Los Angeles | MT03 | Petroleum Liquids | PG | Petroleum | 0.1 | 2011
17609 | Southern California Edison Co | 6704 | Pebbly Beach | CA | Los Angeles | MT04 | Petroleum Liquids | PG | Petroleum | 0.1 | 2011
17609 | Southern California Edison Co | 6704 | Pebbly Beach | CA | Los Angeles | MT05 | Petroleum Liquids | PG | Petroleum | 0.1 | 2011
17609 | Southern California Edison Co | 6704 | Pebbly Beach | CA | Los Angeles | MT06 | Petroleum Liquids | PG | Petroleum | 0.1 | 2011
17609 | Southern California Edison Co | 6704 | Pebbly Beach | CA | Los Angeles | MT07 | Petroleum Liquids | PG | Petroleum | 0.1 | 2011
17609 | Southern California Edison Co | 6704 | Pebbly Beach | CA | Los Angeles | MT08 | Petroleum Liquids | PG | Petroleum | 0.1 | 2011
17609 | Southern California Edison Co | 6704 | Pebbly Beach | CA | Los Angeles | MT09 | Petroleum Liquids | PG | Petroleum | 0.1 | 2011
17609 | Southern California Edison Co | 6704 | Pebbly Beach | CA | Los Angeles | MT10 | Petroleum Liquids | PG | Petroleum | 0.1 | 2011
17609 | Southern California Edison Co | 6704 | Pebbly Beach | CA | Los Angeles | MT11 | Petroleum Liquids | PG | Petroleum | 0.1 | 2011
17609 | Southern California Edison Co | 6704 | Pebbly Beach | CA | Los Angeles | MT14 | Petroleum Liquids | PG | Petroleum | 0.1 | 2011
17609 | Southern California Edison Co | 6704 | Pebbly Beach | CA | Los Angeles | MT15 | Petroleum Liquids | PG | Petroleum | 0.1 | 2011
17609 | Southern California Edison Co | 6704 | Pebbly Beach | CA | Los Angeles | MT16 | Petroleum Liquids | PG | Petroleum | 0.1 | 2011
17609 | Southern California Edison Co | 6704 | Pebbly Beach | CA | Los Angeles | MT17 | Petroleum Liquids | PG | Petroleum | 0.1 | 2011
17609 | Southern California Edison Co | 6704 | Pebbly Beach | CA | Los Angeles | MT18 | Petroleum Liquids | PG | Petroleum | 0.1 | 2011
17609 | Southern California Edison Co | 6704 | Pebbly Beach | CA | Los Angeles | MT19 | Petroleum Liquids | PG | Petroleum | 0.1 | 2011
17609 | Southern California Edison Co | 6704 | Pebbly Beach | CA | Los Angeles | MT20 | Petroleum Liquids | PG | Petroleum | 0.1 | 2011
17609 | Southern California Edison Co | 6704 | Pebbly Beach | CA | Los Angeles | MT21 | Petroleum Liquids | PG | Petroleum | 0.1 | 2011
17609 | Southern California Edison Co | 6704 | Pebbly Beach | CA | Los Angeles | MT22 | Petroleum Liquids | PG | Petroleum | 0.1 | 2011
17609 | Southern California Edison Co | 6704 | Pebbly Beach | CA | Los Angeles | MT23 | Petroleum Liquids | PG | Petroleum | 0.1 | 2011
17609 | Southern California Edison Co | 6704 | Pebbly Beach | CA | Los Angeles | MT24 | Petroleum Liquids | PG | Petroleum | 0.1 | 2011
17609 | Southern California Edison Co | 6704 | Pebbly Beach | CA | Los Angeles | MT25 | Petroleum Liquids | PG | Petroleum | 0.1 | 2011
261 | AGC Division of APG Inc | 6705 | Warrick | IN | Warrick | 1 | Conventional Steam Coal | BIT | Hard Coal | 166.6 | 1960
261 | AGC Division of APG Inc | 6705 | Warrick | IN | Warrick | 2 | Conventional Steam Coal | BIT | Hard Coal | 166.6 | 1964
261 | AGC Division of APG Inc | 6705 | Warrick | IN | Warrick | 3 | Conventional Steam Coal | BIT | Hard Coal | 166.6 | 1965
261 | AGC Division of APG Inc | 6705 | Warrick | IN | Warrick | 4 | Conventional Steam Coal | BIT | Hard Coal | 323 | 1970
7570 | Great River Energy | 6741 | Rock Lake CT | MN | Pine | 1 | Petroleum Liquids | DFO | Petroleum | 25 | 1978
15143 | Platte River Power Authority | 6761 | Rawhide | CO | Larimer | 1 | Conventional Steam Coal | SUB | Hard Coal | 293.6 | 1984
15143 | Platte River Power Authority | 6761 | Rawhide | CO | Larimer | A | Natural Gas Fired Combustion Turbine | NG | Natural Gas Peaker | 89.3 | 2002
15143 | Platte River Power Authority | 6761 | Rawhide | CO | Larimer | B | Natural Gas Fired Combustion Turbine | NG | Natural Gas Peaker | 89.3 | 2002
15143 | Platte River Power Authority | 6761 | Rawhide | CO | Larimer | C | Natural Gas Fired Combustion Turbine | NG | Natural Gas Peaker | 89.3 | 2002
15143 | Platte River Power Authority | 6761 | Rawhide | CO | Larimer | D | Natural Gas Fired Combustion Turbine | NG | Natural Gas Peaker | 89.3 | 2004
15143 | Platte River Power Authority | 6761 | Rawhide | CO | Larimer | F | Natural Gas Fired Combustion Turbine | NG | Natural Gas Peaker | 149.6 | 2008
17177 | City of Sikeston - (MO) | 6768 | Sikeston Power Station | MO | Scott | 1 | Conventional Steam Coal | SUB | Hard Coal | 261 | 1981
20447 | Western Farmers Elec Coop, Inc | 6772 | Hugo | OK | Choctaw | 1 | Conventional Steam Coal | SUB | Hard Coal | 446 | 1982
19856 | City of Vineland - (NJ) | 6776 | West Station (NJ) | NJ | Cumberland | 1 | Petroleum Liquids | DFO | Petroleum | 27 | 1972
50118 | US Army Corps of Engineers | 6789 | St Stephen | SC | Berkeley | 1 | Conventional Hydroelectric | WAT | Hydro | 28 | 1985
50118 | US Army Corps of Engineers | 6789 | St Stephen | SC | Berkeley | 2 | Conventional Hydroelectric | WAT | Hydro | 28 | 1985
50118 | US Army Corps of Engineers | 6789 | St Stephen | SC | Berkeley | 3 | Conventional Hydroelectric | WAT | Hydro | 28 | 1985
998 | City of Augusta - (KS) | 6791 | Augusta Electric Plant No 2 | KS | BUTLER | 1 | Natural Gas Internal Combustion Engine | NG | Natural Gas Peaker | 4 | 1968
998 | City of Augusta - (KS) | 6791 | Augusta Electric Plant No 2 | KS | BUTLER | 2 | Natural Gas Internal Combustion Engine | NG | Natural Gas Peaker | 4 | 1968
998 | City of Augusta - (KS) | 6791 | Augusta Electric Plant No 2 | KS | BUTLER | 3 | Natural Gas Internal Combustion Engine | NG | Natural Gas Peaker | 6 | 1981
998 | City of Augusta - (KS) | 6791 | Augusta Electric Plant No 2 | KS | BUTLER | 4 | Natural Gas Internal Combustion Engine | NG | Natural Gas Peaker | 6.7 | 2005
17271 | City & Borough of Sitka - (AK) | 6801 | Jarvis Street | AK | SITKA | 1 | Petroleum Liquids | DFO | Petroleum | 2 | 1979
17271 | City & Borough of Sitka - (AK) | 6801 | Jarvis Street | AK | SITKA | 2 | Petroleum Liquids | DFO | Petroleum | 2.8 | 1979
17271 | City & Borough of Sitka - (AK) | 6801 | Jarvis Street | AK | SITKA | 3 | Petroleum Liquids | DFO | Petroleum | 2.8 | 1979
17271 | City & Borough of Sitka - (AK) | 6801 | Jarvis Street | AK | SITKA | 4 | Petroleum Liquids | DFO | Petroleum | 4.5 | 2002
17271 | City & Borough of Sitka - (AK) | 6801 | Jarvis Street | AK | SITKA | 5 | Petroleum Liquids | DFO | Petroleum | 13.5 | 2014
1692 | Big Rivers Electric Corp | 6823 | D B Wilson | KY | Ohio | 1 | Conventional Steam Coal | BIT | Hard Coal | 509.4 | 1984
7570 | Great River Energy | 6824 | St Bonifacius | MN | Carver | 1 | Petroleum Liquids | DFO | Petroleum | 61.2 | 1978
9011 | City of Hugoton - (KS) | 7011 | Hugoton 2 | KS | Stevens | 10 | Petroleum Liquids | DFO | Petroleum | 4.3 | 1983
9011 | City of Hugoton - (KS) | 7011 | Hugoton 2 | KS | Stevens | 11 | Petroleum Liquids | DFO | Petroleum | 2.5 | 1997
9011 | City of Hugoton - (KS) | 7011 | Hugoton 2 | KS | Stevens | 12 | Petroleum Liquids | DFO | Petroleum | 3 | 1997
9011 | City of Hugoton - (KS) | 7011 | Hugoton 2 | KS | Stevens | 13 | Natural Gas Internal Combustion Engine | NG | Natural Gas Peaker | 0.8 | 1998
9011 | City of Hugoton - (KS) | 7011 | Hugoton 2 | KS | Stevens | 7 | Petroleum Liquids | DFO | Petroleum | 2.3 | 1964
9011 | City of Hugoton - (KS) | 7011 | Hugoton 2 | KS | Stevens | 8 | Petroleum Liquids | DFO | Petroleum | 2 | 1971
9011 | City of Hugoton - (KS) | 7011 | Hugoton 2 | KS | Stevens | 9A | Petroleum Liquids | DFO | Petroleum | 4.3 | 1994
9187 | City of Idaho Falls - (ID) | 7012 | Lower No 1 | ID | BONNEVILLE | 2 | Conventional Hydroelectric | WAT | Hydro | 8 | 1982
20813 | City of Winfield - (KS) | 7013 | East 12th Street | KS | Cowley | 4 | Natural Gas Steam Turbine | NG | Natural Gas Peaker | 26.5 | 1970
20813 | City of Winfield - (KS) | 7013 | East 12th Street | KS | Cowley | 5 | Petroleum Liquids | DFO | Petroleum | 1.6 | 2002
13037 | City of Mt Pleasant - (UT) | 7015 | Unit 4 | UT | Sanpete | 1 | Conventional Hydroelectric | WAT | Hydro | 1.5 | 1993
3355 | City of Chanute | 7018 | Chanute 3 | KS | Neosho | 10 | Natural Gas Internal Combustion Engine | NG | Natural Gas Peaker | 7.6 | 1986
3355 | City of Chanute | 7018 | Chanute 3 | KS | Neosho | 11 | Natural Gas Internal Combustion Engine | NG | Natural Gas Peaker | 7.6 | 1986
3355 | City of Chanute | 7018 | Chanute 3 | KS | Neosho | 12 | Petroleum Liquids | DFO | Petroleum | 6 | 1991
3355 | City of Chanute | 7018 | Chanute 3 | KS | Neosho | 13 | Petroleum Liquids | DFO | Petroleum | 6 | 1991
3355 | City of Chanute | 7018 | Chanute 3 | KS | Neosho | 9 | Natural Gas Internal Combustion Engine | NG | Natural Gas Peaker | 7.6 | 1985
17845 | City of Springville - (UT) | 7028 | Whitehead | UT | UTAH | K1 | Natural Gas Internal Combustion Engine | NG | Natural Gas Peaker | 7 | 1986
17845 | City of Springville - (UT) | 7028 | Whitehead | UT | UTAH | K2 | Natural Gas Internal Combustion Engine | NG | Natural Gas Peaker | 7 | 1986
17845 | City of Springville - (UT) | 7028 | Whitehead | UT | UTAH | K3 | Natural Gas Internal Combustion Engine | NG | Natural Gas Peaker | 7 | 2000
17845 | City of Springville - (UT) | 7028 | Whitehead | UT | UTAH | K4 | Natural Gas Internal Combustion Engine | NG | Natural Gas Peaker | 5 | 2002
56598 | Major Oak Power, LLC | 7030 | Major Oak Power | TX | Robertson | 1 | Conventional Steam Coal | LIG | Lignite | 174.6 | 1990
56598 | Major Oak Power, LLC | 7030 | Major Oak Power | TX | Robertson | 2 | Conventional Steam Coal | LIG | Lignite | 174.6 | 1991
19876 | Virginia Electric & Power Co | 7032 | Gravel Neck | VA | Surry | 1 | Petroleum Liquids | DFO | Petroleum | 16.3 | 1970
19876 | Virginia Electric & Power Co | 7032 | Gravel Neck | VA | Surry | 2 | Petroleum Liquids | DFO | Petroleum | 23.8 | 1970
19876 | Virginia Electric & Power Co | 7032 | Gravel Neck | VA | Surry | 3 | Natural Gas Fired Combustion Turbine | NG | Natural Gas Peaker | 91.9 | 1989
19876 | Virginia Electric & Power Co | 7032 | Gravel Neck | VA | Surry | 4 | Natural Gas Fired Combustion Turbine | NG | Natural Gas Peaker | 91.9 | 1989
19876 | Virginia Electric & Power Co | 7032 | Gravel Neck | VA | Surry | 5 | Natural Gas Fired Combustion Turbine | NG | Natural Gas Peaker | 91.9 | 1989
19876 | Virginia Electric & Power Co | 7032 | Gravel Neck | VA | Surry | 6 | Natural Gas Fired Combustion Turbine | NG | Natural Gas Peaker | 91.9 | 1989
11135 | City of Logan - (UT) | 7034 | Hydro II | UT | Cache | 1 | Conventional Hydroelectric | WAT | Hydro | 3.3 | 1986
11135 | City of Logan - (UT) | 7034 | Hydro II | UT | Cache | 2 | Conventional Hydroelectric | WAT | Hydro | 3.3 | 1986
13902 | NorthWestern Energy | 7039 | Lake (WY) | WY | Teton | 1 | Petroleum Liquids | DFO | Petroleum | 2.7 | 1967
807 | Arkansas Electric Coop Corp | 7040 | Ellis Hydro | AR | Crawford | 1 | Conventional Hydroelectric | WAT | Hydro | 10.8 | 1988
807 | Arkansas Electric Coop Corp | 7040 | Ellis Hydro | AR | Crawford | 2 | Conventional Hydroelectric | WAT | Hydro | 10.8 | 1988
807 | Arkansas Electric Coop Corp | 7040 | Ellis Hydro | AR | Crawford | 3 | Conventional Hydroelectric | WAT | Hydro | 10.8 | 1988
40215 | Cordova Electric Coop, Inc | 7042 | Humpback Creek | AK | Valdez Cordova | 1 | Conventional Hydroelectric | WAT | Hydro | 0.5 | 1991
40215 | Cordova Electric Coop, Inc | 7042 | Humpback Creek | AK | Valdez Cordova | 2 | Conventional Hydroelectric | WAT | Hydro | 0.5 | 1991
40215 | Cordova Electric Coop, Inc | 7042 | Humpback Creek | AK | Valdez Cordova | 3 | Conventional Hydroelectric | WAT | Hydro | 0.2 | 1991
20151 | Washington Electric Coop - (VT) | 7051 | Wrightsville Hydro Plant | VT | Washington | 1 | Conventional Hydroelectric | WAT | Hydro | 0.1 | 1985
20151 | Washington Electric Coop - (VT) | 7051 | Wrightsville Hydro Plant | VT | Washington | 2 | Conventional Hydroelectric | WAT | Hydro | 0.3 | 1985
20151 | Washington Electric Coop - (VT) | 7051 | Wrightsville Hydro Plant | VT | Washington | 3 | Conventional Hydroelectric | WAT | Hydro | 0.6 | 1985
7601 | Green Mountain Power Corp | 7056 | Bolton Falls | VT | Washington | 1 | Conventional Hydroelectric | WAT | Hydro | 4.4 | 1986
7601 | Green Mountain Power Corp | 7056 | Bolton Falls | VT | Washington | 2 | Conventional Hydroelectric | WAT | Hydro | 4.4 | 1986
4715 | Dahlberg Light & Power Co | 7058 | Solon Diesel | WI | Douglas | 1 | Petroleum Liquids | DFO | Petroleum | 1 | 1988
4715 | Dahlberg Light & Power Co | 7058 | Solon Diesel | WI | Douglas | 2 | Petroleum Liquids | DFO | Petroleum | 1 | 1988
4715 | Dahlberg Light & Power Co | 7058 | Solon Diesel | WI | Douglas | 3 | Petroleum Liquids | DFO | Petroleum | 1 | 1989
4715 | Dahlberg Light & Power Co | 7058 | Solon Diesel | WI | Douglas | 4 | Petroleum Liquids | DFO | Petroleum | 1 | 1989
4715 | Dahlberg Light & Power Co | 7058 | Solon Diesel | WI | Douglas | 5 | Petroleum Liquids | DFO | Petroleum | 1 | 1989
4715 | Dahlberg Light & Power Co | 7058 | Solon Diesel | WI | Douglas | 6 | Petroleum Liquids | DFO | Petroleum | 1 | 1995
4715 | Dahlberg Light & Power Co | 7058 | Solon Diesel | WI | Douglas | 7 | Petroleum Liquids | DFO | Petroleum | 1 | 1995
4715 | Dahlberg Light & Power Co | 7058 | Solon Diesel | WI | Douglas | 8 | Petroleum Liquids | DFO | Petroleum | 1 | 1995
17141 | City of Sibley - (IA) | 7060 | Sibley No Two | IA | Osceola | 4 | Petroleum Liquids | DFO | Petroleum | 1.1 | 1987
189 | PowerSouth Energy Cooperative | 7063 | McIntosh (AL) | AL | Washington | 1 | Natural Gas with Compressed Air Storage | NG | Natural Gas Peaker | 110 | 1991
189 | PowerSouth Energy Cooperative | 7063 | McIntosh (AL) | AL | Washington | 2 | Natural Gas Fired Combustion Turbine | NG | Natural Gas Peaker | 113 | 1998
189 | PowerSouth Energy Cooperative | 7063 | McIntosh (AL) | AL | Washington | 3 | Natural Gas Fired Combustion Turbine | NG | Natural Gas Peaker | 113 | 1998
189 | PowerSouth Energy Cooperative | 7063 | McIntosh (AL) | AL | Washington | 4 | Natural Gas Fired Combustion Turbine | NG | Natural Gas Peaker | 170 | 2010
189 | PowerSouth Energy Cooperative | 7063 | McIntosh (AL) | AL | Washington | 5 | Natural Gas Fired Combustion Turbine | NG | Natural Gas Peaker | 170 | 2010
2518 | U S Bureau of Reclamation | 7066 | Stampede | CA | Sierra | 1 | Conventional Hydroelectric | WAT | Hydro | 3 | 1988
2518 | U S Bureau of Reclamation | 7066 | Stampede | CA | Sierra | 2 | Conventional Hydroelectric | WAT | Hydro | 0.6 | 1988
3255 | California Dept. of Water Resources | 7072 | Mojave Siphon | CA | San Bernardino | 1 | Conventional Hydroelectric | WAT | Hydro | 10.9 | 1996
3255 | California Dept. of Water Resources | 7072 | Mojave Siphon | CA | San Bernardino | 2 | Conventional Hydroelectric | WAT | Hydro | 10.9 | 1996
3255 | California Dept. of Water Resources | 7072 | Mojave Siphon | CA | San Bernardino | 3 | Conventional Hydroelectric | WAT | Hydro | 10.9 | 1996
9191 | Idaho Power Co | 7079 | Upper Salmon B | ID | Twin Falls | 1 | Conventional Hydroelectric | WAT | Hydro | 8.2 | 1947
9191 | Idaho Power Co | 7079 | Upper Salmon B | ID | Twin Falls | 2 | Conventional Hydroelectric | WAT | Hydro | 8.3 | 1947
17874 | City of St George | 7080 | St George Red Rock | UT | Washington | 1 | Petroleum Liquids | DFO | Petroleum | 7 | 1987
17874 | City of St George | 7080 | St George Red Rock | UT | Washington | 2 | Petroleum Liquids | DFO | Petroleum | 7 | 1987
13407 | Nevada Power Co | 7082 | Harry Allen | NV | Clark | 5 | Natural Gas Fired Combined Cycle | NG | Natural Gas Nonpeaker | 167.5 | 2011
13407 | Nevada Power Co | 7082 | Harry Allen | NV | Clark | 6 | Natural Gas Fired Combined Cycle | NG | Natural Gas Nonpeaker | 167.5 | 2011
13407 | Nevada Power Co | 7082 | Harry Allen | NV | Clark | 7 | Natural Gas Fired Combined Cycle | NG | Natural Gas Nonpeaker | 223.5 | 2011
13407 | Nevada Power Co | 7082 | Harry Allen | NV | Clark | GT1 | Natural Gas Fired Combustion Turbine | NG | Natural Gas Peaker | 101.5 | 1995
13407 | Nevada Power Co | 7082 | Harry Allen | NV | Clark | GT4 | Natural Gas Fired Combustion Turbine | NG | Natural Gas Peaker | 85 | 2006
16604 | City of San Antonio - (TX) | 7097 | J K Spruce | TX | Bexar | 1 | Conventional Steam Coal | SUB | Hard Coal | 566 | 1992
16604 | City of San Antonio - (TX) | 7097 | J K Spruce | TX | Bexar | 2 | Conventional Steam Coal | SUB | Hard Coal | 878 | 2010
8366 | Heber Light & Power Company | 7111 | Heber City | UT | Wasatch | 1 | Natural Gas Internal Combustion Engine | NG | Natural Gas Peaker | 1.4 | 2004
8366 | Heber Light & Power Company | 7111 | Heber City | UT | Wasatch | 11 | Natural Gas Internal Combustion Engine | NG | Natural Gas Peaker | 1.9 | 2015
8366 | Heber Light & Power Company | 7111 | Heber City | UT | Wasatch | 12 | Natural Gas Internal Combustion Engine | NG | Natural Gas Peaker | 2.3 | 2015
8366 | Heber Light & Power Company | 7111 | Heber City | UT | Wasatch | 2 | Natural Gas Internal Combustion Engine | NG | Natural Gas Peaker | 1.4 | 2004
8366 | Heber Light & Power Company | 7111 | Heber City | UT | Wasatch | 4 | Natural Gas Internal Combustion Engine | NG | Natural Gas Peaker | 1.9 | 2003
8366 | Heber Light & Power Company | 7111 | Heber City | UT | Wasatch | NA10 | Natural Gas Internal Combustion Engine | NG | Natural Gas Peaker | 1.9 | 2002
8366 | Heber Light & Power Company | 7111 | Heber City | UT | Wasatch | NA5 | Natural Gas Internal Combustion Engine | NG | Natural Gas Peaker | 0.7 | 1990
8366 | Heber Light & Power Company | 7111 | Heber City | UT | Wasatch | NA6 | Natural Gas Internal Combustion Engine | NG | Natural Gas Peaker | 0.7 | 2001
8366 | Heber Light & Power Company | 7111 | Heber City | UT | Wasatch | NA9 | Natural Gas Internal Combustion Engine | NG | Natural Gas Peaker | 1.9 | 2003
12385 | Metlakatla Power & Light | 7112 | Centennial | AK | Prince of Wales Ketchikan | IC6 | Petroleum Liquids | DFO | Petroleum | 3.3 | 1987
14624 | PUD No 2 of Grant County | 7113 | PEC Headworks | WA | Grant | 1 | Conventional Hydroelectric | WAT | Hydro | 6.6 | 1990
19578 | Upper Peninsula Power Company | 7115 | Hoist | MI | Marquette | 2 | Conventional Hydroelectric | WAT | Hydro | 1.4 | 1988
19578 | Upper Peninsula Power Company | 7115 | Hoist | MI | Marquette | 3 | Conventional Hydroelectric | WAT | Hydro | 2 | 1988
19578 | Upper Peninsula Power Company | 7116 | McClure Dam | MI | Marquette | 1 | Conventional Hydroelectric | WAT | Hydro | 4 | 1988
19578 | Upper Peninsula Power Company | 7116 | McClure Dam | MI | Marquette | 2 | Conventional Hydroelectric | WAT | Hydro | 4 | 1988
58149 | Renewable World Energies LLC | 7118 | Cataract (MI) | MI | Marquette | 1 | Conventional Hydroelectric | WAT | Hydro | 2 | 1988
19578 | Upper Peninsula Power Company | 7119 | Gladstone | MI | Delta | 1 | Petroleum Liquids | DFO | Petroleum | 22.6 | 1975
5416 | Duke Energy Carolinas, LLC | 7125 | Bad Creek | SC | Oconee | 1 | Hydroelectric Pumped Storage | WAT | Other | 324 | 1991
5416 | Duke Energy Carolinas, LLC | 7125 | Bad Creek | SC | Oconee | 2 | Hydroelectric Pumped Storage | WAT | Other | 324 | 1991
5416 | Duke Energy Carolinas, LLC | 7125 | Bad Creek | SC | Oconee | 3 | Hydroelectric Pumped Storage | WAT | Other | 324 | 1991
5416 | Duke Energy Carolinas, LLC | 7125 | Bad Creek | SC | Oconee | 4 | Hydroelectric Pumped Storage | WAT | Other | 324 | 1991
18429 | City of Tacoma - (WA) | 7127 | Wynoochee | WA | Grays Harbor | 1 | Conventional Hydroelectric | WAT | Hydro | 12.8 | 1994
332 | Allegheny Electric Coop Inc | 7128 | William F Matson Generating Station | PA | HUNTINGDON | 1 | Conventional Hydroelectric | WAT | Hydro | 7 | 1988
332 | Allegheny Electric Coop Inc | 7128 | William F Matson Generating Station | PA | HUNTINGDON | 2 | Conventional Hydroelectric | WAT | Hydro | 14.7 | 1988
3255 | California Dept. of Water Resources | 7129 | Thermalito Diverson Dam | CA | Butte | TD1 | Conventional Hydroelectric | WAT | Hydro | 3.4 | 1987
8287 | Hawaii Electric Light Co Inc | 7130 | Puna | HI | Hawaii | 1 | Petroleum Liquids | RFO | Petroleum | 15.5 | 1988
8287 | Hawaii Electric Light Co Inc | 7130 | Puna | HI | Hawaii | 3 | Petroleum Liquids | DFO | Petroleum | 23.6 | 1992
11292 | City of Lubbock - (TX) | 7131 | Brandon Station | TX | Lubbock | 1 | Natural Gas Fired Combustion Turbine | NG | Natural Gas Peaker | 21 | 1990
2010 | City of Bountiful | 7132 | Pine View Dam | UT | Weber | NA1 | Conventional Hydroelectric | WAT | Hydro | 1.8 | 1991
807 | Arkansas Electric Coop Corp | 7135 | Whillock | AR | Conway | 1 | Conventional Hydroelectric | WAT | Hydro | 10.8 | 1993
807 | Arkansas Electric Coop Corp | 7135 | Whillock | AR | Conway | 2 | Conventional Hydroelectric | WAT | Hydro | 10.8 | 1993
807 | Arkansas Electric Coop Corp | 7135 | Whillock | AR | Conway | 3 | Conventional Hydroelectric | WAT | Hydro | 10.8 | 1993
9417 | Interstate Power and Light Co | 7137 | Grinnell | IA | Poweshiek | 1 | Natural Gas Fired Combustion Turbine | NG | Natural Gas Peaker | 23.8 | 1990
9417 | Interstate Power and Light Co | 7137 | Grinnell | IA | Poweshiek | 2 | Natural Gas Fired Combustion Turbine | NG | Natural Gas Peaker | 23.8 | 1991
50168 | Maxim Power (USA) Inc | 7138 | Forked River | NJ | Ocean | 1 | Natural Gas Fired Combustion Turbine | NG | Natural Gas Peaker | 38.4 | 1989
50168 | Maxim Power (USA) Inc | 7138 | Forked River | NJ | Ocean | 2 | Natural Gas Fired Combustion Turbine | NG | Natural Gas Peaker | 38.4 | 1989
12341 | MidAmerican Energy Co | 7145 | Pleasant Hill | IA | Polk | 1 | Natural Gas Fired Combustion Turbine | NG | Natural Gas Peaker | 41.4 | 1990
12341 | MidAmerican Energy Co | 7145 | Pleasant Hill | IA | Polk | 2 | Natural Gas Fired Combustion Turbine | NG | Natural Gas Peaker | 41.4 | 1990
12341 | MidAmerican Energy Co | 7145 | Pleasant Hill | IA | Polk | 3 | Natural Gas Fired Combustion Turbine | NG | Natural Gas Peaker | 97 | 1994
56505 | National Grid Generation LLC | 7146 | Wading River | NY | Suffolk | 02 | Petroleum Liquids | DFO | Petroleum | 79.5 | 1989
56505 | National Grid Generation LLC | 7146 | Wading River | NY | Suffolk | 03 | Petroleum Liquids | DFO | Petroleum | 79.5 | 1989
56505 | National Grid Generation LLC | 7146 | Wading River | NY | Suffolk | 1 | Petroleum Liquids | DFO | Petroleum | 79.5 | 1989
17609 | Southern California Edison Co | 7147 | Mill Creek 3 | CA | San Bernardino | 3 | Conventional Hydroelectric | WAT | Hydro | 1 | 1903
17609 | Southern California Edison Co | 7147 | Mill Creek 3 | CA | San Bernardino | 4 | Conventional Hydroelectric | WAT | Hydro | 1 | 1904
17609 | Southern California Edison Co | 7147 | Mill Creek 3 | CA | San Bernardino | 5 | Conventional Hydroelectric | WAT | Hydro | 1 | 1904
16655 | City of Santa Clara - (CA) | 7151 | Stony Gorge | CA | Glenn | 1 | Conventional Hydroelectric | WAT | Hydro | 2.5 | 1986
16655 | City of Santa Clara - (CA) | 7151 | Stony Gorge | CA | Glenn | 2 | Conventional Hydroelectric | WAT | Hydro | 2.5 | 1986
56609 | Calpine Mid-Atlantic Generation LLC | 7153 | Hay Road | DE | New Castle | HR1 | Natural Gas Fired Combined Cycle | NG | Natural Gas Nonpeaker | 122 | 1989
56609 | Calpine Mid-Atlantic Generation LLC | 7153 | Hay Road | DE | New Castle | HR2 | Natural Gas Fired Combined Cycle | NG | Natural Gas Nonpeaker | 122 | 1989
56609 | Calpine Mid-Atlantic Generation LLC | 7153 | Hay Road | DE | New Castle | HR3 | Natural Gas Fired Combined Cycle | NG | Natural Gas Nonpeaker | 122 | 1991
56609 | Calpine Mid-Atlantic Generation LLC | 7153 | Hay Road | DE | New Castle | HR4 | Natural Gas Fired Combined Cycle | NG | Natural Gas Nonpeaker | 200 | 1993
56609 | Calpine Mid-Atlantic Generation LLC | 7153 | Hay Road | DE | New Castle | HR5 | Natural Gas Fired Combined Cycle | NG | Natural Gas Nonpeaker | 144 | 2001
56609 | Calpine Mid-Atlantic Generation LLC | 7153 | Hay Road | DE | New Castle | HR6 | Natural Gas Fired Combined Cycle | NG | Natural Gas Nonpeaker | 144 | 2001
56609 | Calpine Mid-Atlantic Generation LLC | 7153 | Hay Road | DE | New Castle | HR7 | Natural Gas Fired Combined Cycle | NG | Natural Gas Nonpeaker | 144 | 2001
56609 | Calpine Mid-Atlantic Generation LLC | 7153 | Hay Road | DE | New Castle | HR8 | Natural Gas Fired Combined Cycle | NG | Natural Gas Nonpeaker | 195 | 2002
9417 | Interstate Power and Light Co | 7155 | Lime Creek | IA | Cerro Gordo | 1 | Petroleum Liquids | DFO | Petroleum | 45.1 | 1991
9417 | Interstate Power and Light Co | 7155 | Lime Creek | IA | Cerro Gordo | 2 | Petroleum Liquids | DFO | Petroleum | 45.1 | 1991
55729 | Duke Energy Kentucky Inc | 7158 | Woodsdale | OH | Butler | GT1 | Natural Gas Fired Combustion Turbine | NG | Natural Gas Peaker | 95.3 | 1993
55729 | Duke Energy Kentucky Inc | 7158 | Woodsdale | OH | Butler | GT2 | Natural Gas Fired Combustion Turbine | NG | Natural Gas Peaker | 95.3 | 1992
55729 | Duke Energy Kentucky Inc | 7158 | Woodsdale | OH | Butler | GT3 | Natural Gas Fired Combustion Turbine | NG | Natural Gas Peaker | 95.3 | 1992
55729 | Duke Energy Kentucky Inc | 7158 | Woodsdale | OH | Butler | GT4 | Natural Gas Fired Combustion Turbine | NG | Natural Gas Peaker | 95.3 | 1992
55729 | Duke Energy Kentucky Inc | 7158 | Woodsdale | OH | Butler | GT5 | Natural Gas Fired Combustion Turbine | NG | Natural Gas Peaker | 95.3 | 1992
55729 | Duke Energy Kentucky Inc | 7158 | Woodsdale | OH | Butler | GT6 | Natural Gas Fired Combustion Turbine | NG | Natural Gas Peaker | 95.3 | 1992
20847 | Wisconsin Electric Power Co | 7159 | Concord | WI | Jefferson | 1 | Natural Gas Fired Combustion Turbine | NG | Natural Gas Peaker | 95.4 | 1993
20847 | Wisconsin Electric Power Co | 7159 | Concord | WI | Jefferson | 2 | Natural Gas Fired Combustion Turbine | NG | Natural Gas Peaker | 95.4 | 1993
20847 | Wisconsin Electric Power Co | 7159 | Concord | WI | Jefferson | 3 | Natural Gas Fired Combustion Turbine | NG | Natural Gas Peaker | 95.4 | 1994
20847 | Wisconsin Electric Power Co | 7159 | Concord | WI | Jefferson | 4 | Natural Gas Fired Combustion Turbine | NG | Natural Gas Peaker | 95.4 | 1994
2850 | Central Arizona Water Conservation Dist | 7164 | Waddell | AZ | Maricopa | PG3 | Hydroelectric Pumped Storage | WAT | Other | 10 | 1993
2850 | Central Arizona Water Conservation Dist | 7164 | Waddell | AZ | Maricopa | PG6 | Hydroelectric Pumped Storage | WAT | Other | 10 | 1993
2850 | Central Arizona Water Conservation Dist | 7164 | Waddell | AZ | Maricopa | PG7 | Hydroelectric Pumped Storage | WAT | Other | 10 | 1993
2850 | Central Arizona Water Conservation Dist | 7164 | Waddell | AZ | Maricopa | PS1 | Hydroelectric Pumped Storage | WAT | Other | 10 | 1993
13718 | City of North Little Rock - (AR) | 7166 | Murray | AR | Pulaski | 1 | Conventional Hydroelectric | WAT | Hydro | 22.7 | 1988
13718 | City of North Little Rock - (AR) | 7166 | Murray | AR | Pulaski | 2 | Conventional Hydroelectric | WAT | Hydro | 22.7 | 1988
12385 | Metlakatla Power & Light | 7168 | Chester Lake | AK | Prince of Wales Ketchikan | 1 | Conventional Hydroelectric | WAT | Hydro | 1 | 1988
219 | Alaska Power and Telephone Co | 7169 | Northway | AK | Southeast Fairbanks | 1A | Petroleum Liquids | DFO | Petroleum | 0.5 | 1997
219 | Alaska Power and Telephone Co | 7169 | Northway | AK | Southeast Fairbanks | 2A | Petroleum Liquids | DFO | Petroleum | 0.2 | 1997
219 | Alaska Power and Telephone Co | 7169 | Northway | AK | Southeast Fairbanks | 5 | Petroleum Liquids | DFO | Petroleum | 0.4 | 2007
1276 | Barrow Utils & Elec Coop, Inc | 7173 | Barrow | AK | North Slope | 10 | Natural Gas Internal Combustion Engine | NG | Natural Gas Peaker | 1.5 | 1994
1276 | Barrow Utils & Elec Coop, Inc | 7173 | Barrow | AK | North Slope | 11 | Natural Gas Fired Combustion Turbine | NG | Natural Gas Peaker | 4.8 | 1996
1276 | Barrow Utils & Elec Coop, Inc | 7173 | Barrow | AK | North Slope | 12 | Natural Gas Fired Combustion Turbine | NG | Natural Gas Peaker | 5 | 2001
1276 | Barrow Utils & Elec Coop, Inc | 7173 | Barrow | AK | North Slope | 6 | Natural Gas Fired Combustion Turbine | NG | Natural Gas Peaker | 2.5 | 1977
1276 | Barrow Utils & Elec Coop, Inc | 7173 | Barrow | AK | North Slope | 7 | Natural Gas Fired Combustion Turbine | NG | Natural Gas Peaker | 2.5 | 1980
1276 | Barrow Utils & Elec Coop, Inc | 7173 | Barrow | AK | North Slope | 8 | Natural Gas Fired Combustion Turbine | NG | Natural Gas Peaker | 2.5 | 1982
1276 | Barrow Utils & Elec Coop, Inc | 7173 | Barrow | AK | North Slope | 9 | Natural Gas Internal Combustion Engine | NG | Natural Gas Peaker | 1.5 | 1994
7833 | Gwitchyaa Zhee Utility Co | 7174 | Gwitchyaa Zhee | AK | Yukon Koyukuk | 1 | Petroleum Liquids | DFO | Petroleum | 0.6 | 1987
7833 | Gwitchyaa Zhee Utility Co | 7174 | Gwitchyaa Zhee | AK | Yukon Koyukuk | 2A | Petroleum Liquids | DFO | Petroleum | 0.5 | 2012
7833 | Gwitchyaa Zhee Utility Co | 7174 | Gwitchyaa Zhee | AK | Yukon Koyukuk | 4A | Petroleum Liquids | DFO | Petroleum | 0.5 | 2011
7833 | Gwitchyaa Zhee Utility Co | 7174 | Gwitchyaa Zhee | AK | Yukon Koyukuk | 7 | Petroleum Liquids | DFO | Petroleum | 1 | 2015
3990 | Colorado River Indian Irr Proj | 7179 | Headgate Rock | AZ | La Paz | 1 | Conventional Hydroelectric | WAT | Hydro | 6.5 | 1993
3990 | Colorado River Indian Irr Proj | 7179 | Headgate Rock | AZ | La Paz | 2 | Conventional Hydroelectric | WAT | Hydro | 6.5 | 1993
3990 | Colorado River Indian Irr Proj | 7179 | Headgate Rock | AZ | La Paz | 3 | Conventional Hydroelectric | WAT | Hydro | 6.5 | 1993
4959 | Aniak Light & Power Co Inc | 7182 | Aniak | AK | Bethel | 1 | Petroleum Liquids | DFO | Petroleum | 0.5 | 1988
4959 | Aniak Light & Power Co Inc | 7182 | Aniak | AK | Bethel | 9 | Petroleum Liquids | DFO | Petroleum | 0.6 | 1996
9188 | I-N-N Electric Coop, Inc | 7183 | Newhalen | AK | Lake and Peninsula | 5 | Petroleum Liquids | DFO | Petroleum | 0.3 | 2012
9188 | I-N-N Electric Coop, Inc | 7183 | Newhalen | AK | Lake and Peninsula | 6 | Petroleum Liquids | DFO | Petroleum | 0.3 | 2012
9188 | I-N-N Electric Coop, Inc | 7183 | Newhalen | AK | Lake and Peninsula | 7 | Petroleum Liquids | DFO | Petroleum | 0.3 | 2012
9188 | I-N-N Electric Coop, Inc | 7183 | Newhalen | AK | Lake and Peninsula | H-1 | Conventional Hydroelectric | WAT | Hydro | 0.4 | 1998
9188 | I-N-N Electric Coop, Inc | 7183 | Newhalen | AK | Lake and Peninsula | H-2 | Conventional Hydroelectric | WAT | Hydro | 0.4 | 1998
15783 | City of Redding - (CA) | 7189 | Whiskeytown | CA | SHASTA | 1 | Conventional Hydroelectric | WAT | Hydro | 3.5 | 1986
9191 | Idaho Power Co | 7190 | Milner Hydro | ID | Cassia | 1 | Conventional Hydroelectric | WAT | Hydro | 46.6 | 1992
9191 | Idaho Power Co | 7190 | Milner Hydro | ID | Cassia | 2 | Conventional Hydroelectric | WAT | Hydro | 12.1 | 1992
9191 | Idaho Power Co | 7190 | Milner Hydro | ID | Cassia | 3 | Conventional Hydroelectric | WAT | Hydro | 0.8 | 1992
56477 | Tallassee Shoals LLC | 7191 | Tallassee Hydro Project | GA | CLARKE | 1 | Conventional Hydroelectric | WAT | Hydro | 2.2 | 1986
56477 | Tallassee Shoals LLC | 7191 | Tallassee Hydro Project | GA | CLARKE | 2 | Conventional Hydroelectric | WAT | Hydro | 0.1 | 1986
19449 | USACE-Fort Worth District | 7200 | Robert D Willis | TX | Jasper | 1 | Conventional Hydroelectric | WAT | Hydro | 4 | 1989
19449 | USACE-Fort Worth District | 7200 | Robert D Willis | TX | Jasper | 2 | Conventional Hydroelectric | WAT | Hydro | 4 | 1989
20856 | Wisconsin Power & Light Co | 7203 | South Fond Du Lac | WI | Fond Du Lac | CT1 | Natural Gas Fired Combustion Turbine | NG | Natural Gas Peaker | 95.4 | 1993
20856 | Wisconsin Power & Light Co | 7203 | South Fond Du Lac | WI | Fond Du Lac | CT2 | Natural Gas Fired Combustion Turbine | NG | Natural Gas Peaker | 95.4 | 1994
20856 | Wisconsin Power & Light Co | 7203 | South Fond Du Lac | WI | Fond Du Lac | CT3 | Natural Gas Fired Combustion Turbine | NG | Natural Gas Peaker | 95.4 | 1994
20856 | Wisconsin Power & Light Co | 7203 | South Fond Du Lac | WI | Fond Du Lac | CT4 | Natural Gas Fired Combustion Turbine | NG | Natural Gas Peaker | 95.4 | 1996
17539 | South Carolina Electric&Gas Company | 7210 | Cope | SC | Orangeburg | ST1 | Conventional Steam Coal | BIT | Hard Coal | 417.3 | 1996
19876 | Virginia Electric & Power Co | 7212 | Darbytown | VA | Henrico | 1 | Natural Gas Fired Combustion Turbine | NG | Natural Gas Peaker | 92.1 | 1990
19876 | Virginia Electric & Power Co | 7212 | Darbytown | VA | Henrico | 2 | Natural Gas Fired Combustion Turbine | NG | Natural Gas Peaker | 92.1 | 1990
19876 | Virginia Electric & Power Co | 7212 | Darbytown | VA | Henrico | 3 | Natural Gas Fired Combustion Turbine | NG | Natural Gas Peaker | 92.1 | 1990
19876 | Virginia Electric & Power Co | 7212 | Darbytown | VA | Henrico | 4 | Natural Gas Fired Combustion Turbine | NG | Natural Gas Peaker | 92.1 | 1990
19876 | Virginia Electric & Power Co | 7213 | Clover | VA | Halifax | 1 | Conventional Steam Coal | BIT | Hard Coal | 424 | 1995
19876 | Virginia Electric & Power Co | 7213 | Clover | VA | Halifax | 2 | Conventional Steam Coal | BIT | Hard Coal | 424 | 1996
16655 | City of Santa Clara - (CA) | 7229 | Black Butte | CA | Tehama | 1 | Conventional Hydroelectric | WAT | Hydro | 6.1 | 1988
16655 | City of Santa Clara - (CA) | 7231 | Gianera | CA | Santa Clara | 1 | Natural Gas Fired Combustion Turbine | NG | Natural Gas Peaker | 32.3 | 1987
16655 | City of Santa Clara - (CA) | 7231 | Gianera | CA | Santa Clara | 2 | Natural Gas Fired Combustion Turbine | NG | Natural Gas Peaker | 32.3 | 1986
16655 | City of Santa Clara - (CA) | 7232 | Santa Clara Cogen | CA | Santa Clara | 1 | Natural Gas Fired Combustion Turbine | NG | Natural Gas Peaker | 3.9 | 1982
16655 | City of Santa Clara - (CA) | 7232 | Santa Clara Cogen | CA | Santa Clara | 2 | Natural Gas Fired Combustion Turbine | NG | Natural Gas Peaker | 3.9 | 1982
3989 | City of Colorado Springs - (CO) | 7233 | Tesla | CO | El Paso | 1 | Conventional Hydroelectric | WAT | Hydro | 27.6 | 1997
13781 | Northern States Power Co - Minnesota | 7237 | Angus Anson | SD | Minnehaha | 1 | Natural Gas Fired Combustion Turbine | NG | Natural Gas Peaker | 119.7 | 1994
13781 | Northern States Power Co - Minnesota | 7237 | Angus Anson | SD | Minnehaha | 2 | Natural Gas Fired Combustion Turbine | NG | Natural Gas Peaker | 119.7 | 1994
13781 | Northern States Power Co - Minnesota | 7237 | Angus Anson | SD | Minnehaha | 4 | Natural Gas Fired Combustion Turbine | NG | Natural Gas Peaker | 166.3 | 2005
10376 | Kissimmee Utility Authority | 7238 | Cane Island | FL | Osceola | 1 | Natural Gas Fired Combustion Turbine | NG | Natural Gas Peaker | 42 | 1994
10376 | Kissimmee Utility Authority | 7238 | Cane Island | FL | Osceola | 2 | Natural Gas Fired Combined Cycle | NG | Natural Gas Nonpeaker | 80 | 1995
10376 | Kissimmee Utility Authority | 7238 | Cane Island | FL | Osceola | 2A | Natural Gas Fired Combined Cycle | NG | Natural Gas Nonpeaker | 40 | 1995
10376 | Kissimmee Utility Authority | 7238 | Cane Island | FL | Osceola | 3 | Natural Gas Fired Combined Cycle | NG | Natural Gas Nonpeaker | 167.5 | 2002
10376 | Kissimmee Utility Authority | 7238 | Cane Island | FL | Osceola | 3A | Natural Gas Fired Combined Cycle | NG | Natural Gas Nonpeaker | 82.5 | 2002
10376 | Kissimmee Utility Authority | 7238 | Cane Island | FL | Osceola | 4 | Natural Gas Fired Combined Cycle | NG | Natural Gas Nonpeaker | 180 | 2011
10376 | Kissimmee Utility Authority | 7238 | Cane Island | FL | Osceola | 4A | Natural Gas Fired Combined Cycle | NG | Natural Gas Nonpeaker | 143.5 | 2011
18454 | Tampa Electric Co | 7242 | Polk | FL | Polk | 1CA | Coal Integrated Gasification Combined Cycle | BIT | Hard Coal | 133.4 | 1996
18454 | Tampa Electric Co | 7242 | Polk | FL | Polk | 1CT | Coal Integrated Gasification Combined Cycle | SGC | Hard Coal | 192.9 | 1996
18454 | Tampa Electric Co | 7242 | Polk | FL | Polk | 2 | Natural Gas Fired Combined Cycle | NG | Natural Gas Nonpeaker | 175.8 | 2000
18454 | Tampa Electric Co | 7242 | Polk | FL | Polk | 3 | Natural Gas Fired Combined Cycle | NG | Natural Gas Nonpeaker | 175.8 | 2002
18454 | Tampa Electric Co | 7242 | Polk | FL | Polk | 4 | Natural Gas Fired Combined Cycle | NG | Natural Gas Nonpeaker | 175.8 | 2007
18454 | Tampa Electric Co | 7242 | Polk | FL | Polk | 5 | Natural Gas Fired Combined Cycle | NG | Natural Gas Nonpeaker | 175.8 | 2007
807 | Arkansas Electric Coop Corp | 7246 | Dam 2 | AR | Desha | 1 | Conventional Hydroelectric | WAT | Hydro | 34.2 | 1999
807 | Arkansas Electric Coop Corp | 7246 | Dam 2 | AR | Desha | 2 | Conventional Hydroelectric | WAT | Hydro | 34.2 | 1999
807 | Arkansas Electric Coop Corp | 7246 | Dam 2 | AR | Desha | 3 | Conventional Hydroelectric | WAT | Hydro | 34.2 | 1999
12710 | Missouri Basin Muni Power Agny | 7247 | Watertown Power Plant | SD | Codington | 1 | Petroleum Liquids | DFO | Petroleum | 67.5 | 1978
213 | Alaska Electric Light&Power Co | 7250 | Auke Bay | AK | Juneau | 13 | Petroleum Liquids | DFO | Petroleum | 2.8 | 1993
213 | Alaska Electric Light&Power Co | 7250 | Auke Bay | AK | Juneau | 14 | Petroleum Liquids | DFO | Petroleum | 30.9 | 1994
213 | Alaska Electric Light&Power Co | 7250 | Auke Bay | AK | Juneau | 4 | Petroleum Liquids | DFO | Petroleum | 2.5 | 1980
19099 | TransAlta Centralia Gen LLC | 7259 | Skookumchuck | WA | Thurston | 1 | Conventional Hydroelectric | WAT | Hydro | 1 | 1990
11843 | Maui Electric Co Ltd | 7264 | Miki Basin | HI | Maui | LL1 | Petroleum Liquids | DFO | Petroleum | 1 | 1990
11843 | Maui Electric Co Ltd | 7264 | Miki Basin | HI | Maui | LL2 | Petroleum Liquids | DFO | Petroleum | 1 | 1990
11843 | Maui Electric Co Ltd | 7264 | Miki Basin | HI | Maui | LL3 | Petroleum Liquids | DFO | Petroleum | 1 | 1990
11843 | Maui Electric Co Ltd | 7264 | Miki Basin | HI | Maui | LL4 | Petroleum Liquids | DFO | Petroleum | 1 | 1990
11843 | Maui Electric Co Ltd | 7264 | Miki Basin | HI | Maui | LL5 | Petroleum Liquids | DFO | Petroleum | 1 | 1990
11843 | Maui Electric Co Ltd | 7264 | Miki Basin | HI | Maui | LL6 | Petroleum Liquids | DFO | Petroleum | 1 | 1990
11843 | Maui Electric Co Ltd | 7264 | Miki Basin | HI | Maui | LL7 | Petroleum Liquids | DFO | Petroleum | 2.2 | 1996
11843 | Maui Electric Co Ltd | 7264 | Miki Basin | HI | Maui | LL8 | Petroleum Liquids | DFO | Petroleum | 2.2 | 1996
12745 | Modesto Irrigation District | 7266 | Woodland | CA | Stanislaus | 2 | Natural Gas Fired Combined Cycle | NG | Natural Gas Nonpeaker | 37.7 | 2003
12745 | Modesto Irrigation District | 7266 | Woodland | CA | Stanislaus | 3 | Natural Gas Fired Combined Cycle | NG | Natural Gas Nonpeaker | 60.5 | 2003
12745 | Modesto Irrigation District | 7266 | Woodland | CA | Stanislaus | 3A | Natural Gas Internal Combustion Engine | NG | Natural Gas Peaker | 8.4 | 2011
12745 | Modesto Irrigation District | 7266 | Woodland | CA | Stanislaus | 3B | Natural Gas Internal Combustion Engine | NG | Natural Gas Peaker | 8.4 | 2011
12745 | Modesto Irrigation District | 7266 | Woodland | CA | Stanislaus | 3C | Natural Gas Internal Combustion Engine | NG | Natural Gas Peaker | 8.4 | 2011
12745 | Modesto Irrigation District | 7266 | Woodland | CA | Stanislaus | 3D | Natural Gas Internal Combustion Engine | NG | Natural Gas Peaker | 8.4 | 2011
12745 | Modesto Irrigation District | 7266 | Woodland | CA | Stanislaus | 3E | Natural Gas Internal Combustion Engine | NG | Natural Gas Peaker | 8.4 | 2011
12745 | Modesto Irrigation District | 7266 | Woodland | CA | Stanislaus | 3F | Natural Gas Internal Combustion Engine | NG | Natural Gas Peaker | 8.4 | 2011
12745 | Modesto Irrigation District | 7266 | Woodland | CA | Stanislaus | NA1 | Natural Gas Fired Combustion Turbine | NG | Natural Gas Peaker | 50.4 | 1993
8723 | City of Holland | 7268 | 491 E 48th Street | MI | Allegan | 7 | Natural Gas Fired Combustion Turbine | NG | Natural Gas Peaker | 39.1 | 1992
8723 | City of Holland | 7268 | 491 E 48th Street | MI | Allegan | 8 | Natural Gas Fired Combustion Turbine | NG | Natural Gas Peaker | 39.1 | 1992
8723 | City of Holland | 7268 | 491 E 48th Street | MI | Allegan | 9 | Natural Gas Fired Combustion Turbine | NG | Natural Gas Peaker | 83.5 | 2000
20847 | Wisconsin Electric Power Co | 7270 | Paris (WI) | WI | Kenosha | 1 | Natural Gas Fired Combustion Turbine | NG | Natural Gas Peaker | 95.4 | 1995
20847 | Wisconsin Electric Power Co | 7270 | Paris (WI) | WI | Kenosha | 2 | Natural Gas Fired Combustion Turbine | NG | Natural Gas Peaker | 95.4 | 1995
20847 | Wisconsin Electric Power Co | 7270 | Paris (WI) | WI | Kenosha | 3 | Natural Gas Fired Combustion Turbine | NG | Natural Gas Peaker | 95.4 | 1995
20847 | Wisconsin Electric Power Co | 7270 | Paris (WI) | WI | Kenosha | 4 | Natural Gas Fired Combustion Turbine | NG | Natural Gas Peaker | 95.4 | 1995
5416 | Duke Energy Carolinas, LLC | 7277 | Lincoln Combustion | NC | Lincoln | 1 | Natural Gas Fired Combustion Turbine | NG | Natural Gas Peaker | 109.6 | 1995
5416 | Duke Energy Carolinas, LLC | 7277 | Lincoln Combustion | NC | Lincoln | 10 | Natural Gas Fired Combustion Turbine | NG | Natural Gas Peaker | 109.6 | 1995
5416 | Duke Energy Carolinas, LLC | 7277 | Lincoln Combustion | NC | Lincoln | 11 | Natural Gas Fired Combustion Turbine | NG | Natural Gas Peaker | 109.6 | 1995
5416 | Duke Energy Carolinas, LLC | 7277 | Lincoln Combustion | NC | Lincoln | 12 | Natural Gas Fired Combustion Turbine | NG | Natural Gas Peaker | 109.6 | 1995
5416 | Duke Energy Carolinas, LLC | 7277 | Lincoln Combustion | NC | Lincoln | 13 | Natural Gas Fired Combustion Turbine | NG | Natural Gas Peaker | 109.6 | 1996
5416 | Duke Energy Carolinas, LLC | 7277 | Lincoln Combustion | NC | Lincoln | 14 | Natural Gas Fired Combustion Turbine | NG | Natural Gas Peaker | 109.6 | 1996
5416 | Duke Energy Carolinas, LLC | 7277 | Lincoln Combustion | NC | Lincoln | 15 | Natural Gas Fired Combustion Turbine | NG | Natural Gas Peaker | 109.6 | 1996
5416 | Duke Energy Carolinas, LLC | 7277 | Lincoln Combustion | NC | Lincoln | 16 | Natural Gas Fired Combustion Turbine | NG | Natural Gas Peaker | 109.6 | 1996
5416 | Duke Energy Carolinas, LLC | 7277 | Lincoln Combustion | NC | Lincoln | 2 | Natural Gas Fired Combustion Turbine | NG | Natural Gas Peaker | 109.6 | 1995
5416 | Duke Energy Carolinas, LLC | 7277 | Lincoln Combustion | NC | Lincoln | 3 | Natural Gas Fired Combustion Turbine | NG | Natural Gas Peaker | 109.6 | 1995
5416 | Duke Energy Carolinas, LLC | 7277 | Lincoln Combustion | NC | Lincoln | 4 | Natural Gas Fired Combustion Turbine | NG | Natural Gas Peaker | 109.6 | 1995
5416 | Duke Energy Carolinas, LLC | 7277 | Lincoln Combustion | NC | Lincoln | 5 | Natural Gas Fired Combustion Turbine | NG | Natural Gas Peaker | 109.6 | 1995
5416 | Duke Energy Carolinas, LLC | 7277 | Lincoln Combustion | NC | Lincoln | 6 | Natural Gas Fired Combustion Turbine | NG | Natural Gas Peaker | 109.6 | 1995
5416 | Duke Energy Carolinas, LLC | 7277 | Lincoln Combustion | NC | Lincoln | 7 | Natural Gas Fired Combustion Turbine | NG | Natural Gas Peaker | 109.6 | 1995
5416 | Duke Energy Carolinas, LLC | 7277 | Lincoln Combustion | NC | Lincoln | 8 | Natural Gas Fired Combustion Turbine | NG | Natural Gas Peaker | 109.6 | 1995
5416 | Duke Energy Carolinas, LLC | 7277 | Lincoln Combustion | NC | Lincoln | 9 | Natural Gas Fired Combustion Turbine | NG | Natural Gas Peaker | 109.6 | 1995
4065 | City of Columbus - (OH) | 7279 | O'Shaughnessy Hydro | OH | Delaware | 1 | Conventional Hydroelectric | WAT | Hydro | 1.3 | 1988
4065 | City of Columbus - (OH) | 7279 | O'Shaughnessy Hydro | OH | Delaware | 2 | Conventional Hydroelectric | WAT | Hydro | 3.9 | 1988
6949 | City of Gardner - (KS) | 7281 | Gardner Energy Center | KS | Johnson | CT1 | Natural Gas Fired Combustion Turbine | NG | Natural Gas Peaker | 19.6 | 1990
6949 | City of Gardner - (KS) | 7281 | Gardner Energy Center | KS | Johnson | CT2 | Natural Gas Fired Combustion Turbine | NG | Natural Gas Peaker | 19.6 | 1990
14446 | Paragould Light & Water Comm | 7283 | Paragould Turbine | AR | Greene | 1 | Natural Gas Fired Combustion Turbine | NG | Natural Gas Peaker | 3.4 | 1990
14446 | Paragould Light & Water Comm | 7283 | Paragould Turbine | AR | Greene | 2 | Natural Gas Fired Combustion Turbine | NG | Natural Gas Peaker | 3.4 | 1990
14446 | Paragould Light & Water Comm | 7283 | Paragould Turbine | AR | Greene | 3 | Natural Gas Fired Combustion Turbine | NG | Natural Gas Peaker | 3.4 | 1990
14446 | Paragould Light & Water Comm | 7283 | Paragould Turbine | AR | Greene | 4 | Natural Gas Fired Combustion Turbine | NG | Natural Gas Peaker | 3.4 | 1990
14446 | Paragould Light & Water Comm | 7283 | Paragould Turbine | AR | Greene | 5 | Petroleum Liquids | DFO | Petroleum | 0.3 | 1991
56606 | Calpine New Jersey Generation LLC | 7288 | Sherman Avenue | NJ | Cumberland | SEHR | Natural Gas Fired Combustion Turbine | NG | Natural Gas Peaker | 112.8 | 1991
15776 | Reedy Creek Improvement Dist | 7294 | Central Energy Plant | FL | Orange | GTG | Natural Gas Fired Combined Cycle | NG | Natural Gas Nonpeaker | 61.5 | 1989
15776 | Reedy Creek Improvement Dist | 7294 | Central Energy Plant | FL | Orange | STG | Natural Gas Fired Combined Cycle | NG | Natural Gas Nonpeaker | 8.5 | 1989
5860 | Empire District Electric Co | 7296 | State Line Combined Cycle | MO | Jasper | 1 | Natural Gas Fired Combustion Turbine | NG | Natural Gas Peaker | 123 | 1995
5860 | Empire District Electric Co | 7296 | State Line Combined Cycle | MO | Jasper | 2-1 | Natural Gas Fired Combined Cycle | NG | Natural Gas Nonpeaker | 181 | 2001
5860 | Empire District Electric Co | 7296 | State Line Combined Cycle | MO | Jasper | 2-2 | Natural Gas Fired Combined Cycle | NG | Natural Gas Nonpeaker | 180 | 1997
5860 | Empire District Electric Co | 7296 | State Line Combined Cycle | MO | Jasper | 2-3 | Natural Gas Fired Combined Cycle | NG | Natural Gas Nonpeaker | 206.5 | 2001
6455 | Duke Energy Florida, Inc | 7302 | Hines Energy Complex | FL | Polk | 1GT | Natural Gas Fired Combined Cycle | NG | Natural Gas Nonpeaker | 173.4 | 1999
6455 | Duke Energy Florida, Inc | 7302 | Hines Energy Complex | FL | Polk | 1GT2 | Natural Gas Fired Combined Cycle | NG | Natural Gas Nonpeaker | 173.4 | 1999
6455 | Duke Energy Florida, Inc | 7302 | Hines Energy Complex | FL | Polk | 1ST | Natural Gas Fired Combined Cycle | NG | Natural Gas Nonpeaker | 199.7 | 1999
6455 | Duke Energy Florida, Inc | 7302 | Hines Energy Complex | FL | Polk | 2GT | Natural Gas Fired Combined Cycle | NG | Natural Gas Nonpeaker | 167.7 | 2003
6455 | Duke Energy Florida, Inc | 7302 | Hines Energy Complex | FL | Polk | 2GT2 | Natural Gas Fired Combined Cycle | NG | Natural Gas Nonpeaker | 167.7 | 2003
6455 | Duke Energy Florida, Inc | 7302 | Hines Energy Complex | FL | Polk | 2ST | Natural Gas Fired Combined Cycle | NG | Natural Gas Nonpeaker | 180.6 | 2003
6455 | Duke Energy Florida, Inc | 7302 | Hines Energy Complex | FL | Polk | 3GT | Natural Gas Fired Combined Cycle | NG | Natural Gas Nonpeaker | 193 | 2005
6455 | Duke Energy Florida, Inc | 7302 | Hines Energy Complex | FL | Polk | 3GT2 | Natural Gas Fired Combined Cycle | NG | Natural Gas Nonpeaker | 193 | 2005
6455 | Duke Energy Florida, Inc | 7302 | Hines Energy Complex | FL | Polk | 3ST | Natural Gas Fired Combined Cycle | NG | Natural Gas Nonpeaker | 204 | 2005
6455 | Duke Energy Florida, Inc | 7302 | Hines Energy Complex | FL | Polk | 4GT | Natural Gas Fired Combined Cycle | NG | Natural Gas Nonpeaker | 199 | 2007
6455 | Duke Energy Florida, Inc | 7302 | Hines Energy Complex | FL | Polk | 4GT2 | Natural Gas Fired Combined Cycle | NG | Natural Gas Nonpeaker | 199 | 2007
6455 | Duke Energy Florida, Inc | 7302 | Hines Energy Complex | FL | Polk | 4ST | Natural Gas Fired Combined Cycle | NG | Natural Gas Nonpeaker | 212.5 | 2007
14400 | City of Palmyra - (MO) | 7304 | Palmyra Municipal 2 | MO | MARION | IC10 | Natural Gas Internal Combustion Engine | NG | Natural Gas Peaker | 3.5 | 1991
14400 | City of Palmyra - (MO) | 7304 | Palmyra Municipal 2 | MO | MARION | IC9 | Natural Gas Internal Combustion Engine | NG | Natural Gas Peaker | 3.5 | 1991
15783 | City of Redding - (CA) | 7307 | Redding Power | CA | Shasta | 1 | Natural Gas Fired Combustion Turbine | NG | Natural Gas Peaker | 18 | 1996
15783 | City of Redding - (CA) | 7307 | Redding Power | CA | Shasta | 2 | Natural Gas Fired Combustion Turbine | NG | Natural Gas Peaker | 27.9 | 1996
15783 | City of Redding - (CA) | 7307 | Redding Power | CA | Shasta | 3 | Natural Gas Fired Combustion Turbine | NG | Natural Gas Peaker | 27.9 | 1996
15783 | City of Redding - (CA) | 7307 | Redding Power | CA | Shasta | 4 | Natural Gas Fired Combined Cycle | NG | Natural Gas Nonpeaker | 26.8 | 1989
15783 | City of Redding - (CA) | 7307 | Redding Power | CA | Shasta | 5 | Natural Gas Fired Combined Cycle | NG | Natural Gas Nonpeaker | 40 | 2002
15783 | City of Redding - (CA) | 7307 | Redding Power | CA | Shasta | 6 | Natural Gas Fired Combined Cycle | NG | Natural Gas Nonpeaker | 42.5 | 2011
15296 | New York Power Authority | 7314 | Richard M Flynn | NY | Suffolk | NA1 | Natural Gas Fired Combined Cycle | NG | Natural Gas Nonpeaker | 108 | 1994
15296 | New York Power Authority | 7314 | Richard M Flynn | NY | Suffolk | NA2 | Natural Gas Fired Combined Cycle | NG | Natural Gas Nonpeaker | 56 | 1994
19281 | Turlock Irrigation District | 7315 | Almond Power Plant | CA | STANISLAUS | 1 | Natural Gas Fired Combustion Turbine | NG | Natural Gas Peaker | 49.5 | 1996
19281 | Turlock Irrigation District | 7315 | Almond Power Plant | CA | STANISLAUS | 2 | Natural Gas Fired Combustion Turbine | NG | Natural Gas Peaker | 58 | 2012
19281 | Turlock Irrigation District | 7315 | Almond Power Plant | CA | STANISLAUS | 3 | Natural Gas Fired Combustion Turbine | NG | Natural Gas Peaker | 58 | 2012
19281 | Turlock Irrigation District | 7315 | Almond Power Plant | CA | STANISLAUS | 4 | Natural Gas Fired Combustion Turbine | NG | Natural Gas Peaker | 58 | 2012
2518 | U S Bureau of Reclamation | 7317 | Buffalo Bill | WY | Park | 1 | Conventional Hydroelectric | WAT | Hydro | 6 | 1992
2518 | U S Bureau of Reclamation | 7317 | Buffalo Bill | WY | Park | 2 | Conventional Hydroelectric | WAT | Hydro | 6 | 1992
2518 | U S Bureau of Reclamation | 7317 | Buffalo Bill | WY | Park | 3 | Conventional Hydroelectric | WAT | Hydro | 6 | 1992
54899 | NAES Corporation - (DE) | 7318 | Van Sant Station | DE | Kent | 1 | Natural Gas Fired Combustion Turbine | NG | Natural Gas Peaker | 45.1 | 1991
54888 | NRG Texas Power LLC | 7325 | San Jacinto Steam Electric Station | TX | Harris | 1 | Natural Gas Fired Combustion Turbine | NG | Natural Gas Peaker | 88.2 | 1995
54888 | NRG Texas Power LLC | 7325 | San Jacinto Steam Electric Station | TX | Harris | 2 | Natural Gas Fired Combustion Turbine | NG | Natural Gas Peaker | 88.2 | 1995
9234 | Indiana Municipal Power Agency | 7335 | Richmond | IN | Wayne | RCT1 | Natural Gas Fired Combustion Turbine | NG | Natural Gas Peaker | 41.4 | 1992
9234 | Indiana Municipal Power Agency | 7335 | Richmond | IN | Wayne | RCT2 | Natural Gas Fired Combustion Turbine | NG | Natural Gas Peaker | 41.4 | 1992
9234 | Indiana Municipal Power Agency | 7336 | Anderson | IN | Madison | ACT1 | Natural Gas Fired Combustion Turbine | NG | Natural Gas Peaker | 41.4 | 1992
9234 | Indiana Municipal Power Agency | 7336 | Anderson | IN | Madison | ACT2 | Natural Gas Fired Combustion Turbine | NG | Natural Gas Peaker | 41.4 | 1992
9234 | Indiana Municipal Power Agency | 7336 | Anderson | IN | Madison | ACT3 | Natural Gas Fired Combustion Turbine | NG | Natural Gas Peaker | 85.9 | 2004
19794 | Omya Inc | 7337 | Florence | VT | Rutland | 1 | Petroleum Liquids | DFO | Petroleum | 4.6 | 1992
19794 | Omya Inc | 7337 | Florence | VT | Rutland | 2 | Petroleum Liquids | DFO | Petroleum | 4.6 | 1992
16655 | City of Santa Clara - (CA) | 7338 | Grizzly | CA | Plumas | NA1 | Conventional Hydroelectric | WAT | Hydro | 22 | 1993
20315 | City of Wellington - (KS) | 7339 | Wellington 2 | KS | SUMNER | 6 | Natural Gas Fired Combustion Turbine | NG | Natural Gas Peaker | 20 | 1989
12341 | MidAmerican Energy Co | 7343 | George Neal South | IA | Woodbury | 4 | Conventional Steam Coal | SUB | Hard Coal | 695.9 | 1979
6455 | Duke Energy Florida, Inc | 7345 | University of Florida | FL | Alachua | P1 | Natural Gas Fired Combustion Turbine | NG | Natural Gas Peaker | 43 | 1994
7140 | Georgia Power Co | 7348 | Robins | GA | Houston | 1 | Natural Gas Fired Combustion Turbine | NG | Natural Gas Peaker | 91.9 | 1995
7140 | Georgia Power Co | 7348 | Robins | GA | Houston | 2 | Natural Gas Fired Combustion Turbine | NG | Natural Gas Peaker | 91.9 | 1995
15248 | Portland General Electric Co | 7350 | Coyote Springs | OR | Morrow | 1 | Natural Gas Fired Combined Cycle | NG | Natural Gas Nonpeaker | 185.7 | 1995
15248 | Portland General Electric Co | 7350 | Coyote Springs | OR | Morrow | 2 | Natural Gas Fired Combined Cycle | NG | Natural Gas Nonpeaker | 80.6 | 1995
20860 | Wisconsin Public Service Corp | 7366 | Lincoln Turbines | WI | Kewaunee | 1 | Onshore Wind Turbine | WND | Wind | 9.2 | 1999
19558 | Homer Electric Assn Inc | 7367 | Bradley Lake | AK | Kenai Peninsula | 1 | Conventional Hydroelectric | WAT | Hydro | 63 | 1991
19558 | Homer Electric Assn Inc | 7367 | Bradley Lake | AK | Kenai Peninsula | 2 | Conventional Hydroelectric | WAT | Hydro | 63 | 1991
40613 | Northern California Power Agny | 7368 | Geothermal 1 | CA | Sonoma | 1 | Geothermal | GEO | Geothermal | 55 | 1983
40613 | Northern California Power Agny | 7368 | Geothermal 1 | CA | Sonoma | 2 | Geothermal | GEO | Geothermal | 55 | 1983
40613 | Northern California Power Agny | 7369 | Geothermal 2 | CA | Sonoma | 3 | Geothermal | GEO | Geothermal | 55 | 1985
40613 | Northern California Power Agny | 7369 | Geothermal 2 | CA | Sonoma | 4 | Geothermal | GEO | Geothermal | 55 | 1986
2518 | U S Bureau of Reclamation | 7372 | McPhee | CO | Montezuma | 1 | Conventional Hydroelectric | WAT | Hydro | 1.2 | 1992
2518 | U S Bureau of Reclamation | 7373 | Towaoc | CO | Montezuma | 1 | Conventional Hydroelectric | WAT | Hydro | 11.4 | 1993
13781 | Northern States Power Co - Minnesota | 7378 | United Hospital | MN | Ramsey | 1 | Petroleum Liquids | DFO | Petroleum | 1.6 | 1992
13781 | Northern States Power Co - Minnesota | 7378 | United Hospital | MN | Ramsey | 2 | Petroleum Liquids | DFO | Petroleum | 1.6 | 1992
13781 | Northern States Power Co - Minnesota | 7378 | United Hospital | MN | Ramsey | 3 | Petroleum Liquids | DFO | Petroleum | 1.6 | 1992
21554 | Seminole Electric Cooperative Inc | 7380 | Midulla Generating Station | FL | Hardee | CT1 | Natural Gas Fired Combined Cycle | NG | Natural Gas Nonpeaker | 199 | 2002
21554 | Seminole Electric Cooperative Inc | 7380 | Midulla Generating Station | FL | Hardee | CT2 | Natural Gas Fired Combined Cycle | NG | Natural Gas Nonpeaker | 199 | 2002
21554 | Seminole Electric Cooperative Inc | 7380 | Midulla Generating Station | FL | Hardee | GT4 | Natural Gas Fired Combustion Turbine | NG | Natural Gas Peaker | 62 | 2006
21554 | Seminole Electric Cooperative Inc | 7380 | Midulla Generating Station | FL | Hardee | GT5 | Natural Gas Fired Combustion Turbine | NG | Natural Gas Peaker | 62 | 2006
21554 | Seminole Electric Cooperative Inc | 7380 | Midulla Generating Station | FL | Hardee | GT6 | Natural Gas Fired Combustion Turbine | NG | Natural Gas Peaker | 62 | 2006
21554 | Seminole Electric Cooperative Inc | 7380 | Midulla Generating Station | FL | Hardee | GT7 | Natural Gas Fired Combustion Turbine | NG | Natural Gas Peaker | 62 | 2006
21554 | Seminole Electric Cooperative Inc | 7380 | Midulla Generating Station | FL | Hardee | GT8 | Natural Gas Fired Combustion Turbine | NG | Natural Gas Peaker | 62 | 2006
21554 | Seminole Electric Cooperative Inc | 7380 | Midulla Generating Station | FL | Hardee | ST3 | Natural Gas Fired Combined Cycle | NG | Natural Gas Nonpeaker | 189 | 2002
7601 | Green Mountain Power Corp | 7381 | Searsburg Wind Turbine | VT | Bennington | 1 | Onshore Wind Turbine | WND | Wind | 6 | 1997
15229 | City of Poplar Bluff - (MO) | 7392 | Poplar Bluff Generating Station | MO | Butler | 1 | Natural Gas Internal Combustion Engine | NG | Natural Gas Peaker | 7 | 1976
15229 | City of Poplar Bluff - (MO) | 7392 | Poplar Bluff Generating Station | MO | Butler | 2 | Natural Gas Internal Combustion Engine | NG | Natural Gas Peaker | 7 | 1976
15229 | City of Poplar Bluff - (MO) | 7392 | Poplar Bluff Generating Station | MO | Butler | 3 | Natural Gas Internal Combustion Engine | NG | Natural Gas Peaker | 6.7 | 2002
15229 | City of Poplar Bluff - (MO) | 7392 | Poplar Bluff Generating Station | MO | Butler | 4 | Natural Gas Internal Combustion Engine | NG | Natural Gas Peaker | 6.7 | 2002
15229 | City of Poplar Bluff - (MO) | 7392 | Poplar Bluff Generating Station | MO | Butler | 5 | Natural Gas Internal Combustion Engine | NG | Natural Gas Peaker | 6.7 | 2002
10628 | City of Lakin - (KS) | 7393 | Lakin Municipal | KS | Kearny | LK1 | Natural Gas Internal Combustion Engine | NG | Natural Gas Peaker | 4.4 | 1990
7370 | City of Gonzales - (TX) | 7394 | Gonzales Hydro Plant | TX | Gonzales | 1 | Conventional Hydroelectric | WAT | Hydro | 0.5 | 1984
7370 | City of Gonzales - (TX) | 7394 | Gonzales Hydro Plant | TX | Gonzales | 2 | Conventional Hydroelectric | WAT | Hydro | 0.5 | 1984
7370 | City of Gonzales - (TX) | 7394 | Gonzales Hydro Plant | TX | Gonzales | 3 | Conventional Hydroelectric | WAT | Hydro | 0.5 | 1984
3477 | City of Chicopee - (MA) | 7396 | Front Street | MA | HAMPDEN | 1 | Petroleum Liquids | DFO | Petroleum | 2.7 | 1978
3477 | City of Chicopee - (MA) | 7396 | Front Street | MA | HAMPDEN | 2 | Petroleum Liquids | DFO | Petroleum | 2.7 | 1978
3477 | City of Chicopee - (MA) | 7396 | Front Street | MA | HAMPDEN | 3 | Petroleum Liquids | DFO | Petroleum | 2.7 | 1978
3329 | Borough of Chambersburg | 7397 | Falling Spring | PA | FRANKLIN | 5 | Natural Gas Internal Combustion Engine | NG | Natural Gas Peaker | 2 | 1967
3329 | Borough of Chambersburg | 7397 | Falling Spring | PA | FRANKLIN | 6 | Natural Gas Internal Combustion Engine | NG | Natural Gas Peaker | 2 | 1967
3329 | Borough of Chambersburg | 7397 | Falling Spring | PA | FRANKLIN | 7 | Natural Gas Internal Combustion Engine | NG | Natural Gas Peaker | 3.2 | 2001
1366 | City of Bay City - (MI) | 7398 | Water Street Station | MI | Bay | GEN1 | Natural Gas Internal Combustion Engine | NG | Natural Gas Peaker | 5.7 | 1980
1366 | City of Bay City - (MI) | 7398 | Water Street Station | MI | Bay | GEN2 | Natural Gas Internal Combustion Engine | NG | Natural Gas Peaker | 6.9 | 1984
1366 | City of Bay City - (MI) | 7399 | Henry Station | MI | Bay | GEN3 | Natural Gas Internal Combustion Engine | NG | Natural Gas Peaker | 7.7 | 1993
1366 | City of Bay City - (MI) | 7399 | Henry Station | MI | Bay | GEN4 | Natural Gas Internal Combustion Engine | NG | Natural Gas Peaker | 7.7 | 1993
16560 | City of Salisbury - (MO) | 7400 | Salisbury City of | MO | Chariton | 1 | Petroleum Liquids | DFO | Petroleum | 1 | 1983
16560 | City of Salisbury - (MO) | 7400 | Salisbury City of | MO | Chariton | 2 | Petroleum Liquids | DFO | Petroleum | 1 | 1983
16560 | City of Salisbury - (MO) | 7400 | Salisbury City of | MO | Chariton | 3 | Petroleum Liquids | DFO | Petroleum | 2.2 | 1986
16560 | City of Salisbury - (MO) | 7400 | Salisbury City of | MO | Chariton | 4 | Petroleum Liquids | DFO | Petroleum | 2.2 | 1986
17035 | City of Shelbina - (MO) | 7405 | Shelbina Power #1 | MO | Shelby | G1 | Petroleum Liquids | DFO | Petroleum | 3 | 1981
17035 | City of Shelbina - (MO) | 7405 | Shelbina Power #1 | MO | Shelby | G2 | Petroleum Liquids | DFO | Petroleum | 1.6 | 1989
17035 | City of Shelbina - (MO) | 7406 | Shelbina Power #2 | MO | Shelby | G3 | Petroleum Liquids | DFO | Petroleum | 1.6 | 1992
17035 | City of Shelbina - (MO) | 7406 | Shelbina Power #2 | MO | Shelby | G4 | Petroleum Liquids | DFO | Petroleum | 1.6 | 1992
17035 | City of Shelbina - (MO) | 7406 | Shelbina Power #2 | MO | Shelby | G5 | Petroleum Liquids | DFO | Petroleum | 1.6 | 1992
17035 | City of Shelbina - (MO) | 7406 | Shelbina Power #2 | MO | Shelby | G6 | Petroleum Liquids | DFO | Petroleum | 1.8 | 1999
14600 | Payson City Corporation | 7408 | Payson | UT | UTAH | 86-1 | Natural Gas Internal Combustion Engine | NG | Natural Gas Peaker | 2.6 | 1988
14600 | Payson City Corporation | 7408 | Payson | UT | UTAH | 86-2 | Natural Gas Internal Combustion Engine | NG | Natural Gas Peaker | 2.6 | 1988
14600 | Payson City Corporation | 7408 | Payson | UT | UTAH | 86-3 | Natural Gas Internal Combustion Engine | NG | Natural Gas Peaker | 2.5 | 1995
14600 | Payson City Corporation | 7408 | Payson | UT | UTAH | 86-4 | Natural Gas Internal Combustion Engine | NG | Natural Gas Peaker | 2 | 1995
40437 | Emerald People's Utility Dist | 7413 | Short Mountain | OR | LANE | 1 | Landfill Gas | LFG | Biomass | 0.8 | 1992
40437 | Emerald People's Utility Dist | 7413 | Short Mountain | OR | LANE | 2 | Landfill Gas | LFG | Biomass | 0.8 | 1992
40437 | Emerald People's Utility Dist | 7413 | Short Mountain | OR | LANE | 3 | Landfill Gas | LFG | Biomass | 0.8 | 1993
40437 | Emerald People's Utility Dist | 7413 | Short Mountain | OR | LANE | 4 | Landfill Gas | LFG | Biomass | 0.8 | 1993
219 | Alaska Power and Telephone Co | 7414 | Thorne Bay Plant | AK | Prince of Wales Ketchikan | 2 | Petroleum Liquids | DFO | Petroleum | 0.6 | 1993
219 | Alaska Power and Telephone Co | 7414 | Thorne Bay Plant | AK | Prince of Wales Ketchikan | 4 | Petroleum Liquids | DFO | Petroleum | 0.4 | 1996
10622 | City of Lakefield - (MN) | 7415 | Lakefield Utilities | MN | Jackson | 5 | Petroleum Liquids | DFO | Petroleum | 1.2 | 1985
10622 | City of Lakefield - (MN) | 7415 | Lakefield Utilities | MN | Jackson | 6 | Petroleum Liquids | DFO | Petroleum | 2.2 | 2003
17828 | City of Springfield - (IL) | 7425 | Interstate | IL | Sangamon | 1 | Natural Gas Fired Combustion Turbine | NG | Natural Gas Peaker | 138.6 | 1997
10944 | PUD No 1 of Lewis County | 7427 | Cowlitz Falls | WA | Lewis | U#1 | Conventional Hydroelectric | WAT | Hydro | 35 | 1994
10944 | PUD No 1 of Lewis County | 7427 | Cowlitz Falls | WA | Lewis | U#2 | Conventional Hydroelectric | WAT | Hydro | 35 | 1994
6710 | Town of Edenton - (NC) | 7429 | Edenton Generators | NC | Chowan | 1 | Petroleum Liquids | DFO | Petroleum | 1.2 | 1988
6710 | Town of Edenton - (NC) | 7429 | Edenton Generators | NC | Chowan | 2 | Petroleum Liquids | DFO | Petroleum | 1.2 | 1988
13788 | Northern Wasco County PUD | 7431 | Dalles Dam North Fishway Project | OR | Wasco | 1 | Conventional Hydroelectric | WAT | Hydro | 6.5 | 1991
14276 | City of Oxford - (KS) | 7432 | Oxford (KS) | KS | Sumner | 1A | Petroleum Liquids | DFO | Petroleum | 1.7 | 1999
14276 | City of Oxford - (KS) | 7432 | Oxford (KS) | KS | Sumner | 2A | Petroleum Liquids | DFO | Petroleum | 1.7 | 1999
14276 | City of Oxford - (KS) | 7432 | Oxford (KS) | KS | Sumner | 3A | Petroleum Liquids | DFO | Petroleum | 1.7 | 2007
19798 | City of Vernon | 7436 | Vernon | CA | Los Angeles | JH1 | Petroleum Liquids | DFO | Petroleum | 6 | 1933
19798 | City of Vernon | 7436 | Vernon | CA | Los Angeles | JH2 | Petroleum Liquids | DFO | Petroleum | 6 | 1933
19798 | City of Vernon | 7436 | Vernon | CA | Los Angeles | JH3 | Petroleum Liquids | DFO | Petroleum | 6 | 1933
19798 | City of Vernon | 7436 | Vernon | CA | Los Angeles | JH4 | Petroleum Liquids | DFO | Petroleum | 6 | 1933
19798 | City of Vernon | 7436 | Vernon | CA | Los Angeles | JH5 | Petroleum Liquids | DFO | Petroleum | 6 | 1933
6915 | Galena Electric Utility | 7437 | Galena Electric Utility | AK | Yukon Koyukuk | 1A | Petroleum Liquids | DFO | Petroleum | 0.8 | 1999
6915 | Galena Electric Utility | 7437 | Galena Electric Utility | AK | Yukon Koyukuk | 2A | Petroleum Liquids | DFO | Petroleum | 0.5 | 2015
6915 | Galena Electric Utility | 7437 | Galena Electric Utility | AK | Yukon Koyukuk | 3A | Petroleum Liquids | DFO | Petroleum | 0.8 | 2009
6915 | Galena Electric Utility | 7437 | Galena Electric Utility | AK | Yukon Koyukuk | 4A | Petroleum Liquids | DFO | Petroleum | 1 | 2004
6915 | Galena Electric Utility | 7437 | Galena Electric Utility | AK | Yukon Koyukuk | 5A | Petroleum Liquids | DFO | Petroleum | 0.8 | 2009
6915 | Galena Electric Utility | 7437 | Galena Electric Utility | AK | Yukon Koyukuk | 6 | Petroleum Liquids | DFO | Petroleum | 0.5 | 2013
11560 | City of Manassas - (VA) | 7438 | Church Street Plant | VA | Prince William | C1 | Petroleum Liquids | DFO | Petroleum | 1 | 1979
11560 | City of Manassas - (VA) | 7438 | Church Street Plant | VA | Prince William | C2 | Petroleum Liquids | DFO | Petroleum | 1 | 1979
11560 | City of Manassas - (VA) | 7438 | Church Street Plant | VA | Prince William | C3A | Petroleum Liquids | DFO | Petroleum | 1.1 | 1996
11560 | City of Manassas - (VA) | 7438 | Church Street Plant | VA | Prince William | C4 | Petroleum Liquids | DFO | Petroleum | 1 | 1979
11560 | City of Manassas - (VA) | 7438 | Church Street Plant | VA | Prince William | C5 | Petroleum Liquids | DFO | Petroleum | 1.6 | 1987
11560 | City of Manassas - (VA) | 7438 | Church Street Plant | VA | Prince William | C6 | Petroleum Liquids | DFO | Petroleum | 1.6 | 1987
11560 | City of Manassas - (VA) | 7439 | Godwin Drive Plant | VA | Prince William | C10 | Petroleum Liquids | DFO | Petroleum | 1.5 | 1992
11560 | City of Manassas - (VA) | 7439 | Godwin Drive Plant | VA | Prince William | C7 | Petroleum Liquids | DFO | Petroleum | 1.6 | 1990
11560 | City of Manassas - (VA) | 7439 | Godwin Drive Plant | VA | Prince William | C8 | Petroleum Liquids | DFO | Petroleum | 1.6 | 1990
11560 | City of Manassas - (VA) | 7439 | Godwin Drive Plant | VA | Prince William | C9 | Petroleum Liquids | DFO | Petroleum | 1.6 | 1992
11560 | City of Manassas - (VA) | 7440 | VMEA 1 Credit Gen | VA | Prince William | V10 | Petroleum Liquids | DFO | Petroleum | 1.6 | 1990
11560 | City of Manassas - (VA) | 7440 | VMEA 1 Credit Gen | VA | Prince William | V3 | Petroleum Liquids | DFO | Petroleum | 1.6 | 1990
11560 | City of Manassas - (VA) | 7440 | VMEA 1 Credit Gen | VA | Prince William | V4 | Petroleum Liquids | DFO | Petroleum | 1.6 | 1990
11560 | City of Manassas - (VA) | 7440 | VMEA 1 Credit Gen | VA | Prince William | V5 | Petroleum Liquids | DFO | Petroleum | 1.6 | 1990
11560 | City of Manassas - (VA) | 7440 | VMEA 1 Credit Gen | VA | Prince William | V6 | Petroleum Liquids | DFO | Petroleum | 1.6 | 1990
11560 | City of Manassas - (VA) | 7440 | VMEA 1 Credit Gen | VA | Prince William | V7 | Petroleum Liquids | DFO | Petroleum | 1.6 | 1990
11560 | City of Manassas - (VA) | 7440 | VMEA 1 Credit Gen | VA | Prince William | V8 | Petroleum Liquids | DFO | Petroleum | 1.6 | 1990
11560 | City of Manassas - (VA) | 7440 | VMEA 1 Credit Gen | VA | Prince William | V9-1 | Petroleum Liquids | DFO | Petroleum | 2 | 2009
11560 | City of Manassas - (VA) | 7441 | VMEA Peaking Gen | VA | Prince William | V1 | Petroleum Liquids | DFO | Petroleum | 1.6 | 1992
11560 | City of Manassas - (VA) | 7441 | VMEA Peaking Gen | VA | Prince William | V11 | Petroleum Liquids | DFO | Petroleum | 1.6 | 1993
11560 | City of Manassas - (VA) | 7441 | VMEA Peaking Gen | VA | Prince William | V12 | Petroleum Liquids | DFO | Petroleum | 1.6 | 1993
11560 | City of Manassas - (VA) | 7441 | VMEA Peaking Gen | VA | Prince William | V2 | Petroleum Liquids | DFO | Petroleum | 1.6 | 1992
15321 | City of Pratt- (KS) | 7447 | Pratt 2 | KS | Pratt | IC2 | Natural Gas Internal Combustion Engine | NG | Natural Gas Peaker | 8 | 1994
15321 | City of Pratt- (KS) | 7447 | Pratt 2 | KS | Pratt | IC3 | Natural Gas Internal Combustion Engine | NG | Natural Gas Peaker | 8 | 2004
40613 | Northern California Power Agny | 7449 | Combustion Turbine Project No 2 | CA | San Joaquin | NA1 | Natural Gas Fired Combustion Turbine | NG | Natural Gas Peaker | 50 | 1996
40613 | Northern California Power Agny | 7450 | Alameda | CA | Alameda | 1 | Natural Gas Fired Combustion Turbine | NG | Natural Gas Peaker | 27.4 | 1986
40613 | Northern California Power Agny | 7450 | Alameda | CA | Alameda | 2 | Natural Gas Fired Combustion Turbine | NG | Natural Gas Peaker | 27.4 | 1986
40613 | Northern California Power Agny | 7451 | Lodi | CA | San Joaquin | 1 | Natural Gas Fired Combustion Turbine | NG | Natural Gas Peaker | 27.4 | 1986
16295 | City of Roseville - (CA) | 7452 | Roseville | CA | Placer | 1 | Natural Gas Fired Combustion Turbine | NG | Natural Gas Peaker | 27.4 | 1986
16295 | City of Roseville - (CA) | 7452 | Roseville | CA | Placer | 2 | Natural Gas Fired Combustion Turbine | NG | Natural Gas Peaker | 27.4 | 1986
20169 | Avista Corp | 7456 | Rathdrum | ID | Kootenai | 1 | Natural Gas Fired Combustion Turbine | NG | Natural Gas Peaker | 83.2 | 1994
20169 | Avista Corp | 7456 | Rathdrum | ID | Kootenai | 2 | Natural Gas Fired Combustion Turbine | NG | Natural Gas Peaker | 83.2 | 1994
918 | City of Aspen- (CO) | 7458 | Basalt | CO | Eagle | 1 | Conventional Hydroelectric | WAT | Hydro | 5 | 1985
18963 | Inside Passage Elec Coop, Inc | 7462 | Angoon | AK | Skagway Hoonah Angoon | 1A | Petroleum Liquids | DFO | Petroleum | 0.5 | 2009
18963 | Inside Passage Elec Coop, Inc | 7462 | Angoon | AK | Skagway Hoonah Angoon | 2A | Petroleum Liquids | DFO | Petroleum | 0.5 | 1998
18963 | Inside Passage Elec Coop, Inc | 7462 | Angoon | AK | Skagway Hoonah Angoon | 3 | Petroleum Liquids | DFO | Petroleum | 0.5 | 1990
18963 | Inside Passage Elec Coop, Inc | 7463 | Hoonah | AK | Skagway Hoonah Angoon | 2A | Petroleum Liquids | DFO | Petroleum | 1 | 1997
18963 | Inside Passage Elec Coop, Inc | 7463 | Hoonah | AK | Skagway Hoonah Angoon | 3A | Petroleum Liquids | DFO | Petroleum | 0.5 | 2012
18963 | Inside Passage Elec Coop, Inc | 7463 | Hoonah | AK | Skagway Hoonah Angoon | 4 | Petroleum Liquids | DFO | Petroleum | 0.5 | 2012
18963 | Inside Passage Elec Coop, Inc | 7464 | Kake | AK | Wrangell Petersburg | 1A | Petroleum Liquids | DFO | Petroleum | 0.5 | 2012
18963 | Inside Passage Elec Coop, Inc | 7464 | Kake | AK | Wrangell Petersburg | 2 | Petroleum Liquids | DFO | Petroleum | 1.1 | 1993
18963 | Inside Passage Elec Coop, Inc | 7464 | Kake | AK | Wrangell Petersburg | 3A | Petroleum Liquids | DFO | Petroleum | 0.8 | 1993
11481 | City of Madison - (NE) | 7469 | Madison Utilities | NE | Madison | FM1 | Petroleum Liquids | DFO | Petroleum | 2 | 1959
11481 | City of Madison - (NE) | 7469 | Madison Utilities | NE | Madison | FM2 | Petroleum Liquids | DFO | Petroleum | 1.3 | 1959
11481 | City of Madison - (NE) | 7469 | Madison Utilities | NE | Madison | FM3 | Petroleum Liquids | DFO | Petroleum | 1.1 | 1953
11481 | City of Madison - (NE) | 7469 | Madison Utilities | NE | Madison | FM5 | Petroleum Liquids | DFO | Petroleum | 1.4 | 2006
11626 | City of Marceline - (MO) | 7470 | Marceline | MO | Linn | 1 | Petroleum Liquids | DFO | Petroleum | 1 | 1989
11626 | City of Marceline - (MO) | 7470 | Marceline | MO | Linn | 2 | Petroleum Liquids | DFO | Petroleum | 3 | 2002
11626 | City of Marceline - (MO) | 7470 | Marceline | MO | Linn | 5 | Petroleum Liquids | DFO | Petroleum | 2 | 2004
11626 | City of Marceline - (MO) | 7470 | Marceline | MO | Linn | 6 | Petroleum Liquids | DFO | Petroleum | 2 | 2004
16198 | City of Rock Falls - (IL) | 7474 | Upper Sterling | IL | Whiteside | 1 | Conventional Hydroelectric | WAT | Hydro | 1.1 | 1988
16198 | City of Rock Falls - (IL) | 7474 | Upper Sterling | IL | Whiteside | 2 | Conventional Hydroelectric | WAT | Hydro | 1.1 | 1988
14164 | City of Orangeburg - (SC) | 7479 | North Road Peak | SC | Orangeburg | EAST | Petroleum Liquids | DFO | Petroleum | 7 | 1987
14164 | City of Orangeburg - (SC) | 7479 | North Road Peak | SC | Orangeburg | WEST | Petroleum Liquids | DFO | Petroleum | 7 | 1987
14164 | City of Orangeburg - (SC) | 7480 | Rowesville Rd Plant | SC | Orangeburg | GEN3 | Natural Gas Fired Combustion Turbine | NG | Natural Gas Peaker | 4.8 | 1994
14164 | City of Orangeburg - (SC) | 7480 | Rowesville Rd Plant | SC | Orangeburg | GEN4 | Natural Gas Fired Combustion Turbine | NG | Natural Gas Peaker | 4.8 | 1994
20848 | City of Blue Hill - (NE) | 7481 | City Light & Water | NE | Webster | 1 | Petroleum Liquids | DFO | Petroleum | 0.9 | 1987
20848 | City of Blue Hill - (NE) | 7481 | City Light & Water | NE | Webster | 2 | Petroleum Liquids | DFO | Petroleum | 0.4 | 1987
26616 | North Slope Borough Power & Light | 7482 | NSB Atqasuk Utility | AK | North Slope | NA1 | Petroleum Liquids | DFO | Petroleum | 0.9 | 2003
26616 | North Slope Borough Power & Light | 7482 | NSB Atqasuk Utility | AK | North Slope | NA2 | Petroleum Liquids | DFO | Petroleum | 0.9 | 2003
26616 | North Slope Borough Power & Light | 7482 | NSB Atqasuk Utility | AK | North Slope | NA3 | Petroleum Liquids | DFO | Petroleum | 0.4 | 2003
26616 | North Slope Borough Power & Light | 7482 | NSB Atqasuk Utility | AK | North Slope | PG2 | Petroleum Liquids | DFO | Petroleum | 0.4 | 1986
26616 | North Slope Borough Power & Light | 7482 | NSB Atqasuk Utility | AK | North Slope | PG3 | Petroleum Liquids | DFO | Petroleum | 0.6 | 1986
26616 | North Slope Borough Power & Light | 7483 | NSB Kaktovik Utility | AK | North Slope | PG1A | Petroleum Liquids | DFO | Petroleum | 0.9 | 2000
26616 | North Slope Borough Power & Light | 7483 | NSB Kaktovik Utility | AK | North Slope | PG2A | Petroleum Liquids | DFO | Petroleum | 0.9 | 2000
26616 | North Slope Borough Power & Light | 7483 | NSB Kaktovik Utility | AK | North Slope | PG3A | Petroleum Liquids | DFO | Petroleum | 0.4 | 2000
26616 | North Slope Borough Power & Light | 7483 | NSB Kaktovik Utility | AK | North Slope | PG4A | Petroleum Liquids | DFO | Petroleum | 0.4 | 2000
26616 | North Slope Borough Power & Light | 7484 | NSB Nuiqsut Utility | AK | North Slope | PG1A | Petroleum Liquids | DFO | Petroleum | 0.9 | 1999
26616 | North Slope Borough Power & Light | 7484 | NSB Nuiqsut Utility | AK | North Slope | PG2A | Petroleum Liquids | DFO | Petroleum | 0.9 | 1999
26616 | North Slope Borough Power & Light | 7484 | NSB Nuiqsut Utility | AK | North Slope | PG3A | Petroleum Liquids | DFO | Petroleum | 0.4 | 1999
26616 | North Slope Borough Power & Light | 7484 | NSB Nuiqsut Utility | AK | North Slope | PG3B | Natural Gas Internal Combustion Engine | NG | Natural Gas Peaker | 0.6 | 2013
26616 | North Slope Borough Power & Light | 7484 | NSB Nuiqsut Utility | AK | North Slope | PG5A | Natural Gas Internal Combustion Engine | NG | Natural Gas Peaker | 0.8 | 2008
26616 | North Slope Borough Power & Light | 7484 | NSB Nuiqsut Utility | AK | North Slope | PG6A | Natural Gas Internal Combustion Engine | NG | Natural Gas Peaker | 0.8 | 2008
26616 | North Slope Borough Power & Light | 7485 | NSB Point Hope Utility | AK | North Slope | PG1A | Petroleum Liquids | DFO | Petroleum | 1 | 2014
26616 | North Slope Borough Power & Light | 7485 | NSB Point Hope Utility | AK | North Slope | PG6 | Petroleum Liquids | DFO | Petroleum | 0.6 | 1995
26616 | North Slope Borough Power & Light | 7485 | NSB Point Hope Utility | AK | North Slope | PG7 | Petroleum Liquids | DFO | Petroleum | 0.6 | 1995
26616 | North Slope Borough Power & Light | 7485 | NSB Point Hope Utility | AK | North Slope | PG8 | Petroleum Liquids | DFO | Petroleum | 0.9 | 2008
26616 | North Slope Borough Power & Light | 7486 | NSB Point Lay Utility | AK | North Slope | PG10 | Petroleum Liquids | DFO | Petroleum | 0.6 | 2013
26616 | North Slope Borough Power & Light | 7486 | NSB Point Lay Utility | AK | North Slope | PG7 | Petroleum Liquids | DFO | Petroleum | 0.6 | 2013
26616 | North Slope Borough Power & Light | 7486 | NSB Point Lay Utility | AK | North Slope | PG8 | Petroleum Liquids | DFO | Petroleum | 0.6 | 2013
26616 | North Slope Borough Power & Light | 7486 | NSB Point Lay Utility | AK | North Slope | PG9 | Petroleum Liquids | DFO | Petroleum | 0.6 | 2013
26616 | North Slope Borough Power & Light | 7487 | NSB Anaktuvuk Pass | AK | North Slope | 1 | Petroleum Liquids | DFO | Petroleum | 0.3 | 1994
26616 | North Slope Borough Power & Light | 7487 | NSB Anaktuvuk Pass | AK | North Slope | 2 | Petroleum Liquids | DFO | Petroleum | 0.3 | 1994
26616 | North Slope Borough Power & Light | 7487 | NSB Anaktuvuk Pass | AK | North Slope | 3 | Petroleum Liquids | DFO | Petroleum | 0.3 | 1994
26616 | North Slope Borough Power & Light | 7487 | NSB Anaktuvuk Pass | AK | North Slope | 6 | Petroleum Liquids | DFO | Petroleum | 0.9 | 2003
26616 | North Slope Borough Power & Light | 7487 | NSB Anaktuvuk Pass | AK | North Slope | 7 | Petroleum Liquids | DFO | Petroleum | 0.9 | 2003
26616 | North Slope Borough Power & Light | 7488 | NSB Wainwright Utility | AK | North Slope | PG1 | Petroleum Liquids | DFO | Petroleum | 0.4 | 1988
26616 | North Slope Borough Power & Light | 7488 | NSB Wainwright Utility | AK | North Slope | PG2 | Petroleum Liquids | DFO | Petroleum | 0.4 | 1988
26616 | North Slope Borough Power & Light | 7488 | NSB Wainwright Utility | AK | North Slope | PG3 | Petroleum Liquids | DFO | Petroleum | 0.4 | 1989
26616 | North Slope Borough Power & Light | 7488 | NSB Wainwright Utility | AK | North Slope | PG4A | Petroleum Liquids | DFO | Petroleum | 0.9 | 2001
26616 | North Slope Borough Power & Light | 7488 | NSB Wainwright Utility | AK | North Slope | PG5 | Petroleum Liquids | DFO | Petroleum | 0.9 | 2001
19397 | City of Ukiah - (CA) | 7489 | Lake Mendocino | CA | MENDOCINO | G1 | Conventional Hydroelectric | WAT | Hydro | 1 | 1987
19397 | City of Ukiah - (CA) | 7489 | Lake Mendocino | CA | MENDOCINO | G2 | Conventional Hydroelectric | WAT | Hydro | 2.5 | 1987
9897 | City of King Cove | 7493 | King Cove | AK | Aleutians East | 1 | Petroleum Liquids | DFO | Petroleum | 0.3 | 1980
9897 | City of King Cove | 7493 | King Cove | AK | Aleutians East | 2 | Petroleum Liquids | DFO | Petroleum | 0.5 | 1986
9897 | City of King Cove | 7493 | King Cove | AK | Aleutians East | 3 | Petroleum Liquids | DFO | Petroleum | 0.7 | 1992
9897 | City of King Cove | 7493 | King Cove | AK | Aleutians East | 4 | Conventional Hydroelectric | WAT | Hydro | 0.8 | 1995
9897 | City of King Cove | 7493 | King Cove | AK | Aleutians East | 5 | Petroleum Liquids | DFO | Petroleum | 0.3 | 1980
4562 | City of Croswell - (MI) | 7497 | Croswell | MI | SANILAC | 1 | Petroleum Liquids | DFO | Petroleum | 0.6 | 1982
4562 | City of Croswell - (MI) | 7497 | Croswell | MI | SANILAC | 2 | Petroleum Liquids | DFO | Petroleum | 0.7 | 1984
4562 | City of Croswell - (MI) | 7497 | Croswell | MI | SANILAC | 3 | Petroleum Liquids | DFO | Petroleum | 1.2 | 1988
4562 | City of Croswell - (MI) | 7497 | Croswell | MI | SANILAC | 4 | Petroleum Liquids | DFO | Petroleum | 1.3 | 1990
4562 | City of Croswell - (MI) | 7497 | Croswell | MI | SANILAC | 5 | Petroleum Liquids | DFO | Petroleum | 1.3 | 1996
15371 | Town of Princeton - (MA) | 7501 | Princeton Wind Farm | MA | Worcester | 2 | Onshore Wind Turbine | WND | Wind | 3 | 2010
19454 | City of Unalaska - (AK) | 7502 | Dutch Harbor | AK | Aleutians West | 10 | Petroleum Liquids | DFO | Petroleum | 5.2 | 2010
19454 | City of Unalaska - (AK) | 7502 | Dutch Harbor | AK | Aleutians West | 11 | Petroleum Liquids | DFO | Petroleum | 5.2 | 2010
19454 | City of Unalaska - (AK) | 7502 | Dutch Harbor | AK | Aleutians West | 12 | Petroleum Liquids | DFO | Petroleum | 4.4 | 2015
19454 | City of Unalaska - (AK) | 7502 | Dutch Harbor | AK | Aleutians West | 13 | Petroleum Liquids | DFO | Petroleum | 4.4 | 2011
19454 | City of Unalaska - (AK) | 7502 | Dutch Harbor | AK | Aleutians West | 15 | Petroleum Liquids | DFO | Petroleum | 0.3 | 2010
19454 | City of Unalaska - (AK) | 7502 | Dutch Harbor | AK | Aleutians West | 8 | Petroleum Liquids | DFO | Petroleum | 1.2 | 1989
19454 | City of Unalaska - (AK) | 7502 | Dutch Harbor | AK | Aleutians West | 9 | Petroleum Liquids | DFO | Petroleum | 1.2 | 1994
19454 | City of Unalaska - (AK) | 7503 | Unalaska Power Module | AK | Aleutians West | 7 | Petroleum Liquids | DFO | Petroleum | 1.1 | 1993
19545 | Black Hills Power, Inc. d/b/a | 7504 | Neil Simpson II | WY | Campbell | 2 | Conventional Steam Coal | SUB | Hard Coal | 90 | 1995
19545 | Black Hills Power, Inc. d/b/a | 7504 | Neil Simpson II | WY | Campbell | GT1 | Natural Gas Fired Combustion Turbine | NG | Natural Gas Peaker | 40 | 2000
14232 | Otter Tail Power Co | 7505 | Fergus Control Ctr | MN | Otter Tail | 1 | Petroleum Liquids | DFO | Petroleum | 2 | 1995
21140 | Yuba County Water Agency | 7507 | Deadwood Creek | CA | Yuba | 1 | Conventional Hydroelectric | WAT | Hydro | 2 | 1993
6013 | Eugene Water & Electric Board | 7508 | Stone Creek | OR | Clackamas | 1 | Conventional Hydroelectric | WAT | Hydro | 12 | 1994
13788 | Northern Wasco County PUD | 7511 | McNary Dam Fish Attraction Project | WA | Benton | 1 | Conventional Hydroelectric | WAT | Hydro | 10 | 1997
16604 | City of San Antonio - (TX) | 7512 | Arthur Von Rosenberg | TX | Bexar | 1 | Natural Gas Fired Combined Cycle | NG | Natural Gas Nonpeaker | 175 | 2000
16604 | City of San Antonio - (TX) | 7512 | Arthur Von Rosenberg | TX | Bexar | 2 | Natural Gas Fired Combined Cycle | NG | Natural Gas Nonpeaker | 175 | 2000
16604 | City of San Antonio - (TX) | 7512 | Arthur Von Rosenberg | TX | Bexar | 3 | Natural Gas Fired Combined Cycle | NG | Natural Gas Nonpeaker | 200 | 2000
1984 | ReEnergy Fort Fairfield LLC | 7513 | ReEnergy Fort Fairfield | ME | Aroostook | GEN1 | Wood/Wood Waste Biomass | WDS | Biomass | 37.5 | 1987
12208 | City of McPherson - (KS) | 7515 | McPherson 3 | KS | McPherson | NA1 | Natural Gas Fired Combustion Turbine | NG | Natural Gas Peaker | 115.6 | 1998
16534 | Sacramento Municipal Util Dist | 7526 | Solano Wind | CA | Solano | 1 | Onshore Wind Turbine | WND | Wind | 13.2 | 1994
16534 | Sacramento Municipal Util Dist | 7526 | Solano Wind | CA | Solano | 2 | Onshore Wind Turbine | WND | Wind | 24 | 2006
16534 | Sacramento Municipal Util Dist | 7526 | Solano Wind | CA | Solano | 2B | Onshore Wind Turbine | WND | Wind | 63 | 2007
16534 | Sacramento Municipal Util Dist | 7526 | Solano Wind | CA | Solano | 3 | Onshore Wind Turbine | WND | Wind | 128 | 2012
16534 | Sacramento Municipal Util Dist | 7527 | Carson Ice-Gen Project | CA | Sacramento | 1 | Natural Gas Fired Combustion Turbine | NG | Natural Gas Peaker | 54 | 1995
16534 | Sacramento Municipal Util Dist | 7527 | Carson Ice-Gen Project | CA | Sacramento | 2 | Natural Gas Fired Combined Cycle | NG | Natural Gas Nonpeaker | 17.5 | 1995
16534 | Sacramento Municipal Util Dist | 7527 | Carson Ice-Gen Project | CA | Sacramento | CCCT | Natural Gas Fired Combined Cycle | NG | Natural Gas Nonpeaker | 54 | 1995
3046 | Duke Energy Progress - (NC) | 7538 | Wayne County | NC | Wayne | 1 | Natural Gas Fired Combustion Turbine | NG | Natural Gas Peaker | 195.2 | 2000
3046 | Duke Energy Progress - (NC) | 7538 | Wayne County | NC | Wayne | 2 | Natural Gas Fired Combustion Turbine | NG | Natural Gas Peaker | 195.2 | 2000
3046 | Duke Energy Progress - (NC) | 7538 | Wayne County | NC | Wayne | 3 | Natural Gas Fired Combustion Turbine | NG | Natural Gas Peaker | 195.2 | 2000
3046 | Duke Energy Progress - (NC) | 7538 | Wayne County | NC | Wayne | 4 | Natural Gas Fired Combustion Turbine | NG | Natural Gas Peaker | 195.2 | 2000
3046 | Duke Energy Progress - (NC) | 7538 | Wayne County | NC | Wayne | 5 | Natural Gas Fired Combustion Turbine | NG | Natural Gas Peaker | 198.9 | 2009
2518 | U S Bureau of Reclamation | 7541 | Spirit Mountain | WY | Park | 1 | Conventional Hydroelectric | WAT | Hydro | 4.5 | 1994
14077 | Oklahoma Municipal Power Authority | 7545 | Kaw Hydro | OK | Kay | 1 | Conventional Hydroelectric | WAT | Hydro | 37 | 1989
14077 | Oklahoma Municipal Power Authority | 7546 | Ponca City | OK | Kay | 1 | Natural Gas Fired Combined Cycle | NG | Natural Gas Nonpeaker | 19.8 | 1966
14077 | Oklahoma Municipal Power Authority | 7546 | Ponca City | OK | Kay | 3 | Natural Gas Fired Combined Cycle | NG | Natural Gas Nonpeaker | 54 | 1995
14077 | Oklahoma Municipal Power Authority | 7546 | Ponca City | OK | Kay | 4 | Natural Gas Fired Combustion Turbine | NG | Natural Gas Peaker | 60.5 | 2003
20255 | Weber Basin Water Conserv Dist | 7548 | Causey | UT | Weber | 1 | Conventional Hydroelectric | WAT | Hydro | 1.5 | 1998
20255 | Weber Basin Water Conserv Dist | 7548 | Causey | UT | Weber | 2 | Conventional Hydroelectric | WAT | Hydro | 0.6 | 1998
20847 | Wisconsin Electric Power Co | 7549 | Milwaukee County | WI | Milwaukee | 1 | Conventional Steam Coal | BIT | Hard Coal | 11 | 1996
16534 | Sacramento Municipal Util Dist | 7551 | SCA Cogen 2 | CA | Sacramento | CCST | Natural Gas Fired Combined Cycle | NG | Natural Gas Nonpeaker | 49.8 | 1997
16534 | Sacramento Municipal Util Dist | 7551 | SCA Cogen 2 | CA | Sacramento | CT1A | Natural Gas Fired Combined Cycle | NG | Natural Gas Nonpeaker | 49.8 | 1997
16534 | Sacramento Municipal Util Dist | 7551 | SCA Cogen 2 | CA | Sacramento | CT1B | Natural Gas Fired Combined Cycle | NG | Natural Gas Nonpeaker | 49.8 | 1997
16534 | Sacramento Municipal Util Dist | 7551 | SCA Cogen 2 | CA | Sacramento | CT1C | Natural Gas Fired Combustion Turbine | NG | Natural Gas Peaker | 44 | 2001
16534 | Sacramento Municipal Util Dist | 7552 | SPA Cogen 3 | CA | Sacramento | CCCT | Natural Gas Fired Combined Cycle | NG | Natural Gas Nonpeaker | 118.7 | 1997
16534 | Sacramento Municipal Util Dist | 7552 | SPA Cogen 3 | CA | Sacramento | CCST | Natural Gas Fired Combined Cycle | NG | Natural Gas Nonpeaker | 55.2 | 1997
13334 | City of Nebraska City | 7555 | Nebraska City # 2 | NE | Otoe | 11 | Natural Gas Internal Combustion Engine | NG | Natural Gas Peaker | 4.5 | 1998
13334 | City of Nebraska City | 7555 | Nebraska City # 2 | NE | Otoe | 12 | Natural Gas Internal Combustion Engine | NG | Natural Gas Peaker | 4.5 | 1998
13334 | City of Nebraska City | 7555 | Nebraska City # 2 | NE | Otoe | 13 | Petroleum Liquids | DFO | Petroleum | 4.5 | 1998
56076 | State Farm Insurance | 7556 | State Farm | IL | McLean | 1 | Petroleum Liquids | DFO | Petroleum | 1.7 | 1996
56076 | State Farm Insurance | 7556 | State Farm | IL | McLean | 2 | Petroleum Liquids | DFO | Petroleum | 1.7 | 1996
56076 | State Farm Insurance | 7556 | State Farm | IL | McLean | 3 | Petroleum Liquids | DFO | Petroleum | 1.7 | 1996
40577 | American Mun Power-Ohio, Inc | 7575 | Bowling Green | OH | Wood | 1 | Petroleum Liquids | DFO | Petroleum | 1.6 | 1993
40577 | American Mun Power-Ohio, Inc | 7575 | Bowling Green | OH | Wood | 2 | Petroleum Liquids | DFO | Petroleum | 7.2 | 1995
40577 | American Mun Power-Ohio, Inc | 7576 | Engle | OH | Summit | 16 | Petroleum Liquids | DFO | Petroleum | 9 | 1989
40577 | American Mun Power-Ohio, Inc | 7577 | Jackson (OH) | OH | Jackson | 12 | Petroleum Liquids | DFO | Petroleum | 3.6 | 1990
40577 | American Mun Power-Ohio, Inc | 7578 | Napoleon | OH | Henry | 1 | Petroleum Liquids | DFO | Petroleum | 1.8 | 1990
40577 | American Mun Power-Ohio, Inc | 7578 | Napoleon | OH | Henry | 2 | Petroleum Liquids | DFO | Petroleum | 1.8 | 1990
40577 | American Mun Power-Ohio, Inc | 7578 | Napoleon | OH | Henry | 3 | Petroleum Liquids | DFO | Petroleum | 1.8 | 1990
40577 | American Mun Power-Ohio, Inc | 7579 | Niles | OH | Trumbull | 13 | Petroleum Liquids | DFO | Petroleum | 5.4 | 1990
40577 | American Mun Power-Ohio, Inc | 7580 | Wadsworth | OH | Medina | 13 | Petroleum Liquids | DFO | Petroleum | 5.4 | 1990
5914 | Erie Boulevard Hydropower LP | 7583 | Talcville | NY | St Lawrence | 1 | Conventional Hydroelectric | WAT | Hydro | 1 | 1986
5914 | Erie Boulevard Hydropower LP | 7583 | Talcville | NY | St Lawrence | 2 | Conventional Hydroelectric | WAT | Hydro | 0.1 | 1986
14433 | City of Panora - (IA) | 7584 | Panora | IA | GUTHRIE | 1 | Petroleum Liquids | DFO | Petroleum | 1.5 | 1988
14433 | City of Panora - (IA) | 7584 | Panora | IA | GUTHRIE | 2 | Petroleum Liquids | DFO | Petroleum | 1 | 1988
14433 | City of Panora - (IA) | 7584 | Panora | IA | GUTHRIE | 3 | Petroleum Liquids | DFO | Petroleum | 2 | 1993
17470 | PUD 1 of Snohomish County | 7588 | H M Jackson | WA | Snohomish | 1 | Conventional Hydroelectric | WAT | Hydro | 47.5 | 1984
17470 | PUD 1 of Snohomish County | 7588 | H M Jackson | WA | Snohomish | 2 | Conventional Hydroelectric | WAT | Hydro | 47.5 | 1984
17470 | PUD 1 of Snohomish County | 7588 | H M Jackson | WA | Snohomish | 3 | Conventional Hydroelectric | WAT | Hydro | 8.4 | 1984
17470 | PUD 1 of Snohomish County | 7588 | H M Jackson | WA | Snohomish | 4 | Conventional Hydroelectric | WAT | Hydro | 8.4 | 1984
11204 | Los Alamos County | 7593 | El Vado Dam | NM | Rio Arriba | 1 | Conventional Hydroelectric | WAT | Hydro | 8 | 1988
40577 | American Mun Power-Ohio, Inc | 7594 | Belleville Dam | WV | Wood | 1 | Conventional Hydroelectric | WAT | Hydro | 21 | 1999
40577 | American Mun Power-Ohio, Inc | 7594 | Belleville Dam | WV | Wood | 2 | Conventional Hydroelectric | WAT | Hydro | 21 | 1999
9417 | Interstate Power and Light Co | 7595 | Red Cedar | IA | Linn | 1 | Natural Gas Fired Combustion Turbine | NG | Natural Gas Peaker | 22.5 | 1996
40577 | American Mun Power-Ohio, Inc | 7603 | Prospect Municipal | OH | Marion | 1 | Petroleum Liquids | DFO | Petroleum | 1.8 | 1998
924 | Associated Electric Coop, Inc | 7604 | St Francis Energy Facility | MO | Dunklin | 1 | Natural Gas Fired Combined Cycle | NG | Natural Gas Nonpeaker | 253.3 | 1999
924 | Associated Electric Coop, Inc | 7604 | St Francis Energy Facility | MO | Dunklin | 2 | Natural Gas Fired Combined Cycle | NG | Natural Gas Nonpeaker | 253.3 | 2001
3660 | PUD No 1 of Clark County - (WA) | 7605 | River Road Gen Plant | WA | Clark | 1 | Natural Gas Fired Combined Cycle | NG | Natural Gas Nonpeaker | 248 | 1997
22776 | Solano Irrigation District | 7646 | Monticello Dam | CA | Solano | 1 | Conventional Hydroelectric | WAT | Hydro | 5 | 1983
22776 | Solano Irrigation District | 7646 | Monticello Dam | CA | Solano | 2 | Conventional Hydroelectric | WAT | Hydro | 5 | 1983
22776 | Solano Irrigation District | 7646 | Monticello Dam | CA | Solano | 3 | Conventional Hydroelectric | WAT | Hydro | 1.5 | 1983
2439 | City of Bryan - (OH) | 7657 | Auglaize Hydro | OH | Defiance | 1 | Conventional Hydroelectric | WAT | Hydro | 0.7 | 1986
2439 | City of Bryan - (OH) | 7657 | Auglaize Hydro | OH | Defiance | 2A | Conventional Hydroelectric | WAT | Hydro | 0.9 | 2004
2439 | City of Bryan - (OH) | 7657 | Auglaize Hydro | OH | Defiance | 3A | Conventional Hydroelectric | WAT | Hydro | 0.9 | 2004
2439 | City of Bryan - (OH) | 7657 | Auglaize Hydro | OH | Defiance | 4 | Conventional Hydroelectric | WAT | Hydro | 0.5 | 1987
2439 | City of Bryan - (OH) | 7657 | Auglaize Hydro | OH | Defiance | 5 | Conventional Hydroelectric | WAT | Hydro | 0.5 | 1988
2439 | City of Bryan - (OH) | 7657 | Auglaize Hydro | OH | Defiance | 6 | Conventional Hydroelectric | WAT | Hydro | 0.1 | 2004
6035 | Exelon Power | 7690 | Pennsbury | PA | Bucks | 1 | Landfill Gas | LFG | Biomass | 3 | 1996
6035 | Exelon Power | 7690 | Pennsbury | PA | Bucks | 2 | Landfill Gas | LFG | Biomass | 3 | 1996
590 | City of Anaheim - (CA) | 7693 | Anaheim GT | CA | Orange | 1 | Natural Gas Fired Combustion Turbine | NG | Natural Gas Peaker | 49.2 | 1991
195 | Alabama Power Co | 7697 | Washington County Cogeneration Facility | AL | Washington | 1 | Natural Gas Fired Combined Cycle | NG | Natural Gas Nonpeaker | 82.6 | 1999
195 | Alabama Power Co | 7697 | Washington County Cogeneration Facility | AL | Washington | 2 | Natural Gas Fired Combined Cycle | NG | Natural Gas Nonpeaker | 39.9 | 1999
195 | Alabama Power Co | 7698 | General Electric Plastic | AL | Lowndes | 1 | Natural Gas Fired Combined Cycle | NG | Natural Gas Nonpeaker | 82.2 | 1999
195 | Alabama Power Co | 7698 | General Electric Plastic | AL | Lowndes | 2 | Natural Gas Fired Combined Cycle | NG | Natural Gas Nonpeaker | 14.8 | 1999
6455 | Duke Energy Florida, Inc | 7699 | Tiger Bay | FL | Polk | CT1 | Natural Gas Fired Combined Cycle | NG | Natural Gas Nonpeaker | 195.2 | 1997
6455 | Duke Energy Florida, Inc | 7699 | Tiger Bay | FL | Polk | CW1 | Natural Gas Fired Combined Cycle | NG | Natural Gas Nonpeaker | 82.9 | 1997
6035 | Exelon Power | 7701 | Fairless Hills | PA | Bucks | A | Landfill Gas | LFG | Biomass | 30 | 1996
6035 | Exelon Power | 7701 | Fairless Hills | PA | Bucks | B | Landfill Gas | LFG | Biomass | 30 | 1996
17650 | Southern Power Co | 7709 | Dahlberg | GA | Jackson | 1 | Natural Gas Fired Combustion Turbine | NG | Natural Gas Peaker | 91.9 | 2000
17650 | Southern Power Co | 7709 | Dahlberg | GA | Jackson | 10 | Natural Gas Fired Combustion Turbine | NG | Natural Gas Peaker | 91.9 | 2001
17650 | Southern Power Co | 7709 | Dahlberg | GA | Jackson | 2 | Natural Gas Fired Combustion Turbine | NG | Natural Gas Peaker | 91.9 | 2000
17650 | Southern Power Co | 7709 | Dahlberg | GA | Jackson | 3 | Natural Gas Fired Combustion Turbine | NG | Natural Gas Peaker | 91.9 | 2000
17650 | Southern Power Co | 7709 | Dahlberg | GA | Jackson | 4 | Natural Gas Fired Combustion Turbine | NG | Natural Gas Peaker | 91.9 | 2000
17650 | Southern Power Co | 7709 | Dahlberg | GA | Jackson | 5 | Natural Gas Fired Combustion Turbine | NG | Natural Gas Peaker | 91.9 | 2000
17650 | Southern Power Co | 7709 | Dahlberg | GA | Jackson | 6 | Natural Gas Fired Combustion Turbine | NG | Natural Gas Peaker | 91.9 | 2000
17650 | Southern Power Co | 7709 | Dahlberg | GA | Jackson | 7 | Natural Gas Fired Combustion Turbine | NG | Natural Gas Peaker | 91.9 | 2000
17650 | Southern Power Co | 7709 | Dahlberg | GA | Jackson | 8 | Natural Gas Fired Combustion Turbine | NG | Natural Gas Peaker | 91.9 | 2000
17650 | Southern Power Co | 7709 | Dahlberg | GA | Jackson | 9 | Natural Gas Fired Combustion Turbine | NG | Natural Gas Peaker | 91.9 | 2001
17650 | Southern Power Co | 7710 | H Allen Franklin Combined Cycle | AL | Lee | CT1A | Natural Gas Fired Combined Cycle | NG | Natural Gas Nonpeaker | 203.1 | 2002
17650 | Southern Power Co | 7710 | H Allen Franklin Combined Cycle | AL | Lee | CT1B | Natural Gas Fired Combined Cycle | NG | Natural Gas Nonpeaker | 203.1 | 2002
17650 | Southern Power Co | 7710 | H Allen Franklin Combined Cycle | AL | Lee | CT2A | Natural Gas Fired Combined Cycle | NG | Natural Gas Nonpeaker | 203.1 | 2002
17650 | Southern Power Co | 7710 | H Allen Franklin Combined Cycle | AL | Lee | CT2B | Natural Gas Fired Combined Cycle | NG | Natural Gas Nonpeaker | 203.1 | 2002
17650 | Southern Power Co | 7710 | H Allen Franklin Combined Cycle | AL | Lee | CT3A | Natural Gas Fired Combined Cycle | NG | Natural Gas Nonpeaker | 203.1 | 2008
17650 | Southern Power Co | 7710 | H Allen Franklin Combined Cycle | AL | Lee | CT3B | Natural Gas Fired Combined Cycle | NG | Natural Gas Nonpeaker | 203.1 | 2008
17650 | Southern Power Co | 7710 | H Allen Franklin Combined Cycle | AL | Lee | ST1 | Natural Gas Fired Combined Cycle | NG | Natural Gas Nonpeaker | 213.3 | 2002
17650 | Southern Power Co | 7710 | H Allen Franklin Combined Cycle | AL | Lee | ST2 | Natural Gas Fired Combined Cycle | NG | Natural Gas Nonpeaker | 281.9 | 2002
17650 | Southern Power Co | 7710 | H Allen Franklin Combined Cycle | AL | Lee | ST3 | Natural Gas Fired Combined Cycle | NG | Natural Gas Nonpeaker | 281.9 | 2008
7801 | Gulf Power Co | 7715 | Pea Ridge | FL | Santa Rosa | 1 | Natural Gas Fired Combustion Turbine | NG | Natural Gas Peaker | 4.7 | 1998
7801 | Gulf Power Co | 7715 | Pea Ridge | FL | Santa Rosa | 2 | Natural Gas Fired Combustion Turbine | NG | Natural Gas Peaker | 4.7 | 1998
7801 | Gulf Power Co | 7715 | Pea Ridge | FL | Santa Rosa | 3 | Natural Gas Fired Combustion Turbine | NG | Natural Gas Peaker | 4.7 | 1998
18642 | Tennessee Valley Authority | 7719 | Meridian | MS | Lauderdale | 1 | Petroleum Liquids | DFO | Petroleum | 1.8 | 1998
18642 | Tennessee Valley Authority | 7719 | Meridian | MS | Lauderdale | 2 | Petroleum Liquids | DFO | Petroleum | 1.8 | 1998
18642 | Tennessee Valley Authority | 7719 | Meridian | MS | Lauderdale | 3 | Petroleum Liquids | DFO | Petroleum | 1.8 | 1998
18642 | Tennessee Valley Authority | 7719 | Meridian | MS | Lauderdale | 4 | Petroleum Liquids | DFO | Petroleum | 1.8 | 1998
18642 | Tennessee Valley Authority | 7719 | Meridian | MS | Lauderdale | 5 | Petroleum Liquids | DFO | Petroleum | 1.8 | 1998
195 | Alabama Power Co | 7721 | Theodore Cogen Facility | AL | Mobile | 1 | Natural Gas Fired Combined Cycle | NG | Natural Gas Nonpeaker | 229 | 2000
195 | Alabama Power Co | 7721 | Theodore Cogen Facility | AL | Mobile | 2 | Natural Gas Fired Combined Cycle | NG | Natural Gas Nonpeaker | 88.4 | 2000
18642 | Tennessee Valley Authority | 7722 | Watts Bar Nuclear Plant | TN | Rhea | 1 | Nuclear | NUC | Nuclear | 1269.9 | 1996
10433 | Kodiak Electric Assn Inc | 7723 | Nymans Plant | AK | Kodiak Island | 1 | Petroleum Liquids | DFO | Petroleum | 2.5 | 1994
10433 | Kodiak Electric Assn Inc | 7723 | Nymans Plant | AK | Kodiak Island | 2 | Petroleum Liquids | DFO | Petroleum | 7.5 | 2000
14323 | Pacific Northwest Generating Coop | 7725 | Coffin Butte | OR | BENTON | 1 | Landfill Gas | LFG | Biomass | 0.8 | 1995
14323 | Pacific Northwest Generating Coop | 7725 | Coffin Butte | OR | BENTON | 2 | Landfill Gas | LFG | Biomass | 0.8 | 1995
14323 | Pacific Northwest Generating Coop | 7725 | Coffin Butte | OR | BENTON | 3 | Landfill Gas | LFG | Biomass | 0.8 | 1995
14323 | Pacific Northwest Generating Coop | 7725 | Coffin Butte | OR | BENTON | 4 | Landfill Gas | LFG | Biomass | 1.6 | 2007
14323 | Pacific Northwest Generating Coop | 7725 | Coffin Butte | OR | BENTON | 5 | Landfill Gas | LFG | Biomass | 1.6 | 2007
17539 | South Carolina Electric&Gas Company | 7737 | Kapstone | SC | Charleston | 1 | Conventional Steam Coal | BIT | Hard Coal | 99.2 | 1999
924 | Associated Electric Coop, Inc | 7749 | Essex | MO | Stoddard | 1 | Natural Gas Fired Combustion Turbine | NG | Natural Gas Peaker | 121.2 | 1999
219 | Alaska Power and Telephone Co | 7751 | Goat Lake Hydro | AK | Skagway Hoonah Angoon | 1 | Conventional Hydroelectric | WAT | Hydro | 4 | 1997
219 | Alaska Power and Telephone Co | 7752 | Black Bear Lake | AK | Prince of Wales Ketchikan | 1 | Conventional Hydroelectric | WAT | Hydro | 4.5 | 1995
924 | Associated Electric Coop, Inc | 7754 | Nodaway | MO | Nodaway | 1 | Natural Gas Fired Combustion Turbine | NG | Natural Gas Peaker | 157.8 | 1999
924 | Associated Electric Coop, Inc | 7754 | Nodaway | MO | Nodaway | 2 | Natural Gas Fired Combustion Turbine | NG | Natural Gas Peaker | 157.8 | 1999
924 | Associated Electric Coop, Inc | 7757 | Chouteau | OK | Mayes | 1 | Natural Gas Fired Combined Cycle | NG | Natural Gas Nonpeaker | 176 | 2000
924 | Associated Electric Coop, Inc | 7757 | Chouteau | OK | Mayes | 2 | Natural Gas Fired Combined Cycle | NG | Natural Gas Nonpeaker | 176 | 2000
924 | Associated Electric Coop, Inc | 7757 | Chouteau | OK | Mayes | 3 | Natural Gas Fired Combined Cycle | NG | Natural Gas Nonpeaker | 182.8 | 2000
924 | Associated Electric Coop, Inc | 7757 | Chouteau | OK | Mayes | 4 | Natural Gas Fired Combined Cycle | NG | Natural Gas Nonpeaker | 176 | 2011
924 | Associated Electric Coop, Inc | 7757 | Chouteau | OK | Mayes | 5 | Natural Gas Fired Combined Cycle | NG | Natural Gas Nonpeaker | 176 | 2011
924 | Associated Electric Coop, Inc | 7757 | Chouteau | OK | Mayes | 6 | Natural Gas Fired Combined Cycle | NG | Natural Gas Nonpeaker | 182.8 | 2011
20214 | Waverly Municipal Elec Utility | 7758 | South Plant | IA | Bremer | 1 | Petroleum Liquids | DFO | Petroleum | 2 | 2000
20214 | Waverly Municipal Elec Utility | 7758 | South Plant | IA | Bremer | 2 | Petroleum Liquids | DFO | Petroleum | 2 | 2000
20214 | Waverly Municipal Elec Utility | 7758 | South Plant | IA | Bremer | 3 | Petroleum Liquids | DFO | Petroleum | 2 | 2000
20214 | Waverly Municipal Elec Utility | 7758 | South Plant | IA | Bremer | 4 | Petroleum Liquids | DFO | Petroleum | 2 | 2000
20214 | Waverly Municipal Elec Utility | 7758 | South Plant | IA | Bremer | 5 | Petroleum Liquids | DFO | Petroleum | 2 | 2000
20214 | Waverly Municipal Elec Utility | 7758 | South Plant | IA | Bremer | 6 | Petroleum Liquids | DFO | Petroleum | 2 | 2000
9273 | Indianapolis Power & Light Co | 7759 | Georgetown | IN | Marion | GT1 | Natural Gas Fired Combustion Turbine | NG | Natural Gas Peaker | 85 | 2000
9273 | Indianapolis Power & Light Co | 7759 | Georgetown | IN | Marion | GT2 | Natural Gas Fired Combustion Turbine | NG | Natural Gas Peaker | 85 | 2000
9273 | Indianapolis Power & Light Co | 7759 | Georgetown | IN | Marion | GT3 | Natural Gas Fired Combustion Turbine | NG | Natural Gas Peaker | 85 | 2000
9273 | Indianapolis Power & Light Co | 7759 | Georgetown | IN | Marion | GT4 | Natural Gas Fired Combustion Turbine | NG | Natural Gas Peaker | 85 | 2001
56491 | Tilton Energy LLC | 7760 | Tilton | IL | Vermilion | 1 | Natural Gas Fired Combustion Turbine | NG | Natural Gas Peaker | 47 | 1999
56491 | Tilton Energy LLC | 7760 | Tilton | IL | Vermilion | 2 | Natural Gas Fired Combustion Turbine | NG | Natural Gas Peaker | 47 | 1999
56491 | Tilton Energy LLC | 7760 | Tilton | IL | Vermilion | 3 | Natural Gas Fired Combustion Turbine | NG | Natural Gas Peaker | 47 | 1999
56491 | Tilton Energy LLC | 7760 | Tilton | IL | Vermilion | 4 | Natural Gas Fired Combustion Turbine | NG | Natural Gas Peaker | 47 | 1999
15470 | Duke Energy Indiana, LLC | 7763 | Henry County | IN | Henry | 1 | Natural Gas Fired Combustion Turbine | NG | Natural Gas Peaker | 60.5 | 2001
15470 | Duke Energy Indiana, LLC | 7763 | Henry County | IN | Henry | 2 | Natural Gas Fired Combustion Turbine | NG | Natural Gas Peaker | 60.5 | 2001
15470 | Duke Energy Indiana, LLC | 7763 | Henry County | IN | Henry | 3 | Natural Gas Fired Combustion Turbine | NG | Natural Gas Peaker | 60.5 | 2001
59421 | SEPG Operating Services, LLC MPC | 7764 | MPC Generating | GA | Walton | 1 | Natural Gas Fired Combustion Turbine | NG | Natural Gas Peaker | 185.4 | 2000
59421 | SEPG Operating Services, LLC MPC | 7764 | MPC Generating | GA | Walton | 2 | Natural Gas Fired Combustion Turbine | NG | Natural Gas Peaker | 200.7 | 2001
5957 | City of Erie - (KS) | 7766 | Erie Energy Center | KS | Neosho | 1 | Petroleum Liquids | DFO | Petroleum | 2.5 | 1999
5957 | City of Erie - (KS) | 7766 | Erie Energy Center | KS | Neosho | 2 | Petroleum Liquids | DFO | Petroleum | 2.5 | 1999
5957 | City of Erie - (KS) | 7766 | Erie Energy Center | KS | Neosho | 3 | Petroleum Liquids | DFO | Petroleum | 2.5 | 1999
5957 | City of Erie - (KS) | 7766 | Erie Energy Center | KS | Neosho | 4 | Petroleum Liquids | DFO | Petroleum | 2.5 | 1999
5957 | City of Erie - (KS) | 7766 | Erie Energy Center | KS | Neosho | 5 | Petroleum Liquids | DFO | Petroleum | 2.5 | 1999
5957 | City of Erie - (KS) | 7766 | Erie Energy Center | KS | Neosho | 6 | Petroleum Liquids | DFO | Petroleum | 2.5 | 1999
5957 | City of Erie - (KS) | 7766 | Erie Energy Center | KS | Neosho | 7 | Petroleum Liquids | DFO | Petroleum | 2.5 | 1999
5957 | City of Erie - (KS) | 7766 | Erie Energy Center | KS | Neosho | 8 | Petroleum Liquids | DFO | Petroleum | 2.5 | 1999
17874 | City of St George | 7767 | Bloomington Power Plant | UT | Washington | 1 | Petroleum Liquids | DFO | Petroleum | 1.7 | 1999
17874 | City of St George | 7767 | Bloomington Power Plant | UT | Washington | 2 | Petroleum Liquids | DFO | Petroleum | 1.7 | 1999
17874 | City of St George | 7767 | Bloomington Power Plant | UT | Washington | 3 | Petroleum Liquids | DFO | Petroleum | 1.7 | 1999
17874 | City of St George | 7767 | Bloomington Power Plant | UT | Washington | 4 | Petroleum Liquids | DFO | Petroleum | 1.7 | 1999
17874 | City of St George | 7767 | Bloomington Power Plant | UT | Washington | 5 | Petroleum Liquids | DFO | Petroleum | 1.7 | 1999
17874 | City of St George | 7767 | Bloomington Power Plant | UT | Washington | 6 | Petroleum Liquids | DFO | Petroleum | 1.7 | 1999
17690 | SOWEGA Power LLC | 7768 | Sowega Power | GA | Mitchell | CTG2 | Natural Gas Fired Combustion Turbine | NG | Natural Gas Peaker | 49.8 | 1999
17690 | SOWEGA Power LLC | 7768 | Sowega Power | GA | Mitchell | CTG3 | Natural Gas Fired Combustion Turbine | NG | Natural Gas Peaker | 49.8 | 1999
16179 | Rochelle Municipal Utilities | 7770 | 1515 S Caron Road | IL | Ogle | GT1 | Natural Gas Fired Combustion Turbine | NG | Natural Gas Peaker | 4.2 | 2000
58190 | Bluestem LLC | 7771 | Springview | NE | Keya Paha | 3 | Onshore Wind Turbine | WND | Wind | 1.5 | 2011
58190 | Bluestem LLC | 7771 | Springview | NE | Keya Paha | 4 | Onshore Wind Turbine | WND | Wind | 1.5 | 2011
40577 | American Mun Power-Ohio, Inc | 7774 | Cleveland Peaking | OH | Cuyahoga | 1 | Petroleum Liquids | DFO | Petroleum | 1.8 | 2000
40577 | American Mun Power-Ohio, Inc | 7774 | Cleveland Peaking | OH | Cuyahoga | 2 | Petroleum Liquids | DFO | Petroleum | 1.8 | 2000
40577 | American Mun Power-Ohio, Inc | 7774 | Cleveland Peaking | OH | Cuyahoga | 3 | Petroleum Liquids | DFO | Petroleum | 1.8 | 2000
40577 | American Mun Power-Ohio, Inc | 7774 | Cleveland Peaking | OH | Cuyahoga | 4 | Petroleum Liquids | DFO | Petroleum | 1.8 | 2000
40577 | American Mun Power-Ohio, Inc | 7774 | Cleveland Peaking | OH | Cuyahoga | 5 | Petroleum Liquids | DFO | Petroleum | 1.8 | 2000
40577 | American Mun Power-Ohio, Inc | 7774 | Cleveland Peaking | OH | Cuyahoga | 6 | Petroleum Liquids | DFO | Petroleum | 1.8 | 2000
40577 | American Mun Power-Ohio, Inc | 7775 | Versailles Peaking | OH | Darke | 1 | Petroleum Liquids | DFO | Petroleum | 1.8 | 1999
40577 | American Mun Power-Ohio, Inc | 7775 | Versailles Peaking | OH | Darke | 2 | Petroleum Liquids | DFO | Petroleum | 1.8 | 1999
40577 | American Mun Power-Ohio, Inc | 7775 | Versailles Peaking | OH | Darke | 3 | Petroleum Liquids | DFO | Petroleum | 1.8 | 1999
40577 | American Mun Power-Ohio, Inc | 7776 | Napoleon Peaking | OH | Henry | 4 | Petroleum Liquids | DFO | Petroleum | 1.8 | 1999
40577 | American Mun Power-Ohio, Inc | 7776 | Napoleon Peaking | OH | Henry | 5 | Petroleum Liquids | DFO | Petroleum | 1.8 | 1999
40577 | American Mun Power-Ohio, Inc | 7776 | Napoleon Peaking | OH | Henry | 6 | Petroleum Liquids | DFO | Petroleum | 1.8 | 1999
40577 | American Mun Power-Ohio, Inc | 7777 | Dover Peaking | OH | Tuscarawas | 1 | Petroleum Liquids | DFO | Petroleum | 1.8 | 1999
40577 | American Mun Power-Ohio, Inc | 7777 | Dover Peaking | OH | Tuscarawas | 2 | Petroleum Liquids | DFO | Petroleum | 1.8 | 1999
40577 | American Mun Power-Ohio, Inc | 7777 | Dover Peaking | OH | Tuscarawas | 3 | Petroleum Liquids | DFO | Petroleum | 1.8 | 1999
40577 | American Mun Power-Ohio, Inc | 7777 | Dover Peaking | OH | Tuscarawas | 4 | Petroleum Liquids | DFO | Petroleum | 1.8 | 1999
40577 | American Mun Power-Ohio, Inc | 7777 | Dover Peaking | OH | Tuscarawas | 5 | Petroleum Liquids | DFO | Petroleum | 1.8 | 1999
40577 | American Mun Power-Ohio, Inc | 7777 | Dover Peaking | OH | Tuscarawas | 6 | Petroleum Liquids | DFO | Petroleum | 1.8 | 1999
40577 | American Mun Power-Ohio, Inc | 7778 | Orrville Peaking | OH | Wayne | 1 | Petroleum Liquids | DFO | Petroleum | 1.8 | 1999
40577 | American Mun Power-Ohio, Inc | 7778 | Orrville Peaking | OH | Wayne | 2 | Petroleum Liquids | DFO | Petroleum | 1.8 | 1999
40577 | American Mun Power-Ohio, Inc | 7778 | Orrville Peaking | OH | Wayne | 3 | Petroleum Liquids | DFO | Petroleum | 1.8 | 1999
40577 | American Mun Power-Ohio, Inc | 7779 | Bryan Peaking | OH | WILLIAMS | 1 | Petroleum Liquids | DFO | Petroleum | 1.8 | 1999
40577 | American Mun Power-Ohio, Inc | 7779 | Bryan Peaking | OH | WILLIAMS | 2 | Petroleum Liquids | DFO | Petroleum | 1.8 | 1999
40577 | American Mun Power-Ohio, Inc | 7779 | Bryan Peaking | OH | WILLIAMS | 3 | Petroleum Liquids | DFO | Petroleum | 1.8 | 1999
40577 | American Mun Power-Ohio, Inc | 7779 | Bryan Peaking | OH | WILLIAMS | 4 | Petroleum Liquids | DFO | Petroleum | 1.8 | 1999
40577 | American Mun Power-Ohio, Inc | 7779 | Bryan Peaking | OH | WILLIAMS | 5 | Petroleum Liquids | DFO | Petroleum | 1.8 | 1999
40577 | American Mun Power-Ohio, Inc | 7779 | Bryan Peaking | OH | WILLIAMS | 6 | Petroleum Liquids | DFO | Petroleum | 1.8 | 1999
40577 | American Mun Power-Ohio, Inc | 7780 | Jackson Cntr Peaking | OH | Shelby | 1 | Petroleum Liquids | DFO | Petroleum | 1.8 | 1999
40577 | American Mun Power-Ohio, Inc | 7781 | Arcanum Peaking | OH | Darke | 1 | Petroleum Liquids | DFO | Petroleum | 1.8 | 1999
40577 | American Mun Power-Ohio, Inc | 7782 | Hamilton Peaking | OH | Butler | 1 | Natural Gas Fired Combustion Turbine | NG | Natural Gas Peaker | 32 | 2000
40577 | American Mun Power-Ohio, Inc | 7783 | Bowling Green Peaking | OH | WOOD | 1 | Natural Gas Fired Combustion Turbine | NG | Natural Gas Peaker | 32 | 2000
58651 | Allegany Generating Station, LLC | 7784 | Allegany Cogen | NY | Allegany | 1 | Natural Gas Fired Combined Cycle | NG | Natural Gas Nonpeaker | 42 | 1994
58651 | Allegany Generating Station, LLC | 7784 | Allegany Cogen | NY | Allegany | 2 | Natural Gas Fired Combined Cycle | NG | Natural Gas Nonpeaker | 25 | 1994
11204 | Los Alamos County | 7789 | Abiquiu Dam | NM | Rio Arriba | 1 | Conventional Hydroelectric | WAT | Hydro | 6.3 | 1989
11204 | Los Alamos County | 7789 | Abiquiu Dam | NM | Rio Arriba | 2 | Conventional Hydroelectric | WAT | Hydro | 6.3 | 1989
11204 | Los Alamos County | 7789 | Abiquiu Dam | NM | Rio Arriba | 3 | Conventional Hydroelectric | WAT | Hydro | 3 | 2011
40230 | Deseret Generation & Tran Coop | 7790 | Bonanza | UT | Uintah | 1 | Conventional Steam Coal | BIT | Hard Coal | 499.5 | 1986
40577 | American Mun Power-Ohio, Inc | 7791 | Montpelier | OH | Williams | 1 | Petroleum Liquids | DFO | Petroleum | 1.8 | 2000
40577 | American Mun Power-Ohio, Inc | 7791 | Montpelier | OH | Williams | 2 | Petroleum Liquids | DFO | Petroleum | 1.8 | 2000
40577 | American Mun Power-Ohio, Inc | 7791 | Montpelier | OH | Williams | 3 | Petroleum Liquids | DFO | Petroleum | 1.8 | 2000
40577 | American Mun Power-Ohio, Inc | 7791 | Montpelier | OH | Williams | 4 | Petroleum Liquids | DFO | Petroleum | 1.8 | 2000
40577 | American Mun Power-Ohio, Inc | 7791 | Montpelier | OH | Williams | 5 | Petroleum Liquids | DFO | Petroleum | 1.8 | 2000
40577 | American Mun Power-Ohio, Inc | 7791 | Montpelier | OH | Williams | 6 | Petroleum Liquids | DFO | Petroleum | 1.8 | 2000
11571 | Manitowoc Public Utilities | 7795 | Custer Energy Center | WI | Manitowoc | 1 | Natural Gas Fired Combustion Turbine | NG | Natural Gas Peaker | 24.5 | 1999
11560 | City of Manassas - (VA) | 7797 | Dominion/Lo Mar | VA | Prince William | DOM1 | Petroleum Liquids | DFO | Petroleum | 12 | 1997
11560 | City of Manassas - (VA) | 7797 | Dominion/Lo Mar | VA | Prince William | DOM2 | Petroleum Liquids | DFO | Petroleum | 1.8 | 1997
11560 | City of Manassas - (VA) | 7797 | Dominion/Lo Mar | VA | Prince William | LOM1 | Petroleum Liquids | DFO | Petroleum | 1.8 | 1997
11560 | City of Manassas - (VA) | 7797 | Dominion/Lo Mar | VA | Prince William | LOM2 | Petroleum Liquids | DFO | Petroleum | 1.8 | 1997
11560 | City of Manassas - (VA) | 7797 | Dominion/Lo Mar | VA | Prince William | LOM3 | Petroleum Liquids | DFO | Petroleum | 1.8 | 1997
11560 | City of Manassas - (VA) | 7798 | Gateway Gen | VA | Prince William | 1 | Petroleum Liquids | DFO | Petroleum | 1.8 | 1996
11560 | City of Manassas - (VA) | 7798 | Gateway Gen | VA | Prince William | 2 | Petroleum Liquids | DFO | Petroleum | 1.8 | 2009
11479 | Madison Gas & Electric Co | 7799 | West Marinette 34 | WI | Marinette | 34 | Natural Gas Fired Combustion Turbine | NG | Natural Gas Peaker | 83 | 2000
3046 | Duke Energy Progress - (NC) | 7805 | Sherwood H Smith Jr Energy Complex | NC | Richmond | 001 | Natural Gas Fired Combustion Turbine | NG | Natural Gas Peaker | 199.4 | 2001
3046 | Duke Energy Progress - (NC) | 7805 | Sherwood H Smith Jr Energy Complex | NC | Richmond | 002 | Natural Gas Fired Combustion Turbine | NG | Natural Gas Peaker | 199.4 | 2001
3046 | Duke Energy Progress - (NC) | 7805 | Sherwood H Smith Jr Energy Complex | NC | Richmond | 003 | Natural Gas Fired Combustion Turbine | NG | Natural Gas Peaker | 199.4 | 2001
3046 | Duke Energy Progress - (NC) | 7805 | Sherwood H Smith Jr Energy Complex | NC | Richmond | 004 | Natural Gas Fired Combustion Turbine | NG | Natural Gas Peaker | 199.4 | 2001
3046 | Duke Energy Progress - (NC) | 7805 | Sherwood H Smith Jr Energy Complex | NC | Richmond | 10 | Natural Gas Fired Combined Cycle | NG | Natural Gas Nonpeaker | 191.2 | 2011
3046 | Duke Energy Progress - (NC) | 7805 | Sherwood H Smith Jr Energy Complex | NC | Richmond | 6 | Natural Gas Fired Combustion Turbine | NG | Natural Gas Peaker | 199.4 | 2002
3046 | Duke Energy Progress - (NC) | 7805 | Sherwood H Smith Jr Energy Complex | NC | Richmond | 7 | Natural Gas Fired Combined Cycle | NG | Natural Gas Nonpeaker | 199.4 | 2002
3046 | Duke Energy Progress - (NC) | 7805 | Sherwood H Smith Jr Energy Complex | NC | Richmond | 8 | Natural Gas Fired Combined Cycle | NG | Natural Gas Nonpeaker | 199.4 | 2002
3046 | Duke Energy Progress - (NC) | 7805 | Sherwood H Smith Jr Energy Complex | NC | Richmond | 9 | Natural Gas Fired Combined Cycle | NG | Natural Gas Nonpeaker | 191.2 | 2011
3046 | Duke Energy Progress - (NC) | 7805 | Sherwood H Smith Jr Energy Complex | NC | Richmond | ST4 | Natural Gas Fired Combined Cycle | NG | Natural Gas Nonpeaker | 195.5 | 2002
3046 | Duke Energy Progress - (NC) | 7805 | Sherwood H Smith Jr Energy Complex | NC | Richmond | ST5 | Natural Gas Fired Combined Cycle | NG | Natural Gas Nonpeaker | 271.1 | 2011
16873 | City of Sebewaing - (MI) | 7806 | Pine Street | MI | Huron | 1 | Natural Gas Internal Combustion Engine | NG | Natural Gas Peaker | 1.1 | 1969
16873 | City of Sebewaing - (MI) | 7806 | Pine Street | MI | Huron | 2 | Natural Gas Internal Combustion Engine | NG | Natural Gas Peaker | 1.1 | 1969
16873 | City of Sebewaing - (MI) | 7806 | Pine Street | MI | Huron | 3 | Petroleum Liquids | DFO | Petroleum | 1.1 | 1988
16873 | City of Sebewaing - (MI) | 7806 | Pine Street | MI | Huron | 4 | Petroleum Liquids | DFO | Petroleum | 1.1 | 1988
16873 | City of Sebewaing - (MI) | 7806 | Pine Street | MI | Huron | 5 | Natural Gas Internal Combustion Engine | NG | Natural Gas Peaker | 1.3 | 1996
16873 | City of Sebewaing - (MI) | 7806 | Pine Street | MI | Huron | 6 | Natural Gas Internal Combustion Engine | NG | Natural Gas Peaker | 1.3 | 1996
7977 | City of Hamilton - (OH) | 7807 | Hamilton Hydro | OH | Butler | 3 | Conventional Hydroelectric | WAT | Hydro | 1.1 | 1994
7977 | City of Hamilton - (OH) | 7807 | Hamilton Hydro | OH | Butler | 4 | Conventional Hydroelectric | WAT | Hydro | 1.1 | 1994
792 | City of Argyle - (WI) | 7810 | Argyle | WI | LAFAYETTE | 3 | Conventional Hydroelectric | WAT | Hydro | 0.1 | 1929
792 | City of Argyle - (WI) | 7810 | Argyle | WI | LAFAYETTE | 5 | Petroleum Liquids | DFO | Petroleum | 2.2 | 2004
13994 | Oglethorpe Power Corporation | 7813 | Sewell Creek Energy | GA | Polk | 1 | Natural Gas Fired Combustion Turbine | NG | Natural Gas Peaker | 121 | 2000
13994 | Oglethorpe Power Corporation | 7813 | Sewell Creek Energy | GA | Polk | 2 | Natural Gas Fired Combustion Turbine | NG | Natural Gas Peaker | 121 | 2000
13994 | Oglethorpe Power Corporation | 7813 | Sewell Creek Energy | GA | Polk | 3 | Natural Gas Fired Combustion Turbine | NG | Natural Gas Peaker | 164 | 2000
13994 | Oglethorpe Power Corporation | 7813 | Sewell Creek Energy | GA | Polk | 4 | Natural Gas Fired Combustion Turbine | NG | Natural Gas Peaker | 164 | 2000
59159 | Central Electric Power | 7814 | Webb Forging | SC | Union | 1 | Petroleum Liquids | DFO | Petroleum | 2.9 | 2003
59159 | Central Electric Power | 7814 | Webb Forging | SC | Union | 2 | Petroleum Liquids | DFO | Petroleum | 2.9 | 2003
40307 | Prairie Power, Inc | 7818 | Alsey | IL | Scott | 1 | Natural Gas Fired Combustion Turbine | NG | Natural Gas Peaker | 30 | 1999
40307 | Prairie Power, Inc | 7818 | Alsey | IL | Scott | 2 | Natural Gas Fired Combustion Turbine | NG | Natural Gas Peaker | 30 | 1999
40307 | Prairie Power, Inc | 7818 | Alsey | IL | Scott | 3 | Natural Gas Fired Combustion Turbine | NG | Natural Gas Peaker | 20 | 1999
40307 | Prairie Power, Inc | 7818 | Alsey | IL | Scott | 4 | Natural Gas Fired Combustion Turbine | NG | Natural Gas Peaker | 20 | 1999
40307 | Prairie Power, Inc | 7818 | Alsey | IL | Scott | 5 | Natural Gas Fired Combustion Turbine | NG | Natural Gas Peaker | 25 | 1999
20847 | Wisconsin Electric Power Co | 7820 | Big Quinnesec 92 | MI | Dickinson | 1 | Conventional Hydroelectric | WAT | Hydro | 8 | 1949
20847 | Wisconsin Electric Power Co | 7820 | Big Quinnesec 92 | MI | Dickinson | 2 | Conventional Hydroelectric | WAT | Hydro | 8 | 1949
20847 | Wisconsin Electric Power Co | 7821 | Big Quinnesec 61 | MI | Dickinson | 4 | Conventional Hydroelectric | WAT | Hydro | 2.2 | 1914
20847 | Wisconsin Electric Power Co | 7821 | Big Quinnesec 61 | MI | Dickinson | 5 | Conventional Hydroelectric | WAT | Hydro | 2.2 | 1914
10056 | City of Kaukauna | 7822 | Kaukauna City Hydro | WI | OUTAGAMIE | 1 | Conventional Hydroelectric | WAT | Hydro | 2.4 | 1940
10056 | City of Kaukauna | 7822 | Kaukauna City Hydro | WI | OUTAGAMIE | 2 | Conventional Hydroelectric | WAT | Hydro | 2.4 | 1942
9216 | Imperial Irrigation District | 7824 | Rockwood | CA | Imperial | 1 | Natural Gas Fired Combustion Turbine | NG | Natural Gas Peaker | 24.9 | 1979
9216 | Imperial Irrigation District | 7824 | Rockwood | CA | Imperial | 2 | Petroleum Liquids | DFO | Petroleum | 24.9 | 1980
807 | Arkansas Electric Coop Corp | 7825 | Fulton (AR) | AR | Hempstead | 1 | Natural Gas Fired Combustion Turbine | NG | Natural Gas Peaker | 154.8 | 2001
17650 | Southern Power Co | 7826 | Rowan | NC | Rowan | 001 | Natural Gas Fired Combustion Turbine | NG | Natural Gas Peaker | 199.4 | 2001
17650 | Southern Power Co | 7826 | Rowan | NC | Rowan | 002 | Natural Gas Fired Combustion Turbine | NG | Natural Gas Peaker | 199.4 | 2001
17650 | Southern Power Co | 7826 | Rowan | NC | Rowan | 003 | Natural Gas Fired Combustion Turbine | NG | Natural Gas Peaker | 199.4 | 2001
17650 | Southern Power Co | 7826 | Rowan | NC | Rowan | 4 | Natural Gas Fired Combined Cycle | NG | Natural Gas Nonpeaker | 199.4 | 2003
17650 | Southern Power Co | 7826 | Rowan | NC | Rowan | 5 | Natural Gas Fired Combined Cycle | NG | Natural Gas Nonpeaker | 199.4 | 2003
17650 | Southern Power Co | 7826 | Rowan | NC | Rowan | STG | Natural Gas Fired Combined Cycle | NG | Natural Gas Nonpeaker | 195 | 2003
40577 | American Mun Power-Ohio, Inc | 7827 | Shelby North | OH | Richland | 1 | Petroleum Liquids | DFO | Petroleum | 1.8 | 2000
17043 | City of Shelby - (OH) | 7828 | Shelby South | OH | Richland | 1 | Petroleum Liquids | DFO | Petroleum | 1.8 | 2000
13994 | Oglethorpe Power Corporation | 7829 | Smarr Energy Center | GA | Monroe | 1 | Natural Gas Fired Combustion Turbine | NG | Natural Gas Peaker | 121 | 1999
13994 | Oglethorpe Power Corporation | 7829 | Smarr Energy Center | GA | Monroe | 2 | Natural Gas Fired Combustion Turbine | NG | Natural Gas Peaker | 121 | 1999
38084 | Great Lakes Energy Coop | 7831 | Beaver Island | MI | Charlevoix | 1 | Petroleum Liquids | DFO | Petroleum | 1.2 | 2000
38084 | Great Lakes Energy Coop | 7831 | Beaver Island | MI | Charlevoix | 2 | Petroleum Liquids | DFO | Petroleum | 1.2 | 2000
38084 | Great Lakes Energy Coop | 7831 | Beaver Island | MI | Charlevoix | 3 | Petroleum Liquids | DFO | Petroleum | 0.9 | 2001
10393 | PUD No 1 of Klickitat County | 7832 | Roosevelt Biogas 1 | WA | Klickitat | 1 | Landfill Gas | LFG | Biomass | 2.1 | 1999
10393 | PUD No 1 of Klickitat County | 7832 | Roosevelt Biogas 1 | WA | Klickitat | 2 | Landfill Gas | LFG | Biomass | 2.1 | 1999
10393 | PUD No 1 of Klickitat County | 7832 | Roosevelt Biogas 1 | WA | Klickitat | 3 | Landfill Gas | LFG | Biomass | 2.1 | 1999
10393 | PUD No 1 of Klickitat County | 7832 | Roosevelt Biogas 1 | WA | Klickitat | 4 | Landfill Gas | LFG | Biomass | 2.1 | 1999
10393 | PUD No 1 of Klickitat County | 7832 | Roosevelt Biogas 1 | WA | Klickitat | 5 | Landfill Gas | LFG | Biomass | 2.1 | 2000
10393 | PUD No 1 of Klickitat County | 7832 | Roosevelt Biogas 1 | WA | Klickitat | 7 | Landfill Gas | LFG | Biomass | 10 | 2011
10393 | PUD No 1 of Klickitat County | 7832 | Roosevelt Biogas 1 | WA | Klickitat | 8 | Landfill Gas | LFG | Biomass | 10 | 2011
10393 | PUD No 1 of Klickitat County | 7832 | Roosevelt Biogas 1 | WA | Klickitat | 9 | Landfill Gas | LFG | Biomass | 6 | 2011
17543 | South Carolina Public Service Authority | 7834 | John S Rainey | SC | Anderson | CT1A | Natural Gas Fired Combined Cycle | NG | Natural Gas Nonpeaker | 165 | 2001
17543 | South Carolina Public Service Authority | 7834 | John S Rainey | SC | Anderson | CT1B | Natural Gas Fired Combined Cycle | NG | Natural Gas Nonpeaker | 165 | 2001
17543 | South Carolina Public Service Authority | 7834 | John S Rainey | SC | Anderson | CT2A | Natural Gas Fired Combustion Turbine | NG | Natural Gas Peaker | 165 | 2002
17543 | South Carolina Public Service Authority | 7834 | John S Rainey | SC | Anderson | CT2B | Natural Gas Fired Combustion Turbine | NG | Natural Gas Peaker | 165 | 2002
17543 | South Carolina Public Service Authority | 7834 | John S Rainey | SC | Anderson | CT3A | Natural Gas Fired Combustion Turbine | NG | Natural Gas Peaker | 84 | 2004
17543 | South Carolina Public Service Authority | 7834 | John S Rainey | SC | Anderson | CT3B | Natural Gas Fired Combustion Turbine | NG | Natural Gas Peaker | 84 | 2004
17543 | South Carolina Public Service Authority | 7834 | John S Rainey | SC | Anderson | CT4A | Natural Gas Fired Combustion Turbine | NG | Natural Gas Peaker | 84 | 2004
17543 | South Carolina Public Service Authority | 7834 | John S Rainey | SC | Anderson | ST1S | Natural Gas Fired Combined Cycle | NG | Natural Gas Nonpeaker | 190 | 2001
56386 | Essential Power Rock Springs LLC | 7835 | Essential Power Rock Springs LLC | MD | Cecil | 1 | Natural Gas Fired Combustion Turbine | NG | Natural Gas Peaker | 198.9 | 2003
56386 | Essential Power Rock Springs LLC | 7835 | Essential Power Rock Springs LLC | MD | Cecil | 2 | Natural Gas Fired Combustion Turbine | NG | Natural Gas Peaker | 175.9 | 2003
56386 | Essential Power Rock Springs LLC | 7835 | Essential Power Rock Springs LLC | MD | Cecil | 3 | Natural Gas Fired Combustion Turbine | NG | Natural Gas Peaker | 198.9 | 2003
56386 | Essential Power Rock Springs LLC | 7835 | Essential Power Rock Springs LLC | MD | Cecil | 4 | Natural Gas Fired Combustion Turbine | NG | Natural Gas Peaker | 198.9 | 2003
40229 | Old Dominion Electric Coop | 7836 | Marsh Run Generation Facility | VA | Fauquier | 1 | Natural Gas Fired Combustion Turbine | NG | Natural Gas Peaker | 171.1 | 2004
40229 | Old Dominion Electric Coop | 7836 | Marsh Run Generation Facility | VA | Fauquier | 2 | Natural Gas Fired Combustion Turbine | NG | Natural Gas Peaker | 171.1 | 2004
40229 | Old Dominion Electric Coop | 7836 | Marsh Run Generation Facility | VA | Fauquier | 3 | Natural Gas Fired Combustion Turbine | NG | Natural Gas Peaker | 171.1 | 2004
40229 | Old Dominion Electric Coop | 7837 | Louisa Generation Facility | VA | Louisa | 1 | Natural Gas Fired Combustion Turbine | NG | Natural Gas Peaker | 84.5 | 2003
40229 | Old Dominion Electric Coop | 7837 | Louisa Generation Facility | VA | Louisa | 2 | Natural Gas Fired Combustion Turbine | NG | Natural Gas Peaker | 84.5 | 2003
40229 | Old Dominion Electric Coop | 7837 | Louisa Generation Facility | VA | Louisa | 3 | Natural Gas Fired Combustion Turbine | NG | Natural Gas Peaker | 84.5 | 2003
40229 | Old Dominion Electric Coop | 7837 | Louisa Generation Facility | VA | Louisa | 4 | Natural Gas Fired Combustion Turbine | NG | Natural Gas Peaker | 84.5 | 2003
40229 | Old Dominion Electric Coop | 7837 | Louisa Generation Facility | VA | Louisa | 5 | Natural Gas Fired Combustion Turbine | NG | Natural Gas Peaker | 171.1 | 2003
19876 | Virginia Electric & Power Co | 7838 | Remington | VA | Fauquier | 1 | Natural Gas Fired Combustion Turbine | NG | Natural Gas Peaker | 178.5 | 2000
19876 | Virginia Electric & Power Co | 7838 | Remington | VA | Fauquier | 2 | Natural Gas Fired Combustion Turbine | NG | Natural Gas Peaker | 170 | 2000
19876 | Virginia Electric & Power Co | 7838 | Remington | VA | Fauquier | 3 | Natural Gas Fired Combustion Turbine | NG | Natural Gas Peaker | 178.5 | 2000
19876 | Virginia Electric & Power Co | 7838 | Remington | VA | Fauquier | 4 | Natural Gas Fired Combustion Turbine | NG | Natural Gas Peaker | 178.5 | 2000
19876 | Virginia Electric & Power Co | 7839 | Ladysmith | VA | Caroline | 1 | Natural Gas Fired Combustion Turbine | NG | Natural Gas Peaker | 178.5 | 2001
19876 | Virginia Electric & Power Co | 7839 | Ladysmith | VA | Caroline | 2 | Natural Gas Fired Combustion Turbine | NG | Natural Gas Peaker | 178.5 | 2001
19876 | Virginia Electric & Power Co | 7839 | Ladysmith | VA | Caroline | 3 | Natural Gas Fired Combustion Turbine | NG | Natural Gas Peaker | 178.5 | 2008
19876 | Virginia Electric & Power Co | 7839 | Ladysmith | VA | Caroline | 4 | Natural Gas Fired Combustion Turbine | NG | Natural Gas Peaker | 178.5 | 2008
19876 | Virginia Electric & Power Co | 7839 | Ladysmith | VA | Caroline | 5 | Natural Gas Fired Combustion Turbine | NG | Natural Gas Peaker | 178.5 | 2009
4329 | Copper Valley Elec Assn, Inc | 7841 | Valdez Cogen | AK | Valdez Cordova | 1 | Petroleum Liquids | WO | Petroleum | 5.3 | 2000
17697 | Southwestern Electric Coop Inc - (IL) | 7842 | Freedom Power Project | IL | FAYETTE | CT1 | Natural Gas Fired Combustion Turbine | NG | Natural Gas Peaker | 71 | 2000
7570 | Great River Energy | 7843 | Pleasant Valley (MN) | MN | Mower | 11 | Natural Gas Fired Combustion Turbine | NG | Natural Gas Peaker | 167.5 | 2001
7570 | Great River Energy | 7843 | Pleasant Valley (MN) | MN | Mower | 12 | Natural Gas Fired Combustion Turbine | NG | Natural Gas Peaker | 167.5 | 2001
7570 | Great River Energy | 7843 | Pleasant Valley (MN) | MN | Mower | 13 | Natural Gas Fired Combustion Turbine | NG | Natural Gas Peaker | 132.8 | 2002
12667 | Minnesota Municipal Power Agny | 7844 | Minnesota River | MN | Carver | UOO1 | Natural Gas Fired Combustion Turbine | NG | Natural Gas Peaker | 49 | 2001
18642 | Tennessee Valley Authority | 7845 | Lagoon Creek | TN | Haywood | CTG1 | Natural Gas Fired Combined Cycle | NG | Natural Gas Nonpeaker | 173.4 | 2010
18642 | Tennessee Valley Authority | 7845 | Lagoon Creek | TN | Haywood | CTG2 | Natural Gas Fired Combined Cycle | NG | Natural Gas Nonpeaker | 173.4 | 2010
18642 | Tennessee Valley Authority | 7845 | Lagoon Creek | TN | Haywood | GT1 | Natural Gas Fired Combustion Turbine | NG | Natural Gas Peaker | 84.5 | 2001
18642 | Tennessee Valley Authority | 7845 | Lagoon Creek | TN | Haywood | GT10 | Natural Gas Fired Combustion Turbine | NG | Natural Gas Peaker | 86.2 | 2002
18642 | Tennessee Valley Authority | 7845 | Lagoon Creek | TN | Haywood | GT11 | Natural Gas Fired Combustion Turbine | NG | Natural Gas Peaker | 86.2 | 2002
18642 | Tennessee Valley Authority | 7845 | Lagoon Creek | TN | Haywood | GT12 | Natural Gas Fired Combustion Turbine | NG | Natural Gas Peaker | 86.2 | 2002
18642 | Tennessee Valley Authority | 7845 | Lagoon Creek | TN | Haywood | GT2 | Natural Gas Fired Combustion Turbine | NG | Natural Gas Peaker | 84.5 | 2001
18642 | Tennessee Valley Authority | 7845 | Lagoon Creek | TN | Haywood | GT3 | Natural Gas Fired Combustion Turbine | NG | Natural Gas Peaker | 84.5 | 2001
18642 | Tennessee Valley Authority | 7845 | Lagoon Creek | TN | Haywood | GT4 | Natural Gas Fired Combustion Turbine | NG | Natural Gas Peaker | 84.5 | 2001
18642 | Tennessee Valley Authority | 7845 | Lagoon Creek | TN | Haywood | GT5 | Natural Gas Fired Combustion Turbine | NG | Natural Gas Peaker | 84.5 | 2001
18642 | Tennessee Valley Authority | 7845 | Lagoon Creek | TN | Haywood | GT6 | Natural Gas Fired Combustion Turbine | NG | Natural Gas Peaker | 84.5 | 2001
18642 | Tennessee Valley Authority | 7845 | Lagoon Creek | TN | Haywood | GT7 | Natural Gas Fired Combustion Turbine | NG | Natural Gas Peaker | 84.5 | 2001
18642 | Tennessee Valley Authority | 7845 | Lagoon Creek | TN | Haywood | GT8 | Natural Gas Fired Combustion Turbine | NG | Natural Gas Peaker | 84.5 | 2001
18642 | Tennessee Valley Authority | 7845 | Lagoon Creek | TN | Haywood | GT9 | Natural Gas Fired Combustion Turbine | NG | Natural Gas Peaker | 86.2 | 2002
18642 | Tennessee Valley Authority | 7845 | Lagoon Creek | TN | Haywood | STG1 | Natural Gas Fired Combined Cycle | NG | Natural Gas Nonpeaker | 257.6 | 2010
9617 | JEA | 7846 | Brandy Branch | FL | Duval | 001 | Natural Gas Fired Combustion Turbine | NG | Natural Gas Peaker | 185 | 2001
9617 | JEA | 7846 | Brandy Branch | FL | Duval | 002 | Natural Gas Fired Combined Cycle | NG | Natural Gas Nonpeaker | 185 | 2001
9617 | JEA | 7846 | Brandy Branch | FL | Duval | 003 | Natural Gas Fired Combined Cycle | NG | Natural Gas Nonpeaker | 185 | 2001
9617 | JEA | 7846 | Brandy Branch | FL | Duval | 004 | Natural Gas Fired Combined Cycle | NG | Natural Gas Nonpeaker | 228.1 | 2005
4305 | City of Coon Rapids | 7847 | Coon Rapids II | IA | CARROLL | 1 | Petroleum Liquids | DFO | Petroleum | 1.8 | 2001
4305 | City of Coon Rapids | 7847 | Coon Rapids II | IA | CARROLL | 2 | Petroleum Liquids | DFO | Petroleum | 1.8 | 2001
4305 | City of Coon Rapids | 7847 | Coon Rapids II | IA | CARROLL | 3 | Petroleum Liquids | DFO | Petroleum | 1.8 | 2001
924 | Associated Electric Coop, Inc | 7848 | Holden | MO | Johnson | 11 | Natural Gas Fired Combustion Turbine | NG | Natural Gas Peaker | 107.1 | 2002
924 | Associated Electric Coop, Inc | 7848 | Holden | MO | Johnson | 12 | Natural Gas Fired Combustion Turbine | NG | Natural Gas Peaker | 107.1 | 2002
924 | Associated Electric Coop, Inc | 7848 | Holden | MO | Johnson | 13 | Natural Gas Fired Combustion Turbine | NG | Natural Gas Peaker | 107.1 | 2002
12341 | MidAmerican Energy Co | 7849 | Knoxville Industrial | IA | Marion | 1 | Petroleum Liquids | DFO | Petroleum | 2 | 2000
12341 | MidAmerican Energy Co | 7849 | Knoxville Industrial | IA | Marion | 2 | Petroleum Liquids | DFO | Petroleum | 2 | 2000
12341 | MidAmerican Energy Co | 7849 | Knoxville Industrial | IA | Marion | 3 | Petroleum Liquids | DFO | Petroleum | 2 | 2000
12341 | MidAmerican Energy Co | 7849 | Knoxville Industrial | IA | Marion | 4 | Petroleum Liquids | DFO | Petroleum | 2 | 2000
12341 | MidAmerican Energy Co | 7849 | Knoxville Industrial | IA | Marion | 5 | Petroleum Liquids | DFO | Petroleum | 2 | 2000
12341 | MidAmerican Energy Co | 7849 | Knoxville Industrial | IA | Marion | 6 | Petroleum Liquids | DFO | Petroleum | 2 | 2000
12341 | MidAmerican Energy Co | 7849 | Knoxville Industrial | IA | Marion | 7 | Petroleum Liquids | DFO | Petroleum | 2 | 2000
12341 | MidAmerican Energy Co | 7849 | Knoxville Industrial | IA | Marion | 8 | Petroleum Liquids | DFO | Petroleum | 2 | 2000
12341 | MidAmerican Energy Co | 7850 | Shenandoah | IA | Page | 1 | Petroleum Liquids | DFO | Petroleum | 2 | 2000
12341 | MidAmerican Energy Co | 7850 | Shenandoah | IA | Page | 10 | Petroleum Liquids | DFO | Petroleum | 2 | 2000
12341 | MidAmerican Energy Co | 7850 | Shenandoah | IA | Page | 2 | Petroleum Liquids | DFO | Petroleum | 2 | 2000
12341 | MidAmerican Energy Co | 7850 | Shenandoah | IA | Page | 3 | Petroleum Liquids | DFO | Petroleum | 2 | 2000
12341 | MidAmerican Energy Co | 7850 | Shenandoah | IA | Page | 4 | Petroleum Liquids | DFO | Petroleum | 2 | 2000
12341 | MidAmerican Energy Co | 7850 | Shenandoah | IA | Page | 5 | Petroleum Liquids | DFO | Petroleum | 2 | 2000
12341 | MidAmerican Energy Co | 7850 | Shenandoah | IA | Page | 6 | Petroleum Liquids | DFO | Petroleum | 2 | 2000
12341 | MidAmerican Energy Co | 7850 | Shenandoah | IA | Page | 7 | Petroleum Liquids | DFO | Petroleum | 2 | 2000
12341 | MidAmerican Energy Co | 7850 | Shenandoah | IA | Page | 8 | Petroleum Liquids | DFO | Petroleum | 2 | 2000
12341 | MidAmerican Energy Co | 7850 | Shenandoah | IA | Page | 9 | Petroleum Liquids | DFO | Petroleum | 2 | 2000
12341 | MidAmerican Energy Co | 7851 | Waterloo Lundquist | IA | Black Hawk | 1 | Petroleum Liquids | DFO | Petroleum | 2 | 2000
12341 | MidAmerican Energy Co | 7851 | Waterloo Lundquist | IA | Black Hawk | 2 | Petroleum Liquids | DFO | Petroleum | 2 | 2000
12341 | MidAmerican Energy Co | 7851 | Waterloo Lundquist | IA | Black Hawk | 3 | Petroleum Liquids | DFO | Petroleum | 2 | 2000
12341 | MidAmerican Energy Co | 7851 | Waterloo Lundquist | IA | Black Hawk | 4 | Petroleum Liquids | DFO | Petroleum | 2 | 2000
12341 | MidAmerican Energy Co | 7851 | Waterloo Lundquist | IA | Black Hawk | 5 | Petroleum Liquids | DFO | Petroleum | 2 | 2000
12341 | MidAmerican Energy Co | 7851 | Waterloo Lundquist | IA | Black Hawk | 6 | Petroleum Liquids | DFO | Petroleum | 2 | 2000
12341 | MidAmerican Energy Co | 7851 | Waterloo Lundquist | IA | Black Hawk | 7 | Petroleum Liquids | DFO | Petroleum | 2 | 2000
12341 | MidAmerican Energy Co | 7851 | Waterloo Lundquist | IA | Black Hawk | 8 | Petroleum Liquids | DFO | Petroleum | 2 | 2000
12341 | MidAmerican Energy Co | 7851 | Waterloo Lundquist | IA | Black Hawk | 9 | Petroleum Liquids | DFO | Petroleum | 2 | 2000
5056 | City of Denison - (IA) | 7853 | West Receiving | IA | Crawford | 1 | Petroleum Liquids | DFO | Petroleum | 2 | 1998
16198 | City of Rock Falls - (IL) | 7854 | Avenue A Generator Sets | IL | Whiteside | 1 | Petroleum Liquids | DFO | Petroleum | 1.8 | 2000
16198 | City of Rock Falls - (IL) | 7854 | Avenue A Generator Sets | IL | Whiteside | 2 | Petroleum Liquids | DFO | Petroleum | 1.8 | 2000
12894 | City of Moorhead - (MN) | 7855 | Moorhead Wind Turbine | MN | Clay | 8 | Onshore Wind Turbine | WND | Wind | 0.7 | 1999
12894 | City of Moorhead - (MN) | 7855 | Moorhead Wind Turbine | MN | Clay | 9 | Onshore Wind Turbine | WND | Wind | 0.7 | 2001
7626 | City of Greenfield - (IA) | 7856 | North | IA | Adair | 1 | Petroleum Liquids | DFO | Petroleum | 1.8 | 2002
7626 | City of Greenfield - (IA) | 7856 | North | IA | Adair | 2 | Petroleum Liquids | DFO | Petroleum | 1.8 | 2002
7626 | City of Greenfield - (IA) | 7856 | North | IA | Adair | 3 | Petroleum Liquids | DFO | Petroleum | 2.2 | 2011
7626 | City of Greenfield - (IA) | 7856 | North | IA | Adair | 4 | Petroleum Liquids | DFO | Petroleum | 2.2 | 2011
18231 | City of Stuart - (IA) | 7857 | Gilliam South | IA | Adair | 1 | Petroleum Liquids | DFO | Petroleum | 1.8 | 2001
18231 | City of Stuart - (IA) | 7857 | Gilliam South | IA | Adair | 7 | Petroleum Liquids | DFO | Petroleum | 2.5 | 2012
12159 | Midwest Electric Power Inc | 7858 | MEPI GT Facility | IL | Massac | 1 | Natural Gas Fired Combustion Turbine | NG | Natural Gas Peaker | 64.5 | 1974
12159 | Midwest Electric Power Inc | 7858 | MEPI GT Facility | IL | Massac | 2 | Natural Gas Fired Combustion Turbine | NG | Natural Gas Peaker | 64.5 | 1974
12159 | Midwest Electric Power Inc | 7858 | MEPI GT Facility | IL | Massac | 3 | Natural Gas Fired Combustion Turbine | NG | Natural Gas Peaker | 64.5 | 1974
12159 | Midwest Electric Power Inc | 7858 | MEPI GT Facility | IL | Massac | 4 | Natural Gas Fired Combustion Turbine | NG | Natural Gas Peaker | 54 | 2000
12159 | Midwest Electric Power Inc | 7858 | MEPI GT Facility | IL | Massac | 5 | Natural Gas Fired Combustion Turbine | NG | Natural Gas Peaker | 54 | 2000
17035 | City of Shelbina - (MO) | 7860 | Shelbina Power #3 | MO | Shelby | G7 | Petroleum Liquids | DFO | Petroleum | 1.8 | 2002
17035 | City of Shelbina - (MO) | 7860 | Shelbina Power #3 | MO | Shelby | G8 | Petroleum Liquids | DFO | Petroleum | 1.8 | 2002
40215 | Cordova Electric Coop, Inc | 7862 | Power Creek | AK | Valdez Cordova | 4 | Conventional Hydroelectric | WAT | Hydro | 3 | 2001
40215 | Cordova Electric Coop, Inc | 7862 | Power Creek | AK | Valdez Cordova | 5 | Conventional Hydroelectric | WAT | Hydro | 3 | 2001
4716 | Dairyland Power Coop | 7863 | Elk Mound | WI | Chippewa | 1 | Natural Gas Fired Combustion Turbine | NG | Natural Gas Peaker | 35.5 | 2001
4716 | Dairyland Power Coop | 7863 | Elk Mound | WI | Chippewa | 2 | Natural Gas Fired Combustion Turbine | NG | Natural Gas Peaker | 35.5 | 2001
5563 | City of Earlville - (IA) | 7865 | Earlville | IA | Delaware | 1 | Petroleum Liquids | DFO | Petroleum | 1.8 | 2001
15500 | Puget Sound Energy Inc | 7867 | Snoqualmie 2 | WA | King | 6A | Conventional Hydroelectric | WAT | Hydro | 14.4 | 2013
15500 | Puget Sound Energy Inc | 7867 | Snoqualmie 2 | WA | King | 7 | Conventional Hydroelectric | WAT | Hydro | 24.3 | 1957
56505 | National Grid Generation LLC | 7869 | Glenwood Landing | NY | Nassau | GT1 | Petroleum Liquids | DFO | Petroleum | 16 | 1967
56505 | National Grid Generation LLC | 7869 | Glenwood Landing | NY | Nassau | GT4 | Natural Gas Fired Combustion Turbine | NG | Natural Gas Peaker | 53 | 2002
56505 | National Grid Generation LLC | 7869 | Glenwood Landing | NY | Nassau | GT5 | Natural Gas Fired Combustion Turbine | NG | Natural Gas Peaker | 53 | 2002
15500 | Puget Sound Energy Inc | 7870 | Encogen | WA | Whatcom | CTG1 | Natural Gas Fired Combined Cycle | NG | Natural Gas Nonpeaker | 39.4 | 1993
15500 | Puget Sound Energy Inc | 7870 | Encogen | WA | Whatcom | CTG2 | Natural Gas Fired Combined Cycle | NG | Natural Gas Nonpeaker | 39.4 | 1993
15500 | Puget Sound Energy Inc | 7870 | Encogen | WA | Whatcom | CTG3 | Natural Gas Fired Combined Cycle | NG | Natural Gas Nonpeaker | 39.4 | 1993
15500 | Puget Sound Energy Inc | 7870 | Encogen | WA | Whatcom | STG | Natural Gas Fired Combined Cycle | NG | Natural Gas Nonpeaker | 58.2 | 1993
25422 | National Power Coop Inc | 7872 | Robert P Mone Plant | OH | Van Wert | 1 | Natural Gas Fired Combustion Turbine | NG | Natural Gas Peaker | 198 | 2002
25422 | National Power Coop Inc | 7872 | Robert P Mone Plant | OH | Van Wert | 2 | Natural Gas Fired Combustion Turbine | NG | Natural Gas Peaker | 198 | 2002
25422 | National Power Coop Inc | 7872 | Robert P Mone Plant | OH | Van Wert | 3 | Natural Gas Fired Combustion Turbine | NG | Natural Gas Peaker | 198 | 2002
18454 | Tampa Electric Co | 7873 | H L Culbreath Bayside Power Station | FL | Hillsborough | 1A | Natural Gas Fired Combined Cycle | NG | Natural Gas Nonpeaker | 189.9 | 2003
18454 | Tampa Electric Co | 7873 | H L Culbreath Bayside Power Station | FL | Hillsborough | 1B | Natural Gas Fired Combined Cycle | NG | Natural Gas Nonpeaker | 189.9 | 2003
18454 | Tampa Electric Co | 7873 | H L Culbreath Bayside Power Station | FL | Hillsborough | 1C | Natural Gas Fired Combined Cycle | NG | Natural Gas Nonpeaker | 189.9 | 2003
18454 | Tampa Electric Co | 7873 | H L Culbreath Bayside Power Station | FL | Hillsborough | 1ST | Natural Gas Fired Combined Cycle | NG | Natural Gas Nonpeaker | 239.4 | 1965
18454 | Tampa Electric Co | 7873 | H L Culbreath Bayside Power Station | FL | Hillsborough | 2A | Natural Gas Fired Combined Cycle | NG | Natural Gas Nonpeaker | 189.9 | 2004
18454 | Tampa Electric Co | 7873 | H L Culbreath Bayside Power Station | FL | Hillsborough | 2B | Natural Gas Fired Combined Cycle | NG | Natural Gas Nonpeaker | 189.9 | 2004
18454 | Tampa Electric Co | 7873 | H L Culbreath Bayside Power Station | FL | Hillsborough | 2C | Natural Gas Fired Combined Cycle | NG | Natural Gas Nonpeaker | 189.9 | 2004
18454 | Tampa Electric Co | 7873 | H L Culbreath Bayside Power Station | FL | Hillsborough | 2D | Natural Gas Fired Combined Cycle | NG | Natural Gas Nonpeaker | 189.9 | 2004
18454 | Tampa Electric Co | 7873 | H L Culbreath Bayside Power Station | FL | Hillsborough | 2ST | Natural Gas Fired Combined Cycle | NG | Natural Gas Nonpeaker | 445.7 | 1967
18454 | Tampa Electric Co | 7873 | H L Culbreath Bayside Power Station | FL | Hillsborough | 3 | Natural Gas Fired Combustion Turbine | NG | Natural Gas Peaker | 69.9 | 2009
18454 | Tampa Electric Co | 7873 | H L Culbreath Bayside Power Station | FL | Hillsborough | 4 | Natural Gas Fired Combustion Turbine | NG | Natural Gas Peaker | 69.9 | 2009
18454 | Tampa Electric Co | 7873 | H L Culbreath Bayside Power Station | FL | Hillsborough | 5 | Natural Gas Fired Combustion Turbine | NG | Natural Gas Peaker | 69.9 | 2009
18454 | Tampa Electric Co | 7873 | H L Culbreath Bayside Power Station | FL | Hillsborough | 6 | Natural Gas Fired Combustion Turbine | NG | Natural Gas Peaker | 69.9 | 2009
40577 | American Mun Power-Ohio, Inc | 7874 | Edgerton | OH | Williams | 1 | Petroleum Liquids | DFO | Petroleum | 1.8 | 2000
40577 | American Mun Power-Ohio, Inc | 7874 | Edgerton | OH | Williams | 2 | Petroleum Liquids | DFO | Petroleum | 1.8 | 2000
40577 | American Mun Power-Ohio, Inc | 7878 | Wellington | OH | Lorain | 1 | Petroleum Liquids | DFO | Petroleum | 1 | 1998
15293 | Powell Valley Electric Coop | 7883 | Powell Valley | TN | Hancock | 1 | Petroleum Liquids | DFO | Petroleum | 2 | 2000
15293 | Powell Valley Electric Coop | 7883 | Powell Valley | TN | Hancock | 10 | Petroleum Liquids | DFO | Petroleum | 2 | 2000
15293 | Powell Valley Electric Coop | 7883 | Powell Valley | TN | Hancock | 11 | Petroleum Liquids | DFO | Petroleum | 2 | 2000
15293 | Powell Valley Electric Coop | 7883 | Powell Valley | TN | Hancock | 2 | Petroleum Liquids | DFO | Petroleum | 2 | 2000
15293 | Powell Valley Electric Coop | 7883 | Powell Valley | TN | Hancock | 3 | Petroleum Liquids | DFO | Petroleum | 2 | 2000
15293 | Powell Valley Electric Coop | 7883 | Powell Valley | TN | Hancock | 4 | Petroleum Liquids | DFO | Petroleum | 2 | 2000
15293 | Powell Valley Electric Coop | 7883 | Powell Valley | TN | Hancock | 5 | Petroleum Liquids | DFO | Petroleum | 2 | 2000
15293 | Powell Valley Electric Coop | 7883 | Powell Valley | TN | Hancock | 6 | Petroleum Liquids | DFO | Petroleum | 2 | 2000
15293 | Powell Valley Electric Coop | 7883 | Powell Valley | TN | Hancock | 7 | Petroleum Liquids | DFO | Petroleum | 2 | 2000
15293 | Powell Valley Electric Coop | 7883 | Powell Valley | TN | Hancock | 8 | Petroleum Liquids | DFO | Petroleum | 2 | 2000
15293 | Powell Valley Electric Coop | 7883 | Powell Valley | TN | Hancock | 9 | Petroleum Liquids | DFO | Petroleum | 2 | 2000
4775 | Dakota Magic Casino | 7884 | Dakota Magic | ND | Richland | 1 | Petroleum Liquids | DFO | Petroleum | 1.5 | 2000
11479 | Madison Gas & Electric Co | 7886 | Wind Turbine | WI | Kewaunee | 1 | Onshore Wind Turbine | WND | Wind | 11 | 1999
11018 | Lincoln Electric System | 7887 | Terry Bundy Generating Station | NE | Lancaster | 1 | Natural Gas Fired Combined Cycle | NG | Natural Gas Nonpeaker | 28.2 | 2004
11018 | Lincoln Electric System | 7887 | Terry Bundy Generating Station | NE | Lancaster | 2 | Natural Gas Fired Combined Cycle | NG | Natural Gas Nonpeaker | 60.5 | 2003
11018 | Lincoln Electric System | 7887 | Terry Bundy Generating Station | NE | Lancaster | 3 | Natural Gas Fired Combined Cycle | NG | Natural Gas Nonpeaker | 60.5 | 2004
11018 | Lincoln Electric System | 7887 | Terry Bundy Generating Station | NE | Lancaster | 4 | Natural Gas Fired Combustion Turbine | NG | Natural Gas Peaker | 60.5 | 2003
11018 | Lincoln Electric System | 7887 | Terry Bundy Generating Station | NE | Lancaster | BSU | Petroleum Liquids | DFO | Petroleum | 1.8 | 2004
11018 | Lincoln Electric System | 7887 | Terry Bundy Generating Station | NE | Lancaster | LFG1 | Landfill Gas | LFG | Biomass | 1.6 | 2014
11018 | Lincoln Electric System | 7887 | Terry Bundy Generating Station | NE | Lancaster | LFG2 | Landfill Gas | LFG | Biomass | 1.6 | 2014
11018 | Lincoln Electric System | 7887 | Terry Bundy Generating Station | NE | Lancaster | LFG3 | Landfill Gas | LFG | Biomass | 1.6 | 2014
17650 | Southern Power Co | 7897 | E B Harris Electric Generating Plant | AL | Autauga | CT1A | Natural Gas Fired Combined Cycle | NG | Natural Gas Nonpeaker | 185 | 2003
17650 | Southern Power Co | 7897 | E B Harris Electric Generating Plant | AL | Autauga | CT1B | Natural Gas Fired Combined Cycle | NG | Natural Gas Nonpeaker | 185 | 2003
17650 | Southern Power Co | 7897 | E B Harris Electric Generating Plant | AL | Autauga | CT2A | Natural Gas Fired Combined Cycle | NG | Natural Gas Nonpeaker | 185 | 2003
17650 | Southern Power Co | 7897 | E B Harris Electric Generating Plant | AL | Autauga | CT2B | Natural Gas Fired Combined Cycle | NG | Natural Gas Nonpeaker | 185 | 2003
17650 | Southern Power Co | 7897 | E B Harris Electric Generating Plant | AL | Autauga | ST1 | Natural Gas Fired Combined Cycle | NG | Natural Gas Nonpeaker | 282 | 2003
17650 | Southern Power Co | 7897 | E B Harris Electric Generating Plant | AL | Autauga | ST2 | Natural Gas Fired Combined Cycle | NG | Natural Gas Nonpeaker | 282 | 2003
13464 | Village of New Knoxville - (OH) | 7898 | New Knoxville | OH | Auglaize | 1 | Petroleum Liquids | DFO | Petroleum | 1.1 | 2000
1015 | Austin Energy | 7900 | Sand Hill | TX | Travis | 5A | Natural Gas Fired Combined Cycle | NG | Natural Gas Nonpeaker | 198 | 2004
1015 | Austin Energy | 7900 | Sand Hill | TX | Travis | 5C | Natural Gas Fired Combined Cycle | NG | Natural Gas Nonpeaker | 190 | 2004
1015 | Austin Energy | 7900 | Sand Hill | TX | Travis | SH1 | Natural Gas Fired Combustion Turbine | NG | Natural Gas Peaker | 51.4 | 2001
1015 | Austin Energy | 7900 | Sand Hill | TX | Travis | SH2 | Natural Gas Fired Combustion Turbine | NG | Natural Gas Peaker | 51.4 | 2001
1015 | Austin Energy | 7900 | Sand Hill | TX | Travis | SH3 | Natural Gas Fired Combustion Turbine | NG | Natural Gas Peaker | 51.4 | 2001
1015 | Austin Energy | 7900 | Sand Hill | TX | Travis | SH4 | Natural Gas Fired Combustion Turbine | NG | Natural Gas Peaker | 51.4 | 2001
1015 | Austin Energy | 7900 | Sand Hill | TX | Travis | SH6 | Natural Gas Fired Combustion Turbine | NG | Natural Gas Peaker | 51.4 | 2010
1015 | Austin Energy | 7900 | Sand Hill | TX | Travis | SH7 | Natural Gas Fired Combustion Turbine | NG | Natural Gas Peaker | 51.4 | 2010
20847 | Wisconsin Electric Power Co | 7901 | Byron | WI | Fond Du Lac | 1 | Onshore Wind Turbine | WND | Wind | 0.7 | 1999
20847 | Wisconsin Electric Power Co | 7901 | Byron | WI | Fond Du Lac | 2 | Onshore Wind Turbine | WND | Wind | 0.7 | 1999
17698 | Southwestern Electric Power Co | 7902 | Pirkey | TX | Harrison | 1 | Conventional Steam Coal | LIG | Lignite | 721 | 1985
17833 | City Utilities of Springfield - (MO) | 7903 | McCartney | MO | Greene | MGS1 | Natural Gas Fired Combustion Turbine | NG | Natural Gas Peaker | 58.9 | 2002
17833 | City Utilities of Springfield - (MO) | 7903 | McCartney | MO | Greene | MSG2 | Natural Gas Fired Combustion Turbine | NG | Natural Gas Peaker | 58.9 | 2002
10325 | Kings River Conservation Dist | 7907 | Pine Flat | CA | Fresno | 1 | Conventional Hydroelectric | WAT | Hydro | 55 | 1984
10325 | Kings River Conservation Dist | 7907 | Pine Flat | CA | Fresno | 2 | Conventional Hydroelectric | WAT | Hydro | 55 | 1984
10325 | Kings River Conservation Dist | 7907 | Pine Flat | CA | Fresno | 3 | Conventional Hydroelectric | WAT | Hydro | 55 | 1984
15296 | New York Power Authority | 7909 | Vernon Boulevard | NY | Queens | VG02 | Natural Gas Fired Combustion Turbine | NG | Natural Gas Peaker | 47 | 2001
15296 | New York Power Authority | 7909 | Vernon Boulevard | NY | Queens | VG03 | Natural Gas Fired Combustion Turbine | NG | Natural Gas Peaker | 47 | 2001
15296 | New York Power Authority | 7910 | Joseph J Seymour Power Project | NY | Kings | 1 | Natural Gas Fired Combustion Turbine | NG | Natural Gas Peaker | 47 | 2001
15296 | New York Power Authority | 7910 | Joseph J Seymour Power Project | NY | Kings | 2 | Natural Gas Fired Combustion Turbine | NG | Natural Gas Peaker | 47 | 2001
14328 | Pacific Gas & Electric Co | 7911 | Kern Canyon | CA | Kern | 1 | Conventional Hydroelectric | WAT | Hydro | 9.5 | 1921
15296 | New York Power Authority | 7912 | Brentwood | NY | Suffolk | 1 | Natural Gas Fired Combustion Turbine | NG | Natural Gas Peaker | 47 | 2001
15296 | New York Power Authority | 7913 | Hell Gate | NY | Bronx | HG01 | Natural Gas Fired Combustion Turbine | NG | Natural Gas Peaker | 47 | 2001
15296 | New York Power Authority | 7913 | Hell Gate | NY | Bronx | HG02 | Natural Gas Fired Combustion Turbine | NG | Natural Gas Peaker | 47 | 2001
15296 | New York Power Authority | 7914 | Harlem River Yard | NY | Bronx | HR01 | Natural Gas Fired Combustion Turbine | NG | Natural Gas Peaker | 47 | 2001
15296 | New York Power Authority | 7914 | Harlem River Yard | NY | Bronx | HR02 | Natural Gas Fired Combustion Turbine | NG | Natural Gas Peaker | 47 | 2001
15296 | New York Power Authority | 7915 | North 1st | NY | Kings | N01 | Natural Gas Fired Combustion Turbine | NG | Natural Gas Peaker | 47 | 2001
13994 | Oglethorpe Power Corporation | 7916 | Talbot County Energy | GA | Talbot | 1 | Natural Gas Fired Combustion Turbine | NG | Natural Gas Peaker | 121 | 2002
13994 | Oglethorpe Power Corporation | 7916 | Talbot County Energy | GA | Talbot | 2 | Natural Gas Fired Combustion Turbine | NG | Natural Gas Peaker | 121 | 2002
13994 | Oglethorpe Power Corporation | 7916 | Talbot County Energy | GA | Talbot | 3 | Natural Gas Fired Combustion Turbine | NG | Natural Gas Peaker | 121 | 2002
13994 | Oglethorpe Power Corporation | 7916 | Talbot County Energy | GA | Talbot | 4 | Natural Gas Fired Combustion Turbine | NG | Natural Gas Peaker | 121 | 2002
13994 | Oglethorpe Power Corporation | 7916 | Talbot County Energy | GA | Talbot | 5 | Natural Gas Fired Combustion Turbine | NG | Natural Gas Peaker | 121 | 2003
13994 | Oglethorpe Power Corporation | 7916 | Talbot County Energy | GA | Talbot | 6 | Natural Gas Fired Combustion Turbine | NG | Natural Gas Peaker | 121 | 2003
13994 | Oglethorpe Power Corporation | 7917 | Chattahoochee Energy Facility | GA | Heard | 1 | Natural Gas Fired Combined Cycle | NG | Natural Gas Nonpeaker | 176 | 2003
13994 | Oglethorpe Power Corporation | 7917 | Chattahoochee Energy Facility | GA | Heard | 2 | Natural Gas Fired Combined Cycle | NG | Natural Gas Nonpeaker | 176 | 2003
13994 | Oglethorpe Power Corporation | 7917 | Chattahoochee Energy Facility | GA | Heard | 3 | Natural Gas Fired Combined Cycle | NG | Natural Gas Nonpeaker | 187.7 | 2003
40577 | American Mun Power-Ohio, Inc | 7918 | Galion | OH | Crawford | 1 | Petroleum Liquids | DFO | Petroleum | 1.8 | 2001
40577 | American Mun Power-Ohio, Inc | 7918 | Galion | OH | Crawford | 2 | Petroleum Liquids | DFO | Petroleum | 1.8 | 2001
40577 | American Mun Power-Ohio, Inc | 7918 | Galion | OH | Crawford | 3 | Petroleum Liquids | DFO | Petroleum | 1.8 | 2001
40577 | American Mun Power-Ohio, Inc | 7919 | Seville | OH | Medina | 1 | Petroleum Liquids | DFO | Petroleum | 1.8 | 2001
40577 | American Mun Power-Ohio, Inc | 7919 | Seville | OH | Medina | 2 | Petroleum Liquids | DFO | Petroleum | 1.8 | 2001
40577 | American Mun Power-Ohio, Inc | 7919 | Seville | OH | Medina | 3 | Petroleum Liquids | DFO | Petroleum | 1.8 | 2001
19062 | City of Traer - (IA) | 7920 | Traer South | IA | Tama | 5 | Petroleum Liquids | DFO | Petroleum | 2 | 2001
11611 | City of Maquoketa - (IA) | 7921 | Maquoketa 2 | IA | JACKSON | 11 | Petroleum Liquids | DFO | Petroleum | 2 | 2001
11611 | City of Maquoketa - (IA) | 7921 | Maquoketa 2 | IA | JACKSON | 12 | Petroleum Liquids | DFO | Petroleum | 2 | 2001
11611 | City of Maquoketa - (IA) | 7921 | Maquoketa 2 | IA | JACKSON | 13 | Petroleum Liquids | DFO | Petroleum | 2 | 2002
11611 | City of Maquoketa - (IA) | 7921 | Maquoketa 2 | IA | JACKSON | 14 | Petroleum Liquids | DFO | Petroleum | 2 | 2002
2287 | City of Brooklyn - (IA) | 7922 | Brooklyn City North Plant | IA | POWESHIEK | 6 | Petroleum Liquids | DFO | Petroleum | 2 | 2002
241 | Albertville Municipal Utilities Board | 7924 | Albertville | AL | Marshall | DG1 | Petroleum Liquids | DFO | Petroleum | 1 | 2000
241 | Albertville Municipal Utilities Board | 7924 | Albertville | AL | Marshall | DG2 | Petroleum Liquids | DFO | Petroleum | 1 | 2000
241 | Albertville Municipal Utilities Board | 7924 | Albertville | AL | Marshall | DG3 | Petroleum Liquids | DFO | Petroleum | 1 | 2000
241 | Albertville Municipal Utilities Board | 7924 | Albertville | AL | Marshall | DG4 | Petroleum Liquids | DFO | Petroleum | 1 | 2000
7570 | Great River Energy | 7925 | Lakefield Junction | MN | Martin | 1 | Natural Gas Fired Combustion Turbine | NG | Natural Gas Peaker | 89.3 | 2001
7570 | Great River Energy | 7925 | Lakefield Junction | MN | Martin | 2 | Natural Gas Fired Combustion Turbine | NG | Natural Gas Peaker | 89.3 | 2001
7570 | Great River Energy | 7925 | Lakefield Junction | MN | Martin | 3 | Natural Gas Fired Combustion Turbine | NG | Natural Gas Peaker | 89.3 | 2001
7570 | Great River Energy | 7925 | Lakefield Junction | MN | Martin | 4 | Natural Gas Fired Combustion Turbine | NG | Natural Gas Peaker | 89.3 | 2001
7570 | Great River Energy | 7925 | Lakefield Junction | MN | Martin | 5 | Natural Gas Fired Combustion Turbine | NG | Natural Gas Peaker | 89.3 | 2001
7570 | Great River Energy | 7925 | Lakefield Junction | MN | Martin | 6 | Natural Gas Fired Combustion Turbine | NG | Natural Gas Peaker | 89.3 | 2001
7570 | Great River Energy | 7925 | Lakefield Junction | MN | Martin | 7 | Petroleum Liquids | DFO | Petroleum | 2 | 2002
18204 | City of Strawberry Point | 7926 | South Strawberry | IA | CLAYTON | 1A | Petroleum Liquids | DFO | Petroleum | 1.8 | 2002
18204 | City of Strawberry Point | 7926 | South Strawberry | IA | CLAYTON | 2A | Petroleum Liquids | DFO | Petroleum | 1.8 | 2002
18642 | Tennessee Valley Authority | 7927 | Buffalo Mountain | TN | Anderson | 1 | Onshore Wind Turbine | WND | Wind | 0.6 | 2000
18642 | Tennessee Valley Authority | 7927 | Buffalo Mountain | TN | Anderson | 2 | Onshore Wind Turbine | WND | Wind | 0.6 | 2000
18642 | Tennessee Valley Authority | 7927 | Buffalo Mountain | TN | Anderson | 3 | Onshore Wind Turbine | WND | Wind | 0.6 | 2000
10000 | Kansas City Power & Light Co | 7928 | Osawatomie | KS | Miami | 1 | Natural Gas Fired Combustion Turbine | NG | Natural Gas Peaker | 90 | 2003
10000 | Kansas City Power & Light Co | 7929 | West Gardner | KS | Johnson | 1 | Natural Gas Fired Combustion Turbine | NG | Natural Gas Peaker | 91.3 | 2003
10000 | Kansas City Power & Light Co | 7929 | West Gardner | KS | Johnson | 2 | Natural Gas Fired Combustion Turbine | NG | Natural Gas Peaker | 91.3 | 2003
10000 | Kansas City Power & Light Co | 7929 | West Gardner | KS | Johnson | 3 | Natural Gas Fired Combustion Turbine | NG | Natural Gas Peaker | 91.3 | 2003
10000 | Kansas City Power & Light Co | 7929 | West Gardner | KS | Johnson | 4 | Natural Gas Fired Combustion Turbine | NG | Natural Gas Peaker | 91.3 | 2003
16440 | City of Russell - (KS) | 7930 | Russell Energy Center | KS | Russell | T-1 | Natural Gas Fired Combustion Turbine | NG | Natural Gas Peaker | 7.5 | 2002
16440 | City of Russell - (KS) | 7930 | Russell Energy Center | KS | Russell | T-2 | Natural Gas Fired Combustion Turbine | NG | Natural Gas Peaker | 7.5 | 2002
20169 | Avista Corp | 7931 | Coyote Springs II | OR | Morrow | 1 | Natural Gas Fired Combined Cycle | NG | Natural Gas Nonpeaker | 170 | 2003
20169 | Avista Corp | 7931 | Coyote Springs II | OR | Morrow | 2 | Natural Gas Fired Combined Cycle | NG | Natural Gas Nonpeaker | 117 | 2003
20910 | Wolverine Power Supply Coop | 7932 | Gaylord - Wolverine | MI | Otsego | 1 | Natural Gas Fired Combustion Turbine | NG | Natural Gas Peaker | 23.4 | 2001
20910 | Wolverine Power Supply Coop | 7932 | Gaylord - Wolverine | MI | Otsego | 2 | Natural Gas Fired Combustion Turbine | NG | Natural Gas Peaker | 23.4 | 2001
20910 | Wolverine Power Supply Coop | 7932 | Gaylord - Wolverine | MI | Otsego | 3 | Natural Gas Fired Combustion Turbine | NG | Natural Gas Peaker | 23.4 | 2001
16198 | City of Rock Falls - (IL) | 7934 | Industrial Park | IL | Whiteside | 3 | Petroleum Liquids | DFO | Petroleum | 1.8 | 2001
16198 | City of Rock Falls - (IL) | 7934 | Industrial Park | IL | Whiteside | 4 | Petroleum Liquids | DFO | Petroleum | 1.8 | 2001
16198 | City of Rock Falls - (IL) | 7934 | Industrial Park | IL | Whiteside | 5 | Petroleum Liquids | DFO | Petroleum | 1.8 | 2001
16198 | City of Rock Falls - (IL) | 7934 | Industrial Park | IL | Whiteside | 6 | Petroleum Liquids | DFO | Petroleum | 1.8 | 2002
16198 | City of Rock Falls - (IL) | 7934 | Industrial Park | IL | Whiteside | 7 | Petroleum Liquids | DFO | Petroleum | 1.8 | 2002
16198 | City of Rock Falls - (IL) | 7934 | Industrial Park | IL | Whiteside | 8 | Petroleum Liquids | DFO | Petroleum | 2.2 | 2011
16198 | City of Rock Falls - (IL) | 7934 | Industrial Park | IL | Whiteside | 9 | Petroleum Liquids | DFO | Petroleum | 2.2 | 2011
19150 | Trenton Municipal Utilities - (MO) | 7935 | Trenton South | MO | GRUNDY | 1 | Petroleum Liquids | DFO | Petroleum | 2 | 2000
19150 | Trenton Municipal Utilities - (MO) | 7935 | Trenton South | MO | GRUNDY | 2 | Petroleum Liquids | DFO | Petroleum | 2 | 2000
19150 | Trenton Municipal Utilities - (MO) | 7935 | Trenton South | MO | GRUNDY | 3 | Petroleum Liquids | DFO | Petroleum | 2 | 2000
19150 | Trenton Municipal Utilities - (MO) | 7935 | Trenton South | MO | GRUNDY | 4 | Petroleum Liquids | DFO | Petroleum | 2 | 2000
19150 | Trenton Municipal Utilities - (MO) | 7935 | Trenton South | MO | GRUNDY | 5 | Petroleum Liquids | DFO | Petroleum | 2 | 2004
19150 | Trenton Municipal Utilities - (MO) | 7935 | Trenton South | MO | GRUNDY | 6 | Petroleum Liquids | DFO | Petroleum | 2 | 2004
19150 | Trenton Municipal Utilities - (MO) | 7935 | Trenton South | MO | GRUNDY | 7 | Petroleum Liquids | DFO | Petroleum | 2 | 2004
20160 | Energy Northwest | 7936 | Nine Canyon | WA | Benton | 1 | Onshore Wind Turbine | WND | Wind | 95.9 | 2002
40229 | Old Dominion Electric Coop | 7940 | Ponton Diesel Generating Facility | VA | Amelia | 1 | Petroleum Liquids | DFO | Petroleum | 2 | 2002
40229 | Old Dominion Electric Coop | 7940 | Ponton Diesel Generating Facility | VA | Amelia | 2 | Petroleum Liquids | DFO | Petroleum | 2 | 2002
40229 | Old Dominion Electric Coop | 7941 | Nottoway Diesel Generating Facility | VA | Southampton | 1 | Petroleum Liquids | DFO | Petroleum | 2 | 2002
40229 | Old Dominion Electric Coop | 7941 | Nottoway Diesel Generating Facility | VA | Southampton | 2 | Petroleum Liquids | DFO | Petroleum | 2 | 2002
12397 | Metropolitan Water District of S CA | 7942 | Diamond Valley Lake | CA | Riverside | 10 | Conventional Hydroelectric | WAT | Hydro | 3.3 | 2001
12397 | Metropolitan Water District of S CA | 7942 | Diamond Valley Lake | CA | Riverside | 11 | Conventional Hydroelectric | WAT | Hydro | 3.3 | 2001
12397 | Metropolitan Water District of S CA | 7942 | Diamond Valley Lake | CA | Riverside | 12 | Conventional Hydroelectric | WAT | Hydro | 3.3 | 2001
12397 | Metropolitan Water District of S CA | 7942 | Diamond Valley Lake | CA | Riverside | 2 | Conventional Hydroelectric | WAT | Hydro | 3.3 | 2001
12397 | Metropolitan Water District of S CA | 7942 | Diamond Valley Lake | CA | Riverside | 3 | Conventional Hydroelectric | WAT | Hydro | 3.3 | 2001
12397 | Metropolitan Water District of S CA | 7942 | Diamond Valley Lake | CA | Riverside | 4 | Conventional Hydroelectric | WAT | Hydro | 3.3 | 2001
12397 | Metropolitan Water District of S CA | 7942 | Diamond Valley Lake | CA | Riverside | 6 | Conventional Hydroelectric | WAT | Hydro | 3.3 | 2001
12397 | Metropolitan Water District of S CA | 7942 | Diamond Valley Lake | CA | Riverside | 7 | Conventional Hydroelectric | WAT | Hydro | 3.3 | 2001
12397 | Metropolitan Water District of S CA | 7942 | Diamond Valley Lake | CA | Riverside | 8 | Conventional Hydroelectric | WAT | Hydro | 3.3 | 2001
13100 | Municipal Electric Authority | 7946 | Wansley Unit 9 | GA | Heard | CT1 | Natural Gas Fired Combined Cycle | NG | Natural Gas Nonpeaker | 171 | 2004
13100 | Municipal Electric Authority | 7946 | Wansley Unit 9 | GA | Heard | CT2 | Natural Gas Fired Combined Cycle | NG | Natural Gas Nonpeaker | 171 | 2004
13100 | Municipal Electric Authority | 7946 | Wansley Unit 9 | GA | Heard | ST1 | Natural Gas Fired Combined Cycle | NG | Natural Gas Nonpeaker | 226 | 2004
14232 | Otter Tail Power Co | 7947 | Solway CT | MN | Beltrami | 1 | Natural Gas Fired Combustion Turbine | NG | Natural Gas Peaker | 50 | 2003
14232 | Otter Tail Power Co | 7947 | Solway CT | MN | Beltrami | D1 | Petroleum Liquids | DFO | Petroleum | 1.3 | 2005
9267 | Hoosier Energy R E C, Inc | 7948 | Lawrence County Station | IN | Lawrence | 1 | Natural Gas Fired Combustion Turbine | NG | Natural Gas Peaker | 67 | 2005
9267 | Hoosier Energy R E C, Inc | 7948 | Lawrence County Station | IN | Lawrence | 2 | Natural Gas Fired Combustion Turbine | NG | Natural Gas Peaker | 67 | 2005
9267 | Hoosier Energy R E C, Inc | 7948 | Lawrence County Station | IN | Lawrence | 3 | Natural Gas Fired Combustion Turbine | NG | Natural Gas Peaker | 67 | 2005
9267 | Hoosier Energy R E C, Inc | 7948 | Lawrence County Station | IN | Lawrence | 4 | Natural Gas Fired Combustion Turbine | NG | Natural Gas Peaker | 67 | 2005
9267 | Hoosier Energy R E C, Inc | 7948 | Lawrence County Station | IN | Lawrence | 5 | Natural Gas Fired Combustion Turbine | NG | Natural Gas Peaker | 67 | 2005
9267 | Hoosier Energy R E C, Inc | 7948 | Lawrence County Station | IN | Lawrence | 6 | Natural Gas Fired Combustion Turbine | NG | Natural Gas Peaker | 67 | 2005
9191 | Idaho Power Co | 7953 | Evander Andrews Power Complex | ID | Elmore | 1 | Natural Gas Fired Combustion Turbine | NG | Natural Gas Peaker | 179.1 | 2008
9191 | Idaho Power Co | 7953 | Evander Andrews Power Complex | ID | Elmore | 2 | Natural Gas Fired Combustion Turbine | NG | Natural Gas Peaker | 45.9 | 2001
9191 | Idaho Power Co | 7953 | Evander Andrews Power Complex | ID | Elmore | 3 | Natural Gas Fired Combustion Turbine | NG | Natural Gas Peaker | 45.9 | 2001
56152 | New Smyrna Beach Utilities Commission | 7954 | Field Street | FL | Volusia | 1 | Petroleum Liquids | DFO | Petroleum | 24 | 2001
56152 | New Smyrna Beach Utilities Commission | 7954 | Field Street | FL | Volusia | 2 | Petroleum Liquids | DFO | Petroleum | 24 | 2001
14127 | Omaha Public Power District | 7955 | Elk City Station | NE | Douglas | 1 | Landfill Gas | LFG | Biomass | 0.8 | 2002
14127 | Omaha Public Power District | 7955 | Elk City Station | NE | Douglas | 2 | Landfill Gas | LFG | Biomass | 0.8 | 2002
14127 | Omaha Public Power District | 7955 | Elk City Station | NE | Douglas | 3 | Landfill Gas | LFG | Biomass | 0.8 | 2002
14127 | Omaha Public Power District | 7955 | Elk City Station | NE | Douglas | 4 | Landfill Gas | LFG | Biomass | 0.8 | 2002
14127 | Omaha Public Power District | 7955 | Elk City Station | NE | Douglas | 5 | Landfill Gas | LFG | Biomass | 0.8 | 2006
14127 | Omaha Public Power District | 7955 | Elk City Station | NE | Douglas | 6 | Landfill Gas | LFG | Biomass | 0.8 | 2006
14127 | Omaha Public Power District | 7955 | Elk City Station | NE | Douglas | 7 | Landfill Gas | LFG | Biomass | 0.8 | 2006
14127 | Omaha Public Power District | 7955 | Elk City Station | NE | Douglas | 8 | Landfill Gas | LFG | Biomass | 0.8 | 2009
59159 | Central Electric Power | 7957 | Sediver | SC | York | 1 | Petroleum Liquids | DFO | Petroleum | 2.9 | 2003
17543 | South Carolina Public Service Authority | 7958 | Horry Land Fill Gas Site | SC | Horry | HG1 | Landfill Gas | LFG | Biomass | 1 | 2001
17543 | South Carolina Public Service Authority | 7958 | Horry Land Fill Gas Site | SC | Horry | HG2 | Landfill Gas | LFG | Biomass | 1 | 2001
17543 | South Carolina Public Service Authority | 7958 | Horry Land Fill Gas Site | SC | Horry | HG3 | Landfill Gas | LFG | Biomass | 1.1 | 2003
18642 | Tennessee Valley Authority | 7960 | Kemper County | MS | Kemper | GT1 | Natural Gas Fired Combustion Turbine | NG | Natural Gas Peaker | 93 | 2002
18642 | Tennessee Valley Authority | 7960 | Kemper County | MS | Kemper | GT2 | Natural Gas Fired Combustion Turbine | NG | Natural Gas Peaker | 93 | 2002
18642 | Tennessee Valley Authority | 7960 | Kemper County | MS | Kemper | GT3 | Natural Gas Fired Combustion Turbine | NG | Natural Gas Peaker | 93 | 2002
18642 | Tennessee Valley Authority | 7960 | Kemper County | MS | Kemper | GT4 | Natural Gas Fired Combustion Turbine | NG | Natural Gas Peaker | 93 | 2002
5084 | Delaware Municipal Electric Corp | 7962 | Warren F Sam Beasley Generation Station | DE | Kent | 001 | Natural Gas Fired Combustion Turbine | NG | Natural Gas Peaker | 45 | 2002
5084 | Delaware Municipal Electric Corp | 7962 | Warren F Sam Beasley Generation Station | DE | Kent | 002 | Natural Gas Fired Combustion Turbine | NG | Natural Gas Peaker | 51 | 2012
19436 | Union Electric Co - (MO) | 7964 | Peno Creek | MO | Pike | GT1 | Natural Gas Fired Combustion Turbine | NG | Natural Gas Peaker | 60 | 2002
19436 | Union Electric Co - (MO) | 7964 | Peno Creek | MO | Pike | GT2 | Natural Gas Fired Combustion Turbine | NG | Natural Gas Peaker | 60 | 2002
19436 | Union Electric Co - (MO) | 7964 | Peno Creek | MO | Pike | GT3 | Natural Gas Fired Combustion Turbine | NG | Natural Gas Peaker | 60 | 2002
19436 | Union Electric Co - (MO) | 7964 | Peno Creek | MO | Pike | GT4 | Natural Gas Fired Combustion Turbine | NG | Natural Gas Peaker | 60 | 2002
11018 | Lincoln Electric System | 7965 | Salt Valley Wind Plant | NE | LANCASTER | G1 | Onshore Wind Turbine | WND | Wind | 0.6 | 1998
11018 | Lincoln Electric System | 7965 | Salt Valley Wind Plant | NE | LANCASTER | G2 | Onshore Wind Turbine | WND | Wind | 0.6 | 1999
309 | City of Algona - (IA) | 7966 | Iowa Distributed Wind Generation Project | IA | Kossuth | IDWG | Onshore Wind Turbine | WND | Wind | 2.3 | 2000
15473 | Public Service Co of NM | 7967 | Lordsburg Generating | NM | Hidalgo | GT1 | Natural Gas Fired Combustion Turbine | NG | Natural Gas Peaker | 44 | 2002
15473 | Public Service Co of NM | 7967 | Lordsburg Generating | NM | Hidalgo | GT2 | Natural Gas Fired Combustion Turbine | NG | Natural Gas Peaker | 44 | 2002
14645 | City of Pella - (IA) | 7971 | Pella Peaking | IA | Marion | 10 | Petroleum Liquids | DFO | Petroleum | 2 | 2003
14645 | City of Pella - (IA) | 7971 | Pella Peaking | IA | Marion | 11 | Petroleum Liquids | DFO | Petroleum | 2 | 2003
14645 | City of Pella - (IA) | 7971 | Pella Peaking | IA | Marion | 12 | Petroleum Liquids | DFO | Petroleum | 2 | 2003
14645 | City of Pella - (IA) | 7971 | Pella Peaking | IA | Marion | 13 | Petroleum Liquids | DFO | Petroleum | 2 | 2003
14645 | City of Pella - (IA) | 7971 | Pella Peaking | IA | Marion | 14 | Petroleum Liquids | DFO | Petroleum | 2 | 2003
14645 | City of Pella - (IA) | 7971 | Pella Peaking | IA | Marion | 15 | Petroleum Liquids | DFO | Petroleum | 2 | 2003
14645 | City of Pella - (IA) | 7971 | Pella Peaking | IA | Marion | 16 | Petroleum Liquids | DFO | Petroleum | 2 | 2003
14645 | City of Pella - (IA) | 7971 | Pella Peaking | IA | Marion | 3 | Petroleum Liquids | DFO | Petroleum | 2 | 2003
14645 | City of Pella - (IA) | 7971 | Pella Peaking | IA | Marion | 4 | Petroleum Liquids | DFO | Petroleum | 2 | 2003
14645 | City of Pella - (IA) | 7971 | Pella Peaking | IA | Marion | 5 | Petroleum Liquids | DFO | Petroleum | 2 | 2003
14645 | City of Pella - (IA) | 7971 | Pella Peaking | IA | Marion | 6 | Petroleum Liquids | DFO | Petroleum | 2 | 2003
14645 | City of Pella - (IA) | 7971 | Pella Peaking | IA | Marion | 7 | Petroleum Liquids | DFO | Petroleum | 2 | 2003
14645 | City of Pella - (IA) | 7971 | Pella Peaking | IA | Marion | 8 | Petroleum Liquids | DFO | Petroleum | 2 | 2003
14645 | City of Pella - (IA) | 7971 | Pella Peaking | IA | Marion | 9 | Petroleum Liquids | DFO | Petroleum | 2 | 2003
20910 | Wolverine Power Supply Coop | 7972 | Sumpter | MI | Wayne | 1 | Natural Gas Fired Combustion Turbine | NG | Natural Gas Peaker | 85 | 2002
20910 | Wolverine Power Supply Coop | 7972 | Sumpter | MI | Wayne | 2 | Natural Gas Fired Combustion Turbine | NG | Natural Gas Peaker | 85 | 2002
20910 | Wolverine Power Supply Coop | 7972 | Sumpter | MI | Wayne | 3 | Natural Gas Fired Combustion Turbine | NG | Natural Gas Peaker | 85 | 2002
20910 | Wolverine Power Supply Coop | 7972 | Sumpter | MI | Wayne | 4 | Natural Gas Fired Combustion Turbine | NG | Natural Gas Peaker | 85 | 2002
9961 | Kansas Electric Power Coop Inc | 7973 | Sharpe | KS | Coffey | 1 | Petroleum Liquids | DFO | Petroleum | 2 | 2002
9961 | Kansas Electric Power Coop Inc | 7973 | Sharpe | KS | Coffey | 10 | Petroleum Liquids | DFO | Petroleum | 2 | 2002
9961 | Kansas Electric Power Coop Inc | 7973 | Sharpe | KS | Coffey | 2 | Petroleum Liquids | DFO | Petroleum | 2 | 2002
9961 | Kansas Electric Power Coop Inc | 7973 | Sharpe | KS | Coffey | 3 | Petroleum Liquids | DFO | Petroleum | 2 | 2002
9961 | Kansas Electric Power Coop Inc | 7973 | Sharpe | KS | Coffey | 4 | Petroleum Liquids | DFO | Petroleum | 2 | 2002
9961 | Kansas Electric Power Coop Inc | 7973 | Sharpe | KS | Coffey | 5 | Petroleum Liquids | DFO | Petroleum | 2 | 2002
9961 | Kansas Electric Power Coop Inc | 7973 | Sharpe | KS | Coffey | 6 | Petroleum Liquids | DFO | Petroleum | 2 | 2002
9961 | Kansas Electric Power Coop Inc | 7973 | Sharpe | KS | Coffey | 7 | Petroleum Liquids | DFO | Petroleum | 2 | 2002
9961 | Kansas Electric Power Coop Inc | 7973 | Sharpe | KS | Coffey | 8 | Petroleum Liquids | DFO | Petroleum | 2 | 2002
9961 | Kansas Electric Power Coop Inc | 7973 | Sharpe | KS | Coffey | 9 | Petroleum Liquids | DFO | Petroleum | 2 | 2002
1307 | Basin Electric Power Coop | 7974 | Chamberlain Wind Project | SD | Brule | WTC1 | Onshore Wind Turbine | WND | Wind | 1.3 | 2001
1307 | Basin Electric Power Coop | 7974 | Chamberlain Wind Project | SD | Brule | WTC2 | Onshore Wind Turbine | WND | Wind | 1.3 | 2001
30151 | Tri-State G & T Assn, Inc | 7975 | Pyramid | NM | Hidalgo | 1 | Natural Gas Fired Combustion Turbine | NG | Natural Gas Peaker | 46.5 | 2003
30151 | Tri-State G & T Assn, Inc | 7975 | Pyramid | NM | Hidalgo | 2 | Natural Gas Fired Combustion Turbine | NG | Natural Gas Peaker | 46.5 | 2003
30151 | Tri-State G & T Assn, Inc | 7975 | Pyramid | NM | Hidalgo | 3 | Natural Gas Fired Combustion Turbine | NG | Natural Gas Peaker | 46.5 | 2003
30151 | Tri-State G & T Assn, Inc | 7975 | Pyramid | NM | Hidalgo | 4 | Natural Gas Fired Combustion Turbine | NG | Natural Gas Peaker | 46.5 | 2003
13095 | City of Mulvane - (KS) | 7976 | Mulvane 2 | KS | Sedgwick | 10 | Petroleum Liquids | DFO | Petroleum | 4.1 | 2003
13095 | City of Mulvane - (KS) | 7976 | Mulvane 2 | KS | Sedgwick | 11 | Petroleum Liquids | DFO | Petroleum | 4.1 | 2003
13095 | City of Mulvane - (KS) | 7976 | Mulvane 2 | KS | Sedgwick | 9 | Petroleum Liquids | DFO | Petroleum | 1 | 2003
7494 | City of Granite Falls - (MN) | 7977 | Granite Falls 2 | MN | YELLOW MEDICINE | 1 | Petroleum Liquids | DFO | Petroleum | 2 | 2003
7494 | City of Granite Falls - (MN) | 7977 | Granite Falls 2 | MN | YELLOW MEDICINE | 2 | Petroleum Liquids | DFO | Petroleum | 2 | 2003
7494 | City of Granite Falls - (MN) | 7977 | Granite Falls 2 | MN | YELLOW MEDICINE | 3 | Petroleum Liquids | DFO | Petroleum | 2 | 2003
5416 | Duke Energy Carolinas, LLC | 7981 | Mill Creek (SC) | SC | Cherokee | 1 | Natural Gas Fired Combustion Turbine | NG | Natural Gas Peaker | 99.9 | 2002
5416 | Duke Energy Carolinas, LLC | 7981 | Mill Creek (SC) | SC | Cherokee | 2 | Natural Gas Fired Combustion Turbine | NG | Natural Gas Peaker | 99.9 | 2002
5416 | Duke Energy Carolinas, LLC | 7981 | Mill Creek (SC) | SC | Cherokee | 3 | Natural Gas Fired Combustion Turbine | NG | Natural Gas Peaker | 99.9 | 2002
5416 | Duke Energy Carolinas, LLC | 7981 | Mill Creek (SC) | SC | Cherokee | 4 | Natural Gas Fired Combustion Turbine | NG | Natural Gas Peaker | 99.9 | 2002
5416 | Duke Energy Carolinas, LLC | 7981 | Mill Creek (SC) | SC | Cherokee | 5 | Natural Gas Fired Combustion Turbine | NG | Natural Gas Peaker | 99.9 | 2003
5416 | Duke Energy Carolinas, LLC | 7981 | Mill Creek (SC) | SC | Cherokee | 6 | Natural Gas Fired Combustion Turbine | NG | Natural Gas Peaker | 99.9 | 2003
5416 | Duke Energy Carolinas, LLC | 7981 | Mill Creek (SC) | SC | Cherokee | 7 | Natural Gas Fired Combustion Turbine | NG | Natural Gas Peaker | 99.9 | 2003
5416 | Duke Energy Carolinas, LLC | 7981 | Mill Creek (SC) | SC | Cherokee | 8 | Natural Gas Fired Combustion Turbine | NG | Natural Gas Peaker | 99.9 | 2003
15793 | Redwood Falls Public Util Comm | 7982 | South Generation | MN | Redwood | 3 | Petroleum Liquids | DFO | Petroleum | 2.2 | 2003
15793 | Redwood Falls Public Util Comm | 7982 | South Generation | MN | Redwood | 4 | Petroleum Liquids | DFO | Petroleum | 2.2 | 2003
15793 | Redwood Falls Public Util Comm | 7982 | South Generation | MN | Redwood | 5 | Petroleum Liquids | DFO | Petroleum | 2.2 | 2003
40582 | Michigan Public Power Agency | 7984 | Kalkaska CT #1 | MI | Kalkaska | 001 | Natural Gas Fired Combustion Turbine | NG | Natural Gas Peaker | 60.5 | 2002
12341 | MidAmerican Energy Co | 7985 | Greater Des Moines | IA | Polk | GT1 | Natural Gas Fired Combined Cycle | NG | Natural Gas Nonpeaker | 190.4 | 2003
12341 | MidAmerican Energy Co | 7985 | Greater Des Moines | IA | Polk | GT2 | Natural Gas Fired Combined Cycle | NG | Natural Gas Nonpeaker | 190.4 | 2003
12341 | MidAmerican Energy Co | 7985 | Greater Des Moines | IA | Polk | ST1 | Natural Gas Fired Combined Cycle | NG | Natural Gas Nonpeaker | 195.5 | 2004
2507 | City of Burbank Water and Power | 7987 | Lake One | CA | Los Angeles | L1 | Natural Gas Fired Combustion Turbine | NG | Natural Gas Peaker | 60.5 | 2002
17568 | South Mississippi El Pwr Assn | 7988 | Silver Creek | MS | Jefferson Davis | 1 | Natural Gas Fired Combustion Turbine | NG | Natural Gas Peaker | 83.5 | 2003
17568 | South Mississippi El Pwr Assn | 7988 | Silver Creek | MS | Jefferson Davis | 2 | Natural Gas Fired Combustion Turbine | NG | Natural Gas Peaker | 83.5 | 2004
17568 | South Mississippi El Pwr Assn | 7988 | Silver Creek | MS | Jefferson Davis | 3 | Natural Gas Fired Combustion Turbine | NG | Natural Gas Peaker | 83.5 | 2005
17568 | South Mississippi El Pwr Assn | 7989 | Sylvarena | MS | Smith | 1 | Natural Gas Fired Combustion Turbine | NG | Natural Gas Peaker | 47 | 2003
17568 | South Mississippi El Pwr Assn | 7989 | Sylvarena | MS | Smith | 2 | Natural Gas Fired Combustion Turbine | NG | Natural Gas Peaker | 47 | 2003
17568 | South Mississippi El Pwr Assn | 7989 | Sylvarena | MS | Smith | 3 | Natural Gas Fired Combustion Turbine | NG | Natural Gas Peaker | 47 | 2003
406 | City of Altamont - (IL) | 7990 | Altamont | IL | Effingham | 1 | Petroleum Liquids | DFO | Petroleum | 1.8 | 2002
406 | City of Altamont - (IL) | 7990 | Altamont | IL | Effingham | 2 | Petroleum Liquids | DFO | Petroleum | 1.8 | 2002
406 | City of Altamont - (IL) | 7990 | Altamont | IL | Effingham | 3 | Petroleum Liquids | DFO | Petroleum | 1.8 | 2002
406 | City of Altamont - (IL) | 7990 | Altamont | IL | Effingham | 4 | Petroleum Liquids | DFO | Petroleum | 1.8 | 2006
11479 | Madison Gas & Electric Co | 7991 | West Campus Cogeneration Facility | WI | Dane | 1 | Natural Gas Fired Combined Cycle | NG | Natural Gas Nonpeaker | 54 | 2005
11479 | Madison Gas & Electric Co | 7991 | West Campus Cogeneration Facility | WI | Dane | CT2 | Natural Gas Fired Combined Cycle | NG | Natural Gas Nonpeaker | 54 | 2005
11479 | Madison Gas & Electric Co | 7991 | West Campus Cogeneration Facility | WI | Dane | STG1 | Natural Gas Fired Combined Cycle | NG | Natural Gas Nonpeaker | 61.3 | 2005
56146 | Black Hills/Colorado Elec.Util | 7995 | Airport Industrial | CO | Pueblo | IC1 | Petroleum Liquids | DFO | Petroleum | 2.5 | 2002
56146 | Black Hills/Colorado Elec.Util | 7995 | Airport Industrial | CO | Pueblo | IC2 | Petroleum Liquids | DFO | Petroleum | 2.5 | 2002
56146 | Black Hills/Colorado Elec.Util | 7995 | Airport Industrial | CO | Pueblo | IC3 | Petroleum Liquids | DFO | Petroleum | 2.5 | 2002
56146 | Black Hills/Colorado Elec.Util | 7995 | Airport Industrial | CO | Pueblo | IC4 | Petroleum Liquids | DFO | Petroleum | 2.5 | 2002
10623 | City of Lakeland - (FL) | 7997 | Winston | FL | Polk | WD01 | Petroleum Liquids | DFO | Petroleum | 2.5 | 2001
10623 | City of Lakeland - (FL) | 7997 | Winston | FL | Polk | WD02 | Petroleum Liquids | DFO | Petroleum | 2.5 | 2001
10623 | City of Lakeland - (FL) | 7997 | Winston | FL | Polk | WD03 | Petroleum Liquids | DFO | Petroleum | 2.5 | 2001
10623 | City of Lakeland - (FL) | 7997 | Winston | FL | Polk | WD04 | Petroleum Liquids | DFO | Petroleum | 2.5 | 2001
10623 | City of Lakeland - (FL) | 7997 | Winston | FL | Polk | WD05 | Petroleum Liquids | DFO | Petroleum | 2.5 | 2001
10623 | City of Lakeland - (FL) | 7997 | Winston | FL | Polk | WD06 | Petroleum Liquids | DFO | Petroleum | 2.5 | 2001
10623 | City of Lakeland - (FL) | 7997 | Winston | FL | Polk | WD07 | Petroleum Liquids | DFO | Petroleum | 2.5 | 2001
10623 | City of Lakeland - (FL) | 7997 | Winston | FL | Polk | WD08 | Petroleum Liquids | DFO | Petroleum | 2.5 | 2001
10623 | City of Lakeland - (FL) | 7997 | Winston | FL | Polk | WD09 | Petroleum Liquids | DFO | Petroleum | 2.5 | 2001
10623 | City of Lakeland - (FL) | 7997 | Winston | FL | Polk | WD10 | Petroleum Liquids | DFO | Petroleum | 2.5 | 2001
10623 | City of Lakeland - (FL) | 7997 | Winston | FL | Polk | WD11 | Petroleum Liquids | DFO | Petroleum | 2.5 | 2001
10623 | City of Lakeland - (FL) | 7997 | Winston | FL | Polk | WD12 | Petroleum Liquids | DFO | Petroleum | 2.5 | 2001
10623 | City of Lakeland - (FL) | 7997 | Winston | FL | Polk | WD13 | Petroleum Liquids | DFO | Petroleum | 2.5 | 2001
10623 | City of Lakeland - (FL) | 7997 | Winston | FL | Polk | WD14 | Petroleum Liquids | DFO | Petroleum | 2.5 | 2001
10623 | City of Lakeland - (FL) | 7997 | Winston | FL | Polk | WD15 | Petroleum Liquids | DFO | Petroleum | 2.5 | 2001
10623 | City of Lakeland - (FL) | 7997 | Winston | FL | Polk | WD16 | Petroleum Liquids | DFO | Petroleum | 2.5 | 2001
10623 | City of Lakeland - (FL) | 7997 | Winston | FL | Polk | WD17 | Petroleum Liquids | DFO | Petroleum | 2.5 | 2001
10623 | City of Lakeland - (FL) | 7997 | Winston | FL | Polk | WD18 | Petroleum Liquids | DFO | Petroleum | 2.5 | 2001
10623 | City of Lakeland - (FL) | 7997 | Winston | FL | Polk | WD19 | Petroleum Liquids | DFO | Petroleum | 2.5 | 2001
10623 | City of Lakeland - (FL) | 7997 | Winston | FL | Polk | WD20 | Petroleum Liquids | DFO | Petroleum | 2.5 | 2001
49893 | Invenergy Services LLC | 7999 | Grays Harbor Energy Facility | WA | Grays Harbor | CT1 | Natural Gas Fired Combined Cycle | NG | Natural Gas Nonpeaker | 175 | 2008
49893 | Invenergy Services LLC | 7999 | Grays Harbor Energy Facility | WA | Grays Harbor | CT2 | Natural Gas Fired Combined Cycle | NG | Natural Gas Nonpeaker | 175 | 2008
49893 | Invenergy Services LLC | 7999 | Grays Harbor Energy Facility | WA | Grays Harbor | ST1 | Natural Gas Fired Combined Cycle | NG | Natural Gas Nonpeaker | 300 | 2008
13337 | Nebraska Public Power District | 8000 | Beatrice | NE | Gage | CT1 | Natural Gas Fired Combined Cycle | NG | Natural Gas Nonpeaker | 76.6 | 2005
13337 | Nebraska Public Power District | 8000 | Beatrice | NE | Gage | CT2 | Natural Gas Fired Combined Cycle | NG | Natural Gas Nonpeaker | 76.6 | 2005
13337 | Nebraska Public Power District | 8000 | Beatrice | NE | Gage | ST1 | Natural Gas Fired Combined Cycle | NG | Natural Gas Nonpeaker | 93.9 | 2005
15472 | Public Service Co of NH | 8002 | Newington | NH | Rockingham | 1 | Petroleum Liquids | RFO | Petroleum | 414 | 1974
54765 | Bear Swamp Power Company LLC | 8004 | Fife Brook | MA | Berkshire | GEN1 | Conventional Hydroelectric | WAT | Hydro | 11.2 | 1974
54765 | Bear Swamp Power Company LLC | 8005 | Bear Swamp | MA | Berkshire | GEN1 | Hydroelectric Pumped Storage | WAT | Other | 300 | 1974
54765 | Bear Swamp Power Company LLC | 8005 | Bear Swamp | MA | Berkshire | GEN2 | Hydroelectric Pumped Storage | WAT | Other | 300 | 1974
5511 | CCI Roseton LLC | 8006 | Roseton Generating Facility | NY | Orange | 1 | Natural Gas Steam Turbine | NG | Natural Gas Peaker | 621 | 1974
5511 | CCI Roseton LLC | 8006 | Roseton Generating Facility | NY | Orange | 2 | Natural Gas Steam Turbine | NG | Natural Gas Peaker | 621 | 1974
56505 | National Grid Generation LLC | 8007 | Holtsville | NY | Suffolk | 1 | Petroleum Liquids | KER | Petroleum | 56.7 | 1974
56505 | National Grid Generation LLC | 8007 | Holtsville | NY | Suffolk | 10 | Petroleum Liquids | KER | Petroleum | 56.7 | 1975
56505 | National Grid Generation LLC | 8007 | Holtsville | NY | Suffolk | 2 | Petroleum Liquids | KER | Petroleum | 56.7 | 1974
56505 | National Grid Generation LLC | 8007 | Holtsville | NY | Suffolk | 3 | Petroleum Liquids | KER | Petroleum | 56.7 | 1974
56505 | National Grid Generation LLC | 8007 | Holtsville | NY | Suffolk | 4 | Petroleum Liquids | KER | Petroleum | 56.7 | 1974
56505 | National Grid Generation LLC | 8007 | Holtsville | NY | Suffolk | 5 | Petroleum Liquids | KER | Petroleum | 56.7 | 1974
56505 | National Grid Generation LLC | 8007 | Holtsville | NY | Suffolk | 6 | Petroleum Liquids | KER | Petroleum | 56.7 | 1975
56505 | National Grid Generation LLC | 8007 | Holtsville | NY | Suffolk | 7 | Petroleum Liquids | KER | Petroleum | 56.7 | 1975
56505 | National Grid Generation LLC | 8007 | Holtsville | NY | Suffolk | 8 | Petroleum Liquids | KER | Petroleum | 56.7 | 1975
56505 | National Grid Generation LLC | 8007 | Holtsville | NY | Suffolk | 9 | Petroleum Liquids | KER | Petroleum | 56.7 | 1975
56606 | Calpine New Jersey Generation LLC | 8008 | Mickleton Station | NJ | Gloucester | MICK | Natural Gas Fired Combustion Turbine | NG | Natural Gas Peaker | 71.2 | 1974
13511 | New York State Elec & Gas Corp | 8009 | Auburn State Street | NY | Cayuga | 1 | Natural Gas Fired Combustion Turbine | NG | Natural Gas Peaker | 7 | 2000
13137 | City of Murray - (UT) | 8010 | Murray Turbine | UT | Salt Lake | 1 | Natural Gas Fired Combustion Turbine | NG | Natural Gas Peaker | 14 | 2001
13137 | City of Murray - (UT) | 8010 | Murray Turbine | UT | Salt Lake | 2 | Natural Gas Fired Combustion Turbine | NG | Natural Gas Peaker | 14 | 2001
13137 | City of Murray - (UT) | 8010 | Murray Turbine | UT | Salt Lake | 3 | Natural Gas Fired Combustion Turbine | NG | Natural Gas Peaker | 14 | 2002
55951 | Exelon Nuclear | 8011 | Three Mile Island | PA | Dauphin | 1 | Nuclear | NUC | Nuclear | 980.8 | 1974
6035 | Exelon Power | 8012 | Croydon CT Generating Station | PA | Bucks | 11 | Petroleum Liquids | DFO | Petroleum | 68.3 | 1974
6035 | Exelon Power | 8012 | Croydon CT Generating Station | PA | Bucks | 12 | Petroleum Liquids | DFO | Petroleum | 68.3 | 1974
6035 | Exelon Power | 8012 | Croydon CT Generating Station | PA | Bucks | 21 | Petroleum Liquids | DFO | Petroleum | 68.3 | 1974
6035 | Exelon Power | 8012 | Croydon CT Generating Station | PA | Bucks | 22 | Petroleum Liquids | DFO | Petroleum | 68.3 | 1974
6035 | Exelon Power | 8012 | Croydon CT Generating Station | PA | Bucks | 31 | Petroleum Liquids | DFO | Petroleum | 68.3 | 1974
6035 | Exelon Power | 8012 | Croydon CT Generating Station | PA | Bucks | 32 | Petroleum Liquids | DFO | Petroleum | 68.3 | 1974
6035 | Exelon Power | 8012 | Croydon CT Generating Station | PA | Bucks | 41 | Petroleum Liquids | DFO | Petroleum | 68.3 | 1974
6035 | Exelon Power | 8012 | Croydon CT Generating Station | PA | Bucks | 42 | Petroleum Liquids | DFO | Petroleum | 68.3 | 1974
13697 | North Central Power Co Inc | 8013 | Winter | WI | Sawyer | IC 1 | Petroleum Liquids | DFO | Petroleum | 2.8 | 2002
13697 | North Central Power Co Inc | 8013 | Winter | WI | Sawyer | IC 2 | Petroleum Liquids | DFO | Petroleum | 2.8 | 2002
14446 | Paragould Light & Water Comm | 8015 | Paragould Reciprocating | AR | Greene | 011 | Natural Gas Internal Combustion Engine | NG | Natural Gas Peaker | 6.4 | 2001
14446 | Paragould Light & Water Comm | 8015 | Paragould Reciprocating | AR | Greene | 021 | Natural Gas Internal Combustion Engine | NG | Natural Gas Peaker | 6.4 | 2001
14446 | Paragould Light & Water Comm | 8015 | Paragould Reciprocating | AR | Greene | 031 | Natural Gas Internal Combustion Engine | NG | Natural Gas Peaker | 6.4 | 2001
17828 | City of Springfield - (IL) | 8016 | Factory | IL | Sangamon | 1 | Petroleum Liquids | DFO | Petroleum | 26.6 | 1973
19578 | Upper Peninsula Power Company | 8019 | Portage | MI | Houghton | 1 | Petroleum Liquids | DFO | Petroleum | 22.6 | 1973
1148 | City of Baldwin City- (KS) | 8020 | Baldwin City Plant No 2 | KS | Douglas | 7 | Petroleum Liquids | DFO | Petroleum | 3.2 | 2004
1148 | City of Baldwin City- (KS) | 8020 | Baldwin City Plant No 2 | KS | Douglas | 8 | Petroleum Liquids | DFO | Petroleum | 3.2 | 2004
20169 | Avista Corp | 8022 | Boulder Park | WA | Spokane | 1 | Natural Gas Internal Combustion Engine | NG | Natural Gas Peaker | 4.1 | 2002
20169 | Avista Corp | 8022 | Boulder Park | WA | Spokane | 2 | Natural Gas Internal Combustion Engine | NG | Natural Gas Peaker | 4.1 | 2002
20169 | Avista Corp | 8022 | Boulder Park | WA | Spokane | 3 | Natural Gas Internal Combustion Engine | NG | Natural Gas Peaker | 4.1 | 2002
20169 | Avista Corp | 8022 | Boulder Park | WA | Spokane | 4 | Natural Gas Internal Combustion Engine | NG | Natural Gas Peaker | 4.1 | 2002
20169 | Avista Corp | 8022 | Boulder Park | WA | Spokane | 5 | Natural Gas Internal Combustion Engine | NG | Natural Gas Peaker | 4.1 | 2002
20169 | Avista Corp | 8022 | Boulder Park | WA | Spokane | 6 | Natural Gas Internal Combustion Engine | NG | Natural Gas Peaker | 4.1 | 2002
20856 | Wisconsin Power & Light Co | 8023 | Columbia (WI) | WI | Columbia | 1 | Conventional Steam Coal | SUB | Hard Coal | 556 | 1975
20856 | Wisconsin Power & Light Co | 8023 | Columbia (WI) | WI | Columbia | 2 | Conventional Steam Coal | SUB | Hard Coal | 556 | 1978
1307 | Basin Electric Power Coop | 8026 | Hartzog | WY | Campbell | 1 | Natural Gas Fired Combustion Turbine | NG | Natural Gas Peaker | 7.5 | 2002
1307 | Basin Electric Power Coop | 8026 | Hartzog | WY | Campbell | 2 | Natural Gas Fired Combustion Turbine | NG | Natural Gas Peaker | 7.5 | 2002
1307 | Basin Electric Power Coop | 8026 | Hartzog | WY | Campbell | 3 | Natural Gas Fired Combustion Turbine | NG | Natural Gas Peaker | 7.5 | 2002
13781 | Northern States Power Co - Minnesota | 8027 | Blue Lake | MN | Scott | 1 | Petroleum Liquids | DFO | Petroleum | 56.7 | 1974
13781 | Northern States Power Co - Minnesota | 8027 | Blue Lake | MN | Scott | 2 | Petroleum Liquids | DFO | Petroleum | 56.7 | 1974
13781 | Northern States Power Co - Minnesota | 8027 | Blue Lake | MN | Scott | 3 | Petroleum Liquids | DFO | Petroleum | 56.7 | 1974
13781 | Northern States Power Co - Minnesota | 8027 | Blue Lake | MN | Scott | 4 | Petroleum Liquids | DFO | Petroleum | 56.7 | 1974
13781 | Northern States Power Co - Minnesota | 8027 | Blue Lake | MN | Scott | 7 | Natural Gas Fired Combustion Turbine | NG | Natural Gas Peaker | 166.3 | 2005
13781 | Northern States Power Co - Minnesota | 8027 | Blue Lake | MN | Scott | 8 | Natural Gas Fired Combustion Turbine | NG | Natural Gas Peaker | 166.3 | 2005
1307 | Basin Electric Power Coop | 8028 | Arvada | WY | Sheridan | 1 | Natural Gas Fired Combustion Turbine | NG | Natural Gas Peaker | 7.5 | 2002
1307 | Basin Electric Power Coop | 8028 | Arvada | WY | Sheridan | 2 | Natural Gas Fired Combustion Turbine | NG | Natural Gas Peaker | 7.5 | 2002
1307 | Basin Electric Power Coop | 8028 | Arvada | WY | Sheridan | 3 | Natural Gas Fired Combustion Turbine | NG | Natural Gas Peaker | 7.5 | 2002
12341 | MidAmerican Energy Co | 8029 | Sycamore (IA) | IA | Polk | 1 | Natural Gas Fired Combustion Turbine | NG | Natural Gas Peaker | 78.8 | 1974
12341 | MidAmerican Energy Co | 8029 | Sycamore (IA) | IA | Polk | 2 | Natural Gas Fired Combustion Turbine | NG | Natural Gas Peaker | 78.8 | 1974
1307 | Basin Electric Power Coop | 8030 | Barber Creek | WY | Campbell | 1 | Natural Gas Fired Combustion Turbine | NG | Natural Gas Peaker | 7.5 | 2002
1307 | Basin Electric Power Coop | 8030 | Barber Creek | WY | Campbell | 2 | Natural Gas Fired Combustion Turbine | NG | Natural Gas Peaker | 7.5 | 2002
1307 | Basin Electric Power Coop | 8030 | Barber Creek | WY | Campbell | 3 | Natural Gas Fired Combustion Turbine | NG | Natural Gas Peaker | 7.5 | 2002
9417 | Interstate Power and Light Co | 8031 | Emery Station | IA | Cerro Gordo | 11 | Natural Gas Fired Combined Cycle | NG | Natural Gas Nonpeaker | 173.4 | 2004
9417 | Interstate Power and Light Co | 8031 | Emery Station | IA | Cerro Gordo | 12 | Natural Gas Fired Combined Cycle | NG | Natural Gas Nonpeaker | 173.4 | 2004
9417 | Interstate Power and Light Co | 8031 | Emery Station | IA | Cerro Gordo | ST1 | Natural Gas Fired Combined Cycle | NG | Natural Gas Nonpeaker | 256 | 2004
13809 | NorthWestern Energy - (SD) | 8034 | Yankton | SD | Yankton | 1 | Natural Gas Internal Combustion Engine | NG | Natural Gas Peaker | 2.2 | 1974
13809 | NorthWestern Energy - (SD) | 8034 | Yankton | SD | Yankton | 2 | Petroleum Liquids | DFO | Petroleum | 2.7 | 1974
13809 | NorthWestern Energy - (SD) | 8034 | Yankton | SD | Yankton | 3 | Natural Gas Internal Combustion Engine | NG | Natural Gas Peaker | 6.5 | 1975
13809 | NorthWestern Energy - (SD) | 8034 | Yankton | SD | Yankton | 4 | Petroleum Liquids | DFO | Petroleum | 2 | 1963
13337 | Nebraska Public Power District | 8036 | Cooper Nuclear Station | NE | Nemaha | 1 | Nuclear | NUC | Nuclear | 801 | 1974
18315 | Sunflower Electric Power Corp | 8037 | Clifton | KS | Washington | 1 | Natural Gas Fired Combustion Turbine | NG | Natural Gas Peaker | 85 | 1974
18315 | Sunflower Electric Power Corp | 8037 | Clifton | KS | Washington | 2 | Petroleum Liquids | DFO | Petroleum | 2.5 | 1974
5416 | Duke Energy Carolinas, LLC | 8042 | Belews Creek | NC | Stokes | 1 | Conventional Steam Coal | BIT | Hard Coal | 1245.6 | 1974
5416 | Duke Energy Carolinas, LLC | 8042 | Belews Creek | NC | Stokes | 2 | Conventional Steam Coal | BIT | Hard Coal | 1245.6 | 1975
6455 | Duke Energy Florida, Inc | 8048 | Anclote | FL | Pasco | 1 | Natural Gas Steam Turbine | NG | Natural Gas Peaker | 556.2 | 1974
6455 | Duke Energy Florida, Inc | 8048 | Anclote | FL | Pasco | 2 | Natural Gas Steam Turbine | NG | Natural Gas Peaker | 556.2 | 1978
6455 | Duke Energy Florida, Inc | 8049 | Intercession City | FL | Osceola | P1 | Petroleum Liquids | DFO | Petroleum | 56.7 | 1974
6455 | Duke Energy Florida, Inc | 8049 | Intercession City | FL | Osceola | P10 | Natural Gas Fired Combustion Turbine | NG | Natural Gas Peaker | 103.5 | 1993
6455 | Duke Energy Florida, Inc | 8049 | Intercession City | FL | Osceola | P11 | Petroleum Liquids | DFO | Petroleum | 103.5 | 1997
6455 | Duke Energy Florida, Inc | 8049 | Intercession City | FL | Osceola | P12 | Natural Gas Fired Combustion Turbine | NG | Natural Gas Peaker | 103.5 | 2000
6455 | Duke Energy Florida, Inc | 8049 | Intercession City | FL | Osceola | P13 | Natural Gas Fired Combustion Turbine | NG | Natural Gas Peaker | 103.5 | 2000
6455 | Duke Energy Florida, Inc | 8049 | Intercession City | FL | Osceola | P14 | Natural Gas Fired Combustion Turbine | NG | Natural Gas Peaker | 103.5 | 2000
6455 | Duke Energy Florida, Inc | 8049 | Intercession City | FL | Osceola | P2 | Petroleum Liquids | DFO | Petroleum | 56.7 | 1974
6455 | Duke Energy Florida, Inc | 8049 | Intercession City | FL | Osceola | P3 | Petroleum Liquids | DFO | Petroleum | 56.7 | 1974
6455 | Duke Energy Florida, Inc | 8049 | Intercession City | FL | Osceola | P4 | Petroleum Liquids | DFO | Petroleum | 56.7 | 1974
6455 | Duke Energy Florida, Inc | 8049 | Intercession City | FL | Osceola | P5 | Petroleum Liquids | DFO | Petroleum | 56.7 | 1974
6455 | Duke Energy Florida, Inc | 8049 | Intercession City | FL | Osceola | P6 | Petroleum Liquids | DFO | Petroleum | 56.7 | 1974
6455 | Duke Energy Florida, Inc | 8049 | Intercession City | FL | Osceola | P7 | Natural Gas Fired Combustion Turbine | NG | Natural Gas Peaker | 103.5 | 1993
6455 | Duke Energy Florida, Inc | 8049 | Intercession City | FL | Osceola | P8 | Natural Gas Fired Combustion Turbine | NG | Natural Gas Peaker | 103.5 | 1993
6455 | Duke Energy Florida, Inc | 8049 | Intercession City | FL | Osceola | P9 | Natural Gas Fired Combustion Turbine | NG | Natural Gas Peaker | 103.5 | 1993
20863 | Wisconsin River Power Company | 8050 | Juneau | WI | Juneau | 31 | Petroleum Liquids | DFO | Petroleum | 16 | 2003
15296 | New York Power Authority | 8053 | Pouch | NY | Richmond | N01 | Natural Gas Fired Combustion Turbine | NG | Natural Gas Peaker | 47 | 2001
12685 | Entergy Mississippi Inc | 8054 | Gerald Andrus | MS | Washington | 1 | Natural Gas Steam Turbine | NG | Natural Gas Peaker | 781.4 | 1975
814 | Entergy Arkansas Inc | 8055 | Arkansas Nuclear One | AR | Pope | 1 | Nuclear | NUC | Nuclear | 902.5 | 1974
814 | Entergy Arkansas Inc | 8055 | Arkansas Nuclear One | AR | Pope | 2 | Nuclear | NUC | Nuclear | 942.5 | 1980
11241 | Entergy Louisiana LLC | 8056 | Waterford 1 & 2 | LA | St Charles | 1 | Natural Gas Steam Turbine | NG | Natural Gas Peaker | 445.5 | 1975
11241 | Entergy Louisiana LLC | 8056 | Waterford 1 & 2 | LA | St Charles | 2 | Natural Gas Steam Turbine | NG | Natural Gas Peaker | 445.5 | 1975
11241 | Entergy Louisiana LLC | 8056 | Waterford 1 & 2 | LA | St Charles | 4 | Petroleum Liquids | DFO | Petroleum | 41 | 2009
15474 | Public Service Co of Oklahoma | 8059 | Comanche (OK) | OK | Comanche | 1G1 | Natural Gas Fired Combined Cycle | NG | Natural Gas Nonpeaker | 85 | 1973
15474 | Public Service Co of Oklahoma | 8059 | Comanche (OK) | OK | Comanche | 1G2 | Natural Gas Fired Combined Cycle | NG | Natural Gas Nonpeaker | 85 | 1973
15474 | Public Service Co of Oklahoma | 8059 | Comanche (OK) | OK | Comanche | 1S | Natural Gas Fired Combined Cycle | NG | Natural Gas Nonpeaker | 120 | 1974
15474 | Public Service Co of Oklahoma | 8059 | Comanche (OK) | OK | Comanche | IC1 | Petroleum Liquids | DFO | Petroleum | 4 | 1962
55983 | Luminant Generation Company LLC | 8063 | DeCordova Steam Electric Station | TX | Hood | CT1 | Natural Gas Fired Combustion Turbine | NG | Natural Gas Peaker | 89.4 | 1990
55983 | Luminant Generation Company LLC | 8063 | DeCordova Steam Electric Station | TX | Hood | CT2 | Natural Gas Fired Combustion Turbine | NG | Natural Gas Peaker | 89.4 | 1990
55983 | Luminant Generation Company LLC | 8063 | DeCordova Steam Electric Station | TX | Hood | CT3 | Natural Gas Fired Combustion Turbine | NG | Natural Gas Peaker | 89.4 | 1990
55983 | Luminant Generation Company LLC | 8063 | DeCordova Steam Electric Station | TX | Hood | CT4 | Natural Gas Fired Combustion Turbine | NG | Natural Gas Peaker | 89.4 | 1990
14354 | PacifiCorp | 8066 | Jim Bridger | WY | Sweetwater | 1 | Conventional Steam Coal | SUB | Hard Coal | 608.3 | 1974
14354 | PacifiCorp | 8066 | Jim Bridger | WY | Sweetwater | 2 | Conventional Steam Coal | SUB | Hard Coal | 617 | 1975
14354 | PacifiCorp | 8066 | Jim Bridger | WY | Sweetwater | 3 | Conventional Steam Coal | SUB | Hard Coal | 608.3 | 1976
14354 | PacifiCorp | 8066 | Jim Bridger | WY | Sweetwater | 4 | Conventional Steam Coal | SUB | Hard Coal | 608.3 | 1979
15466 | Public Service Co of Colorado | 8067 | Fort Lupton | CO | Weld | 1 | Natural Gas Fired Combustion Turbine | NG | Natural Gas Peaker | 50.4 | 1972
15466 | Public Service Co of Colorado | 8067 | Fort Lupton | CO | Weld | 2 | Natural Gas Fired Combustion Turbine | NG | Natural Gas Peaker | 50.4 | 1972
16572 | Salt River Project | 8068 | Santan | AZ | Maricopa | ST1 | Natural Gas Fired Combined Cycle | NG | Natural Gas Nonpeaker | 103.5 | 1974
16572 | Salt River Project | 8068 | Santan | AZ | Maricopa | ST2 | Natural Gas Fired Combined Cycle | NG | Natural Gas Nonpeaker | 103.5 | 1974
16572 | Salt River Project | 8068 | Santan | AZ | Maricopa | ST3 | Natural Gas Fired Combined Cycle | NG | Natural Gas Nonpeaker | 103.5 | 1974
16572 | Salt River Project | 8068 | Santan | AZ | Maricopa | ST4 | Natural Gas Fired Combined Cycle | NG | Natural Gas Nonpeaker | 103.5 | 1975
16572 | Salt River Project | 8068 | Santan | AZ | Maricopa | ST5A | Natural Gas Fired Combined Cycle | NG | Natural Gas Nonpeaker | 153.8 | 2005
16572 | Salt River Project | 8068 | Santan | AZ | Maricopa | ST5B | Natural Gas Fired Combined Cycle | NG | Natural Gas Nonpeaker | 153.8 | 2005
16572 | Salt River Project | 8068 | Santan | AZ | Maricopa | ST5S | Natural Gas Fired Combined Cycle | NG | Natural Gas Nonpeaker | 314.5 | 2005
16572 | Salt River Project | 8068 | Santan | AZ | Maricopa | ST6A | Natural Gas Fired Combined Cycle | NG | Natural Gas Nonpeaker | 153.8 | 2006
16572 | Salt River Project | 8068 | Santan | AZ | Maricopa | ST6S | Natural Gas Fired Combined Cycle | NG | Natural Gas Nonpeaker | 136.1 | 2006
14354 | PacifiCorp | 8069 | Huntington | UT | Emery | 1 | Conventional Steam Coal | BIT | Hard Coal | 541.3 | 1977
14354 | PacifiCorp | 8069 | Huntington | UT | Emery | 2 | Conventional Steam Coal | BIT | Hard Coal | 496 | 1974
15248 | Portland General Electric Co | 8073 | Beaver | OR | Columbia | 1 | Natural Gas Fired Combined Cycle | NG | Natural Gas Nonpeaker | 68.3 | 1974
15248 | Portland General Electric Co | 8073 | Beaver | OR | Columbia | 2 | Natural Gas Fired Combined Cycle | NG | Natural Gas Nonpeaker | 68.3 | 1974
15248 | Portland General Electric Co | 8073 | Beaver | OR | Columbia | 3 | Natural Gas Fired Combined Cycle | NG | Natural Gas Nonpeaker | 68.3 | 1974
15248 | Portland General Electric Co | 8073 | Beaver | OR | Columbia | 4 | Natural Gas Fired Combined Cycle | NG | Natural Gas Nonpeaker | 68.3 | 1974
15248 | Portland General Electric Co | 8073 | Beaver | OR | Columbia | 5 | Natural Gas Fired Combined Cycle | NG | Natural Gas Nonpeaker | 68.3 | 1974
15248 | Portland General Electric Co | 8073 | Beaver | OR | Columbia | 6 | Natural Gas Fired Combined Cycle | NG | Natural Gas Nonpeaker | 68.3 | 1974
15248 | Portland General Electric Co | 8073 | Beaver | OR | Columbia | 7 | Natural Gas Fired Combined Cycle | NG | Natural Gas Nonpeaker | 176.4 | 1977
15248 | Portland General Electric Co | 8073 | Beaver | OR | Columbia | 8 | Natural Gas Fired Combustion Turbine | NG | Natural Gas Peaker | 24.5 | 2001
15908 | NRG California South LP | 8076 | Ellwood | CA | Santa Barbara | 01 | Natural Gas Fired Combustion Turbine | NG | Natural Gas Peaker | 58 | 1974
8287 | Hawaii Electric Light Co Inc | 8083 | Keahole | HI | Hawaii | 2 | Petroleum Liquids | DFO | Petroleum | 17.6 | 1989
8287 | Hawaii Electric Light Co Inc | 8083 | Keahole | HI | Hawaii | 21 | Petroleum Liquids | DFO | Petroleum | 2.5 | 1984
8287 | Hawaii Electric Light Co Inc | 8083 | Keahole | HI | Hawaii | 22 | Petroleum Liquids | DFO | Petroleum | 2.5 | 1984
8287 | Hawaii Electric Light Co Inc | 8083 | Keahole | HI | Hawaii | 23 | Petroleum Liquids | DFO | Petroleum | 2.5 | 1988
8287 | Hawaii Electric Light Co Inc | 8083 | Keahole | HI | Hawaii | 7 | Petroleum Liquids | DFO | Petroleum | 18 | 2009
8287 | Hawaii Electric Light Co Inc | 8083 | Keahole | HI | Hawaii | CT4 | Petroleum Liquids | DFO | Petroleum | 23 | 2004
8287 | Hawaii Electric Light Co Inc | 8083 | Keahole | HI | Hawaii | CT5 | Petroleum Liquids | DFO | Petroleum | 23 | 2004
17834 | City of Springfield - (CO) | 8100 | Springfield (CO) | CO | BACA | 1 | Petroleum Liquids | DFO | Petroleum | 1.2 | 1965
17834 | City of Springfield - (CO) | 8100 | Springfield (CO) | CO | BACA | 2 | Petroleum Liquids | DFO | Petroleum | 0.2 | 1950
17834 | City of Springfield - (CO) | 8100 | Springfield (CO) | CO | BACA | IC4 | Petroleum Liquids | DFO | Petroleum | 0.5 | 1950
17834 | City of Springfield - (CO) | 8100 | Springfield (CO) | CO | BACA | IC5 | Petroleum Liquids | DFO | Petroleum | 0.8 | 1960
58620 | AEP Generation Resources Inc | 8102 | General James M Gavin | OH | Gallia | 1 | Conventional Steam Coal | BIT | Hard Coal | 1300 | 1974
58620 | AEP Generation Resources Inc | 8102 | General James M Gavin | OH | Gallia | 2 | Conventional Steam Coal | BIT | Hard Coal | 1300 | 1975
7969 | City of Halstad - (MN) | 8105 | Halstad | MN | Norman | 4 | Petroleum Liquids | DFO | Petroleum | 2 | 2007
7969 | City of Halstad - (MN) | 8105 | Halstad | MN | Norman | 5 | Petroleum Liquids | DFO | Petroleum | 2 | 2007
18947 | City of Tipton - (IA) | 8106 | Tipton | IA | Cedar | 1A | Natural Gas Internal Combustion Engine | NG | Natural Gas Peaker | 2 | 2001
18947 | City of Tipton - (IA) | 8106 | Tipton | IA | Cedar | 2 | Natural Gas Internal Combustion Engine | NG | Natural Gas Peaker | 1.3 | 1971
18947 | City of Tipton - (IA) | 8106 | Tipton | IA | Cedar | 3 | Natural Gas Internal Combustion Engine | NG | Natural Gas Peaker | 1.3 | 1971
18947 | City of Tipton - (IA) | 8106 | Tipton | IA | Cedar | 4 | Petroleum Liquids | DFO | Petroleum | 0.3 | 1955
18947 | City of Tipton - (IA) | 8106 | Tipton | IA | Cedar | 5 | Petroleum Liquids | DFO | Petroleum | 2 | 2011
18947 | City of Tipton - (IA) | 8106 | Tipton | IA | Cedar | 6 | Petroleum Liquids | DFO | Petroleum | 2 | 2011
8847 | City of Hopkinton - (IA) | 8108 | Hopkinton | IA | Delaware | 1 | Petroleum Liquids | DFO | Petroleum | 1.6 | 1973
8847 | City of Hopkinton - (IA) | 8108 | Hopkinton | IA | Delaware | CAT | Petroleum Liquids | DFO | Petroleum | 2.5 | 2011
17946 | City of Stanberry - (MO) | 8110 | Stanberry | MO | Gentry | 1 | Natural Gas Internal Combustion Engine | NG | Natural Gas Peaker | 1.1 | 1963
17946 | City of Stanberry - (MO) | 8110 | Stanberry | MO | Gentry | 2 | Natural Gas Internal Combustion Engine | NG | Natural Gas Peaker | 1.1 | 1967
17946 | City of Stanberry - (MO) | 8110 | Stanberry | MO | Gentry | IC5 | Petroleum Liquids | DFO | Petroleum | 0.3 | 1958
17946 | City of Stanberry - (MO) | 8110 | Stanberry | MO | Gentry | IC6 | Natural Gas Internal Combustion Engine | NG | Natural Gas Peaker | 1.8 | 1979
3989 | City of Colorado Springs - (CO) | 8219 | Ray D Nixon | CO | El Paso | 1 | Conventional Steam Coal | SUB | Hard Coal | 207 | 1980
3989 | City of Colorado Springs - (CO) | 8219 | Ray D Nixon | CO | El Paso | GT1 | Natural Gas Fired Combustion Turbine | NG | Natural Gas Peaker | 37.8 | 1999
3989 | City of Colorado Springs - (CO) | 8219 | Ray D Nixon | CO | El Paso | GT2 | Natural Gas Fired Combustion Turbine | NG | Natural Gas Peaker | 37.8 | 1999
14232 | Otter Tail Power Co | 8222 | Coyote | ND | Mercer | 1 | Conventional Steam Coal | LIG | Lignite | 450 | 1981
24211 | Tucson Electric Power Co | 8223 | Springerville | AZ | Apache | 1 | Conventional Steam Coal | SUB | Hard Coal | 424.8 | 1985
24211 | Tucson Electric Power Co | 8223 | Springerville | AZ | Apache | 2 | Conventional Steam Coal | SUB | Hard Coal | 424.8 | 1990
24211 | Tucson Electric Power Co | 8223 | Springerville | AZ | Apache | 3 | Conventional Steam Coal | SUB | Hard Coal | 458.1 | 2006
24211 | Tucson Electric Power Co | 8223 | Springerville | AZ | Apache | 4 | Conventional Steam Coal | SUB | Hard Coal | 458.1 | 2009
24211 | Tucson Electric Power Co | 8223 | Springerville | AZ | Apache | SGSS | Solar Photovoltaic | SUN | Solar PV | 3.7 | 2001
24211 | Tucson Electric Power Co | 8223 | Springerville | AZ | Apache | SGSS1 | Solar Photovoltaic | SUN | Solar PV | 1.4 | 2010
24211 | Tucson Electric Power Co | 8223 | Springerville | AZ | Apache | WMS | Solar Photovoltaic | SUN | Solar PV | 8.3 | 2014
17166 | Sierra Pacific Power Co | 8224 | North Valmy | NV | Humboldt | 1 | Conventional Steam Coal | SUB | Hard Coal | 277.2 | 1981
17166 | Sierra Pacific Power Co | 8224 | North Valmy | NV | Humboldt | 2 | Conventional Steam Coal | SUB | Hard Coal | 289.8 | 1985
59524 | Seneca Generation LLC | 8225 | FirstEnergy Seneca | PA | Warren | 1 | Hydroelectric Pumped Storage | WAT | Other | 220 | 1970
59524 | Seneca Generation LLC | 8225 | FirstEnergy Seneca | PA | Warren | 2 | Hydroelectric Pumped Storage | WAT | Other | 220 | 1970
59524 | Seneca Generation LLC | 8225 | FirstEnergy Seneca | PA | Warren | 3 | Hydroelectric Pumped Storage | WAT | Other | 29 | 1970
14165 | NRG Power Midwest LP | 8226 | Cheswick Power Plant | PA | Allegheny | 1 | Conventional Steam Coal | BIT | Hard Coal | 637 | 1970
2518 | U S Bureau of Reclamation | 8902 | Hoover Dam (AZ) | AZ | Mohave | A0 | Conventional Hydroelectric | WAT | Hydro | 2.4 | 1936
2518 | U S Bureau of Reclamation | 8902 | Hoover Dam (AZ) | AZ | Mohave | A1 | Conventional Hydroelectric | WAT | Hydro | 130 | 1941
2518 | U S Bureau of Reclamation | 8902 | Hoover Dam (AZ) | AZ | Mohave | A2 | Conventional Hydroelectric | WAT | Hydro | 130 | 1942
2518 | U S Bureau of Reclamation | 8902 | Hoover Dam (AZ) | AZ | Mohave | A3 | Conventional Hydroelectric | WAT | Hydro | 130 | 1952
2518 | U S Bureau of Reclamation | 8902 | Hoover Dam (AZ) | AZ | Mohave | A4 | Conventional Hydroelectric | WAT | Hydro | 130 | 1952
2518 | U S Bureau of Reclamation | 8902 | Hoover Dam (AZ) | AZ | Mohave | A5 | Conventional Hydroelectric | WAT | Hydro | 127 | 1943
2518 | U S Bureau of Reclamation | 8902 | Hoover Dam (AZ) | AZ | Mohave | A6 | Conventional Hydroelectric | WAT | Hydro | 130 | 1939
2518 | U S Bureau of Reclamation | 8902 | Hoover Dam (AZ) | AZ | Mohave | A7 | Conventional Hydroelectric | WAT | Hydro | 130 | 1939
2518 | U S Bureau of Reclamation | 8902 | Hoover Dam (AZ) | AZ | Mohave | A8 | Conventional Hydroelectric | WAT | Hydro | 61.5 | 1937
2518 | U S Bureau of Reclamation | 8902 | Hoover Dam (AZ) | AZ | Mohave | A9 | Conventional Hydroelectric | WAT | Hydro | 68.5 | 1952
54863 | U S Power Generating Company LLC | 8906 | Astoria Generating Station | NY | Queens | 1 | Natural Gas Fired Combustion Turbine | NG | Natural Gas Peaker | 15 | 1967
54863 | U S Power Generating Company LLC | 8906 | Astoria Generating Station | NY | Queens | 2 | Natural Gas Steam Turbine | NG | Natural Gas Peaker | 180 | 1954
54863 | U S Power Generating Company LLC | 8906 | Astoria Generating Station | NY | Queens | 3 | Natural Gas Steam Turbine | NG | Natural Gas Peaker | 376 | 1958
54863 | U S Power Generating Company LLC | 8906 | Astoria Generating Station | NY | Queens | 4 | Natural Gas Steam Turbine | NG | Natural Gas Peaker | 387 | 1961
54863 | U S Power Generating Company LLC | 8906 | Astoria Generating Station | NY | Queens | ST5 | Natural Gas Steam Turbine | NG | Natural Gas Peaker | 387 | 1962
6028 | Entergy Nuclear Indian Point 3 | 8907 | Indian Point 3 | NY | Westchester | 3 | Nuclear | NUC | Nuclear | 1012 | 1976
8973 | Town of Hudson - (MA) | 9038 | Cherry Street | MA | MIDDLESEX | 10 | Petroleum Liquids | DFO | Petroleum | 2.2 | 1962
8973 | Town of Hudson - (MA) | 9038 | Cherry Street | MA | MIDDLESEX | 11 | Petroleum Liquids | DFO | Petroleum | 2.2 | 1962
8973 | Town of Hudson - (MA) | 9038 | Cherry Street | MA | MIDDLESEX | 12 | Petroleum Liquids | DFO | Petroleum | 5.6 | 1972
8973 | Town of Hudson - (MA) | 9038 | Cherry Street | MA | MIDDLESEX | 7 | Petroleum Liquids | DFO | Petroleum | 3.3 | 1951
8973 | Town of Hudson - (MA) | 9038 | Cherry Street | MA | MIDDLESEX | 8 | Petroleum Liquids | DFO | Petroleum | 4 | 1956
20169 | Avista Corp | 9095 | Monroe Street | WA | Spokane | 6 | Conventional Hydroelectric | WAT | Hydro | 14.8 | 1992
20169 | Avista Corp | 9096 | Upper Falls | WA | Spokane | 1 | Conventional Hydroelectric | WAT | Hydro | 10 | 1922
11479 | Madison Gas & Electric Co | 9674 | Nine Springs | WI | Dane | GT1 | Natural Gas Fired Combustion Turbine | NG | Natural Gas Peaker | 16.2 | 1964
16868 | City of Seattle - (WA) | 9842 | Newhalem | WA | Whatcom | 20 | Conventional Hydroelectric | WAT | Hydro | 2.3 | 1970
8776 | City of Holyoke Gas and Electric Dept. | 9864 | Cabot Holyoke | MA | Hampden | 1 | Conventional Hydroelectric | WAT | Hydro | 0.8 | 1893
8776 | City of Holyoke Gas and Electric Dept. | 9864 | Cabot Holyoke | MA | Hampden | 2 | Conventional Hydroelectric | WAT | Hydro | 0.8 | 1938
8776 | City of Holyoke Gas and Electric Dept. | 9864 | Cabot Holyoke | MA | Hampden | 3 | Conventional Hydroelectric | WAT | Hydro | 0.4 | 1939
8776 | City of Holyoke Gas and Electric Dept. | 9864 | Cabot Holyoke | MA | Hampden | 4 | Conventional Hydroelectric | WAT | Hydro | 0.6 | 1907
19173 | Colorado Energy Nations Company LLC | 10003 | Colorado Energy Nations Company | CO | Jefferson | GEN1 | Natural Gas Steam Turbine | NG | Natural Gas Peaker | 7.5 | 1976
19173 | Colorado Energy Nations Company LLC | 10003 | Colorado Energy Nations Company | CO | Jefferson | GEN2 | Natural Gas Steam Turbine | NG | Natural Gas Peaker | 7.5 | 1977
19173 | Colorado Energy Nations Company LLC | 10003 | Colorado Energy Nations Company | CO | Jefferson | GEN3 | Natural Gas Steam Turbine | NG | Natural Gas Peaker | 20 | 1983
9383 | Mosaic Fertilizer LLC | 10004 | Mosaic South Pierce Operations | FL | Polk | TG1 | All Other | WH | Other | 7.5 | 1978
9383 | Mosaic Fertilizer LLC | 10004 | Mosaic South Pierce Operations | FL | Polk | TG2 | All Other | WH | Other | 38 | 1992
9397 | International Turbine Res Inc | 10005 | Dinosaur Point | CA | MERCED | WTGS | Onshore Wind Turbine | WND | Wind | 17.4 | 1988
1194 | Baptist Memorial Hospital | 10008 | Baptist Medical Center | FL | DUVAL | TG-2 | Natural Gas Fired Combustion Turbine | NG | Natural Gas Peaker | 2.5 | 1983
1194 | Baptist Memorial Hospital | 10008 | Baptist Medical Center | FL | DUVAL | TG-3 | Natural Gas Fired Combustion Turbine | NG | Natural Gas Peaker | 3 | 1986
1194 | Baptist Memorial Hospital | 10008 | Baptist Medical Center | FL | DUVAL | TG-4 | Natural Gas Fired Combustion Turbine | NG | Natural Gas Peaker | 3.5 | 1993
4458 | Covanta Warren Energy Resource Co LP | 10012 | Covanta Warren Energy | NJ | Warren | 1 | Municipal Solid Waste | MSW | Municipal Solid Waste | 13.5 | 1988
4435 | Covanta Energy Co | 10013 | Covanta Hennepin Energy | MN | Hennepin | GEN1 | Municipal Solid Waste | MSW | Municipal Solid Waste | 39.5 | 1989
1932 | Boise-Kuna Irrigation District | 10014 | Lucky Peak Power Plant Project | ID | Ada | U131 | Conventional Hydroelectric | WAT | Hydro | 45 | 1988
1932 | Boise-Kuna Irrigation District | 10014 | Lucky Peak Power Plant Project | ID | Ada | U132 | Conventional Hydroelectric | WAT | Hydro | 45 | 1988
1932 | Boise-Kuna Irrigation District | 10014 | Lucky Peak Power Plant Project | ID | Ada | U133 | Conventional Hydroelectric | WAT | Hydro | 11.2 | 1988
17465 | WestRock-West Point Mill | 10017 | WestRock-West Point Mill | VA | King William | GEN8 | Wood/Wood Waste Biomass | BLQ | Biomass | 5 | 1954
17465 | WestRock-West Point Mill | 10017 | WestRock-West Point Mill | VA | King William | GEN9 | Wood/Wood Waste Biomass | BLQ | Biomass | 10 | 1960
17465 | WestRock-West Point Mill | 10017 | WestRock-West Point Mill | VA | King William | GN10 | Wood/Wood Waste Biomass | BLQ | Biomass | 25 | 1968
17465 | WestRock-West Point Mill | 10017 | WestRock-West Point Mill | VA | King William | GN11 | Wood/Wood Waste Biomass | BLQ | Biomass | 15 | 1977
17465 | WestRock-West Point Mill | 10017 | WestRock-West Point Mill | VA | King William | GN12 | Wood/Wood Waste Biomass | BLQ | Biomass | 46 | 1985
34691 | Ormat Nevada Inc | 10018 | Desert Peak Power Plant | NV | Lyon | GEN2 | Geothermal | GEO | Geothermal | 15 | 2006
34691 | Ormat Nevada Inc | 10018 | Desert Peak Power Plant | NV | Lyon | OEC2 | Geothermal | GEO | Geothermal | 11 | 2006
4558 | Cutrale Citrus Juices USA Inc | 10020 | Cutrale Citrus Juices USA I | FL | LAKE | GEN2 | Natural Gas Fired Combustion Turbine | NG | Natural Gas Peaker | 4.1 | 2010
5624 | RED-Rochester, LLC | 10025 | RED-Rochester, LLC | NY | Monroe | 17TG | Conventional Steam Coal | BIT | Hard Coal | 15 | 1968
5624 | RED-Rochester, LLC | 10025 | RED-Rochester, LLC | NY | Monroe | 22TG | Conventional Steam Coal | BIT | Hard Coal | 12.5 | 1954
5624 | RED-Rochester, LLC | 10025 | RED-Rochester, LLC | NY | Monroe | 41TG | Conventional Steam Coal | BIT | Hard Coal | 25.6 | 1964
5624 | RED-Rochester, LLC | 10025 | RED-Rochester, LLC | NY | Monroe | 42TG | Conventional Steam Coal | BIT | Hard Coal | 25.6 | 1967
5624 | RED-Rochester, LLC | 10025 | RED-Rochester, LLC | NY | Monroe | 43TG | Conventional Steam Coal | BIT | Hard Coal | 25.6 | 1969
5624 | RED-Rochester, LLC | 10025 | RED-Rochester, LLC | NY | Monroe | 44TG | Conventional Steam Coal | BIT | Hard Coal | 25.6 | 1987
5624 | RED-Rochester, LLC | 10025 | RED-Rochester, LLC | NY | Monroe | 75TG | Conventional Steam Coal | BIT | Hard Coal | 3 | 2015
5624 | RED-Rochester, LLC | 10025 | RED-Rochester, LLC | NY | Monroe | KPR1 | Conventional Hydroelectric | WAT | Hydro | 0.4 | 1957
5901 | Encina Joint Powers Authority | 10026 | Encina Water Pollution Control | CA | SAN DIEGO | EG10 | Other Waste Biomass | OBG | Biomass | 0.8 | 2008
5901 | Encina Joint Powers Authority | 10026 | Encina Water Pollution Control | CA | SAN DIEGO | EG20 | Other Waste Biomass | OBG | Biomass | 0.8 | 2008
5901 | Encina Joint Powers Authority | 10026 | Encina Water Pollution Control | CA | SAN DIEGO | EG30 | Other Waste Biomass | OBG | Biomass | 0.8 | 2009
5901 | Encina Joint Powers Authority | 10026 | Encina Water Pollution Control | CA | SAN DIEGO | EG40 | Other Waste Biomass | OBG | Biomass | 0.8 | 2009
6042 | EUI Management PH Inc | 10027 | Windpark Unlimited 1 | CA | Riverside | EXIS | Onshore Wind Turbine | WND | Wind | 9.4 | 1985
3123 | CDM Hydroelectric Co | 10028 | Felt Hydroelectric Plant | ID | Teton | GEN1 | Conventional Hydroelectric | WAT | Hydro | 2.7 | 1985
3123 | CDM Hydroelectric Co | 10028 | Felt Hydroelectric Plant | ID | Teton | GEN2 | Conventional Hydroelectric | WAT | Hydro | 2.7 | 1985
3123 | CDM Hydroelectric Co | 10028 | Felt Hydroelectric Plant | ID | Teton | GEN3 | Conventional Hydroelectric | WAT | Hydro | 1.1 | 1986
3123 | CDM Hydroelectric Co | 10028 | Felt Hydroelectric Plant | ID | Teton | GEN4 | Conventional Hydroelectric | WAT | Hydro | 0.9 | 1986
7049 | General Electric Aircraft Engines | 10029 | General Electric Aircraft Engines | MA | Essex | GEN5 | Natural Gas Steam Turbine | NG | Natural Gas Peaker | 10 | 1948
7049 | General Electric Aircraft Engines | 10029 | General Electric Aircraft Engines | MA | Essex | GEN6 | Natural Gas Steam Turbine | NG | Natural Gas Peaker | 10 | 1956
7049 | General Electric Aircraft Engines | 10029 | General Electric Aircraft Engines | MA | Essex | GEN7 | Natural Gas Steam Turbine | NG | Natural Gas Peaker | 12.5 | 1968
7049 | General Electric Aircraft Engines | 10029 | General Electric Aircraft Engines | MA | Essex | GEN8 | Natural Gas Fired Combustion Turbine | NG | Natural Gas Peaker | 21.1 | 1972
7860 | NRG Energy Center Dover LLC | 10030 | NRG Energy Center Dover | DE | Kent | COG1 | Natural Gas Fired Combined Cycle | NG | Natural Gas Nonpeaker | 18 | 1985
7860 | NRG Energy Center Dover LLC | 10030 | NRG Energy Center Dover | DE | Kent | KD-1 | Natural Gas Fired Combined Cycle | NG | Natural Gas Nonpeaker | 50 | 2001
7860 | NRG Energy Center Dover LLC | 10030 | NRG Energy Center Dover | DE | Kent | KD-2 | Natural Gas Fired Combustion Turbine | NG | Natural Gas Peaker | 50 | 2001
15430 | Detroit Renewable Power | 10033 | Greater Detroit Resource Recovery | MI | Wayne | GEN1 | Municipal Solid Waste | MSW | Municipal Solid Waste | 68.4 | 1988
3028 | Calpine Gilroy Cogen LP | 10034 | Gilroy Power Plant | CA | Santa Clara | GEN1 | Natural Gas Fired Combined Cycle | NG | Natural Gas Nonpeaker | 90 | 1987
3028 | Calpine Gilroy Cogen LP | 10034 | Gilroy Power Plant | CA | Santa Clara | GEN2 | Natural Gas Fired Combined Cycle | NG | Natural Gas Nonpeaker | 40 | 1987
56590 | Silverstreet Hydro | 10036 | Hillsborough Hosiery | NH | Hillsborough | GEN1 | Conventional Hydroelectric | WAT | Hydro | 0.6 | 1989
56590 | Silverstreet Hydro | 10036 | Hillsborough Hosiery | NH | Hillsborough | GEN2 | Conventional Hydroelectric | WAT | Hydro | 0.6 | 1989
10077 | Kaweah Delta Hospital | 10042 | Kaweah Delta District Hospital | CA | Tulare | KDHT1 | Natural Gas Fired Combustion Turbine | NG | Natural Gas Peaker | 3.5 | 2008
14932 | US Operating Services Company | 10043 | Logan Generating Company LP | NJ | Gloucester | GEN1 | Conventional Steam Coal | BIT | Hard Coal | 242.3 | 1994
54696 | Little Mac Power Company | 10049 | Little Mac Project | ID | TWIN FALLS | 1 | Conventional Hydroelectric | WAT | Hydro | 0.3 | 1984
54696 | Little Mac Power Company | 10049 | Little Mac Project | ID | TWIN FALLS | 2 | Conventional Hydroelectric | WAT | Hydro | 0.4 | 1984
54696 | Little Mac Power Company | 10049 | Little Mac Project | ID | TWIN FALLS | 3 | Conventional Hydroelectric | WAT | Hydro | 0.4 | 1984
54696 | Little Mac Power Company | 10049 | Little Mac Project | ID | TWIN FALLS | 4 | Conventional Hydroelectric | WAT | Hydro | 0.4 | 1984
11079 | Little Rock Wastewater Utility | 10050 | Fourche Creek Wastewater | AR | Pulaski | 4 | Other Waste Biomass | OBG | Biomass | 1.3 | 2009
49753 | Brooks Energy, LLC | 10051 | Lockville Hydropower | NC | Chatham | GEN1 | Conventional Hydroelectric | WAT | Hydro | 0.6 | 1985
49753 | Brooks Energy, LLC | 10051 | Lockville Hydropower | NC | Chatham | GEN2 | Conventional Hydroelectric | WAT | Hydro | 0.6 | 1985
54788 | DG Fairhaven Power LLC | 10052 | Fairhaven Power | CA | Humboldt | GEN1 | Wood/Wood Waste Biomass | WDS | Biomass | 18.8 | 1986
7075 | General Electric Co | 10058 | General Electric Diesel Engine Plant | PA | Mercer | REGN | Petroleum Liquids | DFO | Petroleum | 4.4 | 1984
7080 | General Electric Co | 10059 | General Electric Great Falls Upper Hydro | NH | Strafford | 1575 | Conventional Hydroelectric | WAT | Hydro | 1.6 | 1984
7080 | General Electric Co | 10059 | General Electric Great Falls Upper Hydro | NH | Strafford | 500 | Conventional Hydroelectric | WAT | Hydro | 0.5 | 1988
11401 | Mars Chocolate North America LLC | 10061 | MARS Chocolate North American LLC | NJ | WARREN | GEN1 | Natural Gas Fired Combined Cycle | NG | Natural Gas Nonpeaker | 8.8 | 1989
11401 | Mars Chocolate North America LLC | 10061 | MARS Chocolate North American LLC | NJ | WARREN | GEN2 | Natural Gas Fired Combined Cycle | NG | Natural Gas Nonpeaker | 1.4 | 1984
50085 | Covanta Southeast Florida Renewable Ltd | 10062 | Miami Dade County Resource Recovery Fac | FL | Miami Dade | GEN1 | Municipal Solid Waste | MSW | Municipal Solid Waste | 38.5 | 1981
50085 | Covanta Southeast Florida Renewable Ltd | 10062 | Miami Dade County Resource Recovery Fac | FL | Miami Dade | GEN2 | Municipal Solid Waste | MSW | Municipal Solid Waste | 38.5 | 1981
11943 | McCallum Enterprises I LP | 10063 | Derby Hydro | CT | Fairfield | GEN1 | Conventional Hydroelectric | WAT | Hydro | 4 | 1989
11943 | McCallum Enterprises I LP | 10063 | Derby Hydro | CT | Fairfield | GEN2 | Conventional Hydroelectric | WAT | Hydro | 4 | 1989
11943 | McCallum Enterprises I LP | 10063 | Derby Hydro | CT | Fairfield | GEN3 | Conventional Hydroelectric | WAT | Hydro | 0.3 | 1989
11943 | McCallum Enterprises I LP | 10063 | Derby Hydro | CT | Fairfield | GEN4 | Conventional Hydroelectric | WAT | Hydro | 0.3 | 1989
12401 | Merimil Ltd Partnership | 10066 | Lockwood Hydroelectric Facility | ME | Kennebec | GEN1 | Conventional Hydroelectric | WAT | Hydro | 0.8 | 1985
12401 | Merimil Ltd Partnership | 10066 | Lockwood Hydroelectric Facility | ME | Kennebec | GEN2 | Conventional Hydroelectric | WAT | Hydro | 0.8 | 1985
12401 | Merimil Ltd Partnership | 10066 | Lockwood Hydroelectric Facility | ME | Kennebec | GEN3 | Conventional Hydroelectric | WAT | Hydro | 0.8 | 1985
12401 | Merimil Ltd Partnership | 10066 | Lockwood Hydroelectric Facility | ME | Kennebec | GEN4 | Conventional Hydroelectric | WAT | Hydro | 0.8 | 1985
12401 | Merimil Ltd Partnership | 10066 | Lockwood Hydroelectric Facility | ME | Kennebec | GEN5 | Conventional Hydroelectric | WAT | Hydro | 0.8 | 1985
12401 | Merimil Ltd Partnership | 10066 | Lockwood Hydroelectric Facility | ME | Kennebec | GEN6 | Conventional Hydroelectric | WAT | Hydro | 0.8 | 1985
12401 | Merimil Ltd Partnership | 10066 | Lockwood Hydroelectric Facility | ME | Kennebec | GEN7 | Conventional Hydroelectric | WAT | Hydro | 2.4 | 1988
5164 | Denver City & County-Foothills | 10070 | Foothills Hydro Plant | CO | Douglas | GEN1 | Conventional Hydroelectric | WAT | Hydro | 3.1 | 1985
56217 | Portsmouth Operating Services LLC | 10071 | Portsmouth Genco LLC | VA | PORTSMOUTH CITY | GEN1 | Conventional Steam Coal | BIT | Hard Coal | 57.4 | 1988
56217 | Portsmouth Operating Services LLC | 10071 | Portsmouth Genco LLC | VA | PORTSMOUTH CITY | GEN2 | Conventional Steam Coal | BIT | Hard Coal | 57.4 | 1988
55727 | Orion Engineered Carbons | 10072 | Engineered Carbons Borger Cogen | TX | Hutchinson | GEN1 | Other Gases | OG | Biomass | 20 | 1982
59191 | Humboldt Bay Harbor Rec & Con Dist | 10074 | Pulp Mill Power House | CA | Humboldt | GEN1 | Wood/Wood Waste Biomass | BLQ | Biomass | 20 | 1965
12647 | ALLETE, Inc. | 10075 | Taconite Harbor Energy Center | MN | Cook | GEN1 | Conventional Steam Coal | SUB | Hard Coal | 84 | 1957
12647 | ALLETE, Inc. | 10075 | Taconite Harbor Energy Center | MN | Cook | GEN2 | Conventional Steam Coal | SUB | Hard Coal | 84 | 1957
5068 | Denver City & County of | 10081 | Strontia Springs Hydro Plant | CO | DOUGLAS | GEN1 | Conventional Hydroelectric | WAT | Hydro | 1 | 1986
11217 | Los Angeles County Sanitation | 10090 | Commerce Refuse To Energy | CA | Los Angeles | GEN1 | Municipal Solid Waste | MSW | Municipal Solid Waste | 12 | 1986
11217 | Los Angeles County Sanitation | 10091 | Total Energy Facilities | CA | Los Angeles | G2 | Other Waste Biomass | OBG | Biomass | 9.9 | 2003
11217 | Los Angeles County Sanitation | 10091 | Total Energy Facilities | CA | Los Angeles | G3 | Other Waste Biomass | OBG | Biomass | 9.9 | 2001
11217 | Los Angeles County Sanitation | 10091 | Total Energy Facilities | CA | Los Angeles | GEN1 | Other Waste Biomass | OBG | Biomass | 9.9 | 1986
11217 | Los Angeles County Sanitation | 10091 | Total Energy Facilities | CA | Los Angeles | GEN4 | Other Waste Biomass | OBG | Biomass | 8.7 | 1986
58553 | PAR Petroleum | 10093 | Tesoro Hawaii | HI | HONOLULU | GEN1 | Petroleum Liquids | WO | Petroleum | 20 | 1982
50160 | Pedricktown Cogeneration Company LP | 10099 | Pedricktown Cogeneration Company LP | NJ | Salem | GEN1 | Natural Gas Fired Combined Cycle | NG | Natural Gas Nonpeaker | 92.1 | 1992
50160 | Pedricktown Cogeneration Company LP | 10099 | Pedricktown Cogeneration Company LP | NJ | Salem | GEN2 | Natural Gas Fired Combined Cycle | NG | Natural Gas Nonpeaker | 42.4 | 1992
6636 | Foss Manufacturing Company LLC | 10108 | Hampton Facility | NH | ROCKINGHAM | GEN1 | Petroleum Liquids | DFO | Petroleum | 0.5 | 1978
6636 | Foss Manufacturing Company LLC | 10108 | Hampton Facility | NH | ROCKINGHAM | GEN2 | Petroleum Liquids | DFO | Petroleum | 0.5 | 1978
6636 | Foss Manufacturing Company LLC | 10108 | Hampton Facility | NH | ROCKINGHAM | GEN3 | Petroleum Liquids | DFO | Petroleum | 0.7 | 1980
6636 | Foss Manufacturing Company LLC | 10108 | Hampton Facility | NH | ROCKINGHAM | GEN4 | Petroleum Liquids | DFO | Petroleum | 0.7 | 1981
6636 | Foss Manufacturing Company LLC | 10108 | Hampton Facility | NH | ROCKINGHAM | GEN5 | Petroleum Liquids | DFO | Petroleum | 0.7 | 1984
6636 | Foss Manufacturing Company LLC | 10108 | Hampton Facility | NH | ROCKINGHAM | GEN6 | Petroleum Liquids | DFO | Petroleum | 0.7 | 1990
6636 | Foss Manufacturing Company LLC | 10108 | Hampton Facility | NH | ROCKINGHAM | GEN8 | Natural Gas Fired Combustion Turbine | NG | Natural Gas Peaker | 5 | 2000
57280 | Eagle Creek RE LLC | 10109 | Franklin Industrial Complex | NH | Merrimack | 1 | Conventional Hydroelectric | WAT | Hydro | 1.5 | 1985
57280 | Eagle Creek RE LLC | 10109 | Franklin Industrial Complex | NH | Merrimack | 2 | Conventional Hydroelectric | WAT | Hydro | 0.2 | 1982
15743 | Frito-Lay Inc | 10110 | Frito-Lay Cogen Plant | CA | Kern | GEN1 | Natural Gas Fired Combustion Turbine | NG | Natural Gas Peaker | 6 | 1986
7199 | Gilberton Power Co | 10113 | John B Rich Memorial Power Station | PA | Schuylkill | GEN1 | Conventional Steam Coal | WC | Hard Coal | 88.4 | 1988
7726 | Sharp Grossmont Hospital | 10115 | Grossmont Hospital | CA | San Diego | GEN1 | Natural Gas Fired Combustion Turbine | NG | Natural Gas Peaker | 0.8 | 1983
7726 | Sharp Grossmont Hospital | 10115 | Grossmont Hospital | CA | San Diego | GEN2 | Natural Gas Fired Combustion Turbine | NG | Natural Gas Peaker | 0.8 | 1983
9357 | Hampshire Paper Co Inc | 10116 | Hampshire Paper | NY | St Lawrence | 05 | Conventional Hydroelectric | WAT | Hydro | 3.4 | 1987
8181 | Harrisburg Authority | 10118 | Harrisburg Facility | PA | Dauphin | GEN3 | Municipal Solid Waste | MSW | Municipal Solid Waste | 24.1 | 2006
8486 | PInova Inc | 10120 | PInova Inc | GA | GLYNN | GEN5 | Wood/Wood Waste Biomass | WDS | Biomass | 7.1 | 1980
8596 | High Shoals Hydro | 10121 | High Shoals Hydro (GA) | GA | MORGAN | GEN1 | Conventional Hydroelectric | WAT | Hydro | 1.4 | 1988
59069 | CIP II/AR Bridgewater Holdings LLC | 10122 | CIP II/AR Bridgewater Holdings - NJCOE | NJ | Somerset | 02 | Natural Gas Fired Combustion Turbine | NG | Natural Gas Peaker | 5 | 2002
8701 | Hoffman LaRoche Inc | 10123 | Hoffmann LaRoche | NJ | Essex | TG01 | Natural Gas Fired Combustion Turbine | NG | Natural Gas Peaker | 5.3 | 2004
8701 | Hoffman LaRoche Inc | 10123 | Hoffmann LaRoche | NJ | Essex | TG03 | Natural Gas Fired Combustion Turbine | NG | Natural Gas Peaker | 5.3 | 2004
59136 | Ampersand Hollow Dam Hydro LLC | 10124 | Hollow Dam Power Partnership | NY | St Lawrence | HY1 | Conventional Hydroelectric | WAT | Hydro | 0.5 | 1987
59136 | Ampersand Hollow Dam Hydro LLC | 10124 | Hollow Dam Power Partnership | NY | St Lawrence | HY2 | Conventional Hydroelectric | WAT | Hydro | 0.5 | 1987
8758 | Honeywell Farm Inc | 10125 | Honeywell Farms | NY | QUEENS | 1 | Natural Gas Internal Combustion Engine | NG | Natural Gas Peaker | 0.8 | 1992
8758 | Honeywell Farm Inc | 10125 | Honeywell Farms | NY | QUEENS | 2 | Natural Gas Internal Combustion Engine | NG | Natural Gas Peaker | 0.8 | 1992
8758 | Honeywell Farm Inc | 10125 | Honeywell Farms | NY | QUEENS | 3 | Petroleum Liquids | DFO | Petroleum | 0.8 | 1974
8758 | Honeywell Farm Inc | 10125 | Honeywell Farms | NY | QUEENS | 4 | Petroleum Liquids | DFO | Petroleum | 0.8 | 1974
8758 | Honeywell Farm Inc | 10125 | Honeywell Farms | NY | QUEENS | 5 | Natural Gas Internal Combustion Engine | NG | Natural Gas Peaker | 0.8 | 1990
8758 | Honeywell Farm Inc | 10125 | Honeywell Farms | NY | QUEENS | 6 | Natural Gas Internal Combustion Engine | NG | Natural Gas Peaker | 0.4 | 1990
8787 | Humboldt Bay Mun Water Dist | 10128 | Gosselin Hydro Plant | CA | Trinity | GEN1 | Conventional Hydroelectric | WAT | Hydro | 1 | 1983
8787 | Humboldt Bay Mun Water Dist | 10128 | Gosselin Hydro Plant | CA | Trinity | GEN2 | Conventional Hydroelectric | WAT | Hydro | 1 | 1983
9335 | Indiana University of Penn | 10129 | Indiana University of Pennsylvania | PA | INDIANA | GEN1 | Natural Gas Internal Combustion Engine | NG | Natural Gas Peaker | 6.1 | 1988
9335 | Indiana University of Penn | 10129 | Indiana University of Pennsylvania | PA | INDIANA | GEN2 | Natural Gas Internal Combustion Engine | NG | Natural Gas Peaker | 6.1 | 1988
9335 | Indiana University of Penn | 10129 | Indiana University of Pennsylvania | PA | INDIANA | GEN3 | Natural Gas Internal Combustion Engine | NG | Natural Gas Peaker | 6.1 | 1988
9335 | Indiana University of Penn | 10129 | Indiana University of Pennsylvania | PA | INDIANA | GEN4 | Natural Gas Internal Combustion Engine | NG | Natural Gas Peaker | 6.1 | 1988
9093 | Hydro Energies Inc | 10137 | Deweys Mill | VT | Windsor | GEN1 | Conventional Hydroelectric | WAT | Hydro | 2.5 | 1989
9093 | Hydro Energies Inc | 10137 | Deweys Mill | VT | Windsor | GEN2 | Conventional Hydroelectric | WAT | Hydro | 0.5 | 1989
9370 | Hydrodynamics Inc | 10138 | South Dry Creek Hydro | MT | Carbon | 1 | Conventional Hydroelectric | WAT | Hydro | 2 | 1985
9439 | Isabella Partners | 10139 | Isabella Hydro Project | CA | Kern | GEN1 | Conventional Hydroelectric | WAT | Hydro | 5.9 | 1990
9439 | Isabella Partners | 10139 | Isabella Hydro Project | CA | Kern | GEN2 | Conventional Hydroelectric | WAT | Hydro | 5.9 | 1990
1751 | Birch Power Co | 10140 | Birch Creek Power | ID | Clark | GEN1 | Conventional Hydroelectric | WAT | Hydro | 2.6 | 1986
9379 | Inter-Power/AhlCon Partners, L.P. | 10143 | Colver Power Project | PA | Cambria | COLV | Conventional Steam Coal | WC | Hard Coal | 118 | 1995
17164 | Sierra Pacific Industries Inc | 10144 | Sierra Pacific Lincoln Facility | CA | Placer | GEN4 | Wood/Wood Waste Biomass | WDS | Biomass | 19.2 | 2004
1951 | White Pine Electric Power LLC | 10148 | White Pine Electric Power | MI | Ontonagon | GEN1 | Natural Gas Steam Turbine | NG | Natural Gas Peaker | 20 | 1954
1951 | White Pine Electric Power LLC | 10148 | White Pine Electric Power | MI | Ontonagon | GEN3 | Natural Gas Steam Turbine | NG | Natural Gas Peaker | 20 | 1954
49967 | Decorative Panels International, Inc. | 10149 | Decorative Panels Intl | MI | Alpena | GEN1 | Natural Gas Steam Turbine | NG | Natural Gas Peaker | 7.5 | 1957
563 | American Bituminous Power LP | 10151 | Grant Town Power Plant | WV | Marion | GEN1 | Conventional Steam Coal | WC | Hard Coal | 95.7 | 1992
503 | American Hydro Power Company | 10152 | Warrior Ridge Hydro | PA | Huntingdon | L-1 | Conventional Hydroelectric | WAT | Hydro | 0.7 | 1985
503 | American Hydro Power Company | 10152 | Warrior Ridge Hydro | PA | Huntingdon | L-2 | Conventional Hydroelectric | WAT | Hydro | 0.7 | 1985
503 | American Hydro Power Company | 10152 | Warrior Ridge Hydro | PA | Huntingdon | L-4 | Conventional Hydroelectric | WAT | Hydro | 0.7 | 1985
503 | American Hydro Power Company | 10152 | Warrior Ridge Hydro | PA | Huntingdon | L-5 | Conventional Hydroelectric | WAT | Hydro | 0.7 | 1985
54769 | INEOS USA LLC | 10154 | Chocolate Bayou Works | TX | BRAZORIA | GEN1 | Natural Gas Fired Combustion Turbine | NG | Natural Gas Peaker | 41 | 1985
756 | Appomattox River Associates LP | 10155 | Brasfield | VA | Chesterfield | 1 | Conventional Hydroelectric | WAT | Hydro | 2.9 | 1993
20323 | Wellhead Services Inc | 10156 | Fresno Cogen Partners | CA | Fresno | GEN2 | Natural Gas Fired Combined Cycle | NG | Natural Gas Nonpeaker | 10 | 1990
20323 | Wellhead Services Inc | 10156 | Fresno Cogen Partners | CA | Fresno | GEN3 | Natural Gas Fired Combustion Turbine | NG | Natural Gas Peaker | 22.3 | 2001
20323 | Wellhead Services Inc | 10156 | Fresno Cogen Partners | CA | Fresno | GEN4 | Natural Gas Fired Combined Cycle | NG | Natural Gas Nonpeaker | 50.3 | 2004
5093 | Desert Water Agency | 10162 | Whitewater Hydro Plant | CA | Riverside | WWHI | Conventional Hydroelectric | WAT | Hydro | 1.3 | 1986
54705 | Seadrift Coke L P | 10167 | Seadrift Coke LP | TX | Calhoun | GEN1 | Petroleum Coke | PC | Hard Coal | 7.6 | 1983
3084 | Carson Cogeneration Co | 10169 | Carson Cogeneration | CA | Los Angeles | GEN1 | Natural Gas Fired Combined Cycle | NG | Natural Gas Nonpeaker | 45.3 | 1989
3084 | Carson Cogeneration Co | 10169 | Carson Cogeneration | CA | Los Angeles | GEN2 | Natural Gas Fired Combined Cycle | NG | Natural Gas Nonpeaker | 10.5 | 1990
782 | Aquenergy Systems Inc | 10173 | Cherokee Falls | SC | CHEROKEE | T-1 | Conventional Hydroelectric | WAT | Hydro | 4.3 | 1985
3476 | DTE San Diego COGEN Inc. | 10175 | Childrens Hospital | CA | San Diego | 0799 | Petroleum Liquids | DFO | Petroleum | 2 | 2000
3476 | DTE San Diego COGEN Inc. | 10175 | Childrens Hospital | CA | San Diego | 1711 | Natural Gas Fired Combustion Turbine | NG | Natural Gas Peaker | 3.5 | 2004
3476 | DTE San Diego COGEN Inc. | 10175 | Childrens Hospital | CA | San Diego | 5083 | Petroleum Liquids | DFO | Petroleum | 1.5 | 2010
3476 | DTE San Diego COGEN Inc. | 10175 | Childrens Hospital | CA | San Diego | 5084 | Petroleum Liquids | DFO | Petroleum | 1.5 | 2010
3476 | DTE San Diego COGEN Inc. | 10175 | Childrens Hospital | CA | San Diego | 5085 | Petroleum Liquids | DFO | Petroleum | 1.5 | 2010
11724 | Massachusetts Bay Trans Auth | 10176 | M Street Jet | MA | Suffolk | NO.6 | Petroleum Liquids | KER | Petroleum | 69 | 1979
19068 | Colorado Energy Nations Company, LLC | 10180 | Metro Wastewater Reclamation District | CO | Denver | 1 | Other Waste Biomass | OBG | Biomass | 2 | 1985
19068 | Colorado Energy Nations Company, LLC | 10180 | Metro Wastewater Reclamation District | CO | Denver | 2 | Other Waste Biomass | OBG | Biomass | 2 | 1985
19068 | Colorado Energy Nations Company, LLC | 10180 | Metro Wastewater Reclamation District | CO | Denver | 3 | Other Waste Biomass | OBG | Biomass | 2 | 1985
19068 | Colorado Energy Nations Company, LLC | 10180 | Metro Wastewater Reclamation District | CO | Denver | 4 | Other Waste Biomass | OBG | Biomass | 2 | 1985
19068 | Colorado Energy Nations Company, LLC | 10180 | Metro Wastewater Reclamation District | CO | Denver | 5 | Other Waste Biomass | OBG | Biomass | 3.5 | 2000
19068 | Colorado Energy Nations Company, LLC | 10180 | Metro Wastewater Reclamation District | CO | Denver | 6 | Other Waste Biomass | OBG | Biomass | 3.5 | 2000
12374 | Metropolitan Sewerage District | 10181 | Metropolitan Sewerage District | NC | Buncombe | GEN1 | Conventional Hydroelectric | WAT | Hydro | 0.8 | 1988
12374 | Metropolitan Sewerage District | 10181 | Metropolitan Sewerage District | NC | Buncombe | GEN2 | Conventional Hydroelectric | WAT | Hydro | 0.8 | 1988
12374 | Metropolitan Sewerage District | 10181 | Metropolitan Sewerage District | NC | Buncombe | GEN3 | Conventional Hydroelectric | WAT | Hydro | 0.8 | 1988
57280 | Eagle Creek RE LLC | 10183 | Mine Falls Generating Station | NH | Hillsborough | GEN1 | Conventional Hydroelectric | WAT | Hydro | 1.5 | 1985
57280 | Eagle Creek RE LLC | 10183 | Mine Falls Generating Station | NH | Hillsborough | GEN2 | Conventional Hydroelectric | WAT | Hydro | 1.5 | 1985
12632 | Minnesota Mining & Mfg Co | 10184 | Central Utility Plant | TX | Travis | EG1 | Natural Gas Internal Combustion Engine | NG | Natural Gas Peaker | 6 | 1988
12632 | Minnesota Mining & Mfg Co | 10184 | Central Utility Plant | TX | Travis | EG2 | Natural Gas Internal Combustion Engine | NG | Natural Gas Peaker | 6 | 1988
12632 | Minnesota Mining & Mfg Co | 10184 | Central Utility Plant | TX | Travis | TG1 | Natural Gas Steam Turbine | NG | Natural Gas Peaker | 2.3 | 1988
11451 | Madison Paper Industries Inc | 10186 | Anson Abenaki Hydros | ME | Somerset | AB1 | Conventional Hydroelectric | WAT | Hydro | 3 | 1983
11451 | Madison Paper Industries Inc | 10186 | Anson Abenaki Hydros | ME | Somerset | AB2 | Conventional Hydroelectric | WAT | Hydro | 2.7 | 1980
11451 | Madison Paper Industries Inc | 10186 | Anson Abenaki Hydros | ME | Somerset | AB3 | Conventional Hydroelectric | WAT | Hydro | 3 | 1983
11451 | Madison Paper Industries Inc | 10186 | Anson Abenaki Hydros | ME | Somerset | AB4 | Conventional Hydroelectric | WAT | Hydro | 3 | 1983
11451 | Madison Paper Industries Inc | 10186 | Anson Abenaki Hydros | ME | Somerset | AB5 | Conventional Hydroelectric | WAT | Hydro | 2.5 | 1961
11451 | Madison Paper Industries Inc | 10186 | Anson Abenaki Hydros | ME | Somerset | AB6 | Conventional Hydroelectric | WAT | Hydro | 3 | 2008
11451 | Madison Paper Industries Inc | 10186 | Anson Abenaki Hydros | ME | Somerset | AB7 | Conventional Hydroelectric | WAT | Hydro | 2.5 | 1950
11451 | Madison Paper Industries Inc | 10186 | Anson Abenaki Hydros | ME | Somerset | AB8 | Conventional Hydroelectric | WAT | Hydro | 0.3 | 1989
11451 | Madison Paper Industries Inc | 10186 | Anson Abenaki Hydros | ME | Somerset | AN1 | Conventional Hydroelectric | WAT | Hydro | 1.8 | 1984
11451 | Madison Paper Industries Inc | 10186 | Anson Abenaki Hydros | ME | Somerset | AN2 | Conventional Hydroelectric | WAT | Hydro | 1.8 | 1984
11451 | Madison Paper Industries Inc | 10186 | Anson Abenaki Hydros | ME | Somerset | AN3 | Conventional Hydroelectric | WAT | Hydro | 1.8 | 1984
11451 | Madison Paper Industries Inc | 10186 | Anson Abenaki Hydros | ME | Somerset | AN4 | Conventional Hydroelectric | WAT | Hydro | 1.8 | 1984
11451 | Madison Paper Industries Inc | 10186 | Anson Abenaki Hydros | ME | Somerset | AN5 | Conventional Hydroelectric | WAT | Hydro | 1.8 | 1984
11451 | Madison Paper Industries Inc | 10186 | Anson Abenaki Hydros | ME | Somerset | STG1 | Natural Gas Steam Turbine | NG | Natural Gas Peaker | 3 | 1994
55727 | Orion Engineered Carbons | 10187 | Engineered Carbons Echo Cogeneration | TX | ORANGE | GEN1 | Other Gases | OG | Biomass | 10 | 1985
4558 | Cutrale Citrus Juices USA Inc | 10188 | Cutrale Citrus Juices USA II | FL | POLK | GEN4 | Natural Gas Fired Combustion Turbine | NG | Natural Gas Peaker | 4.1 | 2010
4558 | Cutrale Citrus Juices USA Inc | 10188 | Cutrale Citrus Juices USA II | FL | POLK | GEN5 | Natural Gas Fired Combustion Turbine | NG | Natural Gas Peaker | 4.1 | 2010
56479 | PIC Group Inc | 10190 | Castleton Energy Center | NY | Rensselaer | GEN1 | Natural Gas Fired Combined Cycle | NG | Natural Gas Nonpeaker | 47 | 1992
56479 | PIC Group Inc | 10190 | Castleton Energy Center | NY | Rensselaer | GEN2 | Natural Gas Fired Combined Cycle | NG | Natural Gas Nonpeaker | 25 | 1992
2719 | CalWind Resources Inc | 10191 | Tehachapi Wind Resource I | CA | Kern | EXIS | Onshore Wind Turbine | WND | Wind | 8.7 | 1984
3453 | Chevron Refinery-Hawaii | 10194 | Hawaii Cogen | HI | Honolulu | GEN1 | Other Gases | OG | Biomass | 3 | 1990
3453 | Chevron Refinery-Hawaii | 10194 | Hawaii Cogen | HI | Honolulu | GEN2 | Other Gases | OG | Biomass | 3 | 1990
3453 | Chevron Refinery-Hawaii | 10194 | Hawaii Cogen | HI | Honolulu | GEN3 | Other Gases | OG | Biomass | 3 | 1990
3453 | Chevron Refinery-Hawaii | 10194 | Hawaii Cogen | HI | Honolulu | GEN4 | Petroleum Liquids | WO | Petroleum | 3.2 | 2011
50122 | CF Industries Nitrogen LLC | 10195 | CF Industries Yazoo City Complex | MS | YAZOO | EXIS | Natural Gas Fired Combustion Turbine | NG | Natural Gas Peaker | 25 | 1984
60023 | EONY Generation Limited | 10196 | Moose River | NY | Lewis | GEN1 | Conventional Hydroelectric | WAT | Hydro | 12.6 | 1987
60023 | EONY Generation Limited | 10197 | Philadlephia | NY | Jefferson | GEN1 | Conventional Hydroelectric | WAT | Hydro | 3.6 | 1986
9436 | Mosaic Phosphates Co. | 10198 | Mosaic Phosphates Uncle Sam | LA | St James | GEN2 | All Other | WH | Other | 11 | 1968
7160 | Geysers Power Co LLC | 10199 | West Ford Flat Power Plant | CA | Lake | WFF1 | Geothermal | GEO | Geothermal | 19 | 1988
7160 | Geysers Power Co LLC | 10199 | West Ford Flat Power Plant | CA | Lake | WFF2 | Geothermal | GEO | Geothermal | 19 | 1988
9686 | RockTenn-Jackson Fenandina | 10202 | Fernandina Beach Mill | FL | Nassau | GEN5 | Wood/Wood Waste Biomass | BLQ | Biomass | 44 | 1988
9686 | RockTenn-Jackson Fenandina | 10202 | Fernandina Beach Mill | FL | Nassau | GEN6 | Wood/Wood Waste Biomass | BLQ | Biomass | 74.4 | 1982
3102 | Mosaic Company | 10204 | Mosaic Co Tampa Facility | FL | Hillsborough | GEN1 | All Other | WH | Other | 35.4 | 1988
3102 | Mosaic Company | 10204 | Mosaic Co Tampa Facility | FL | Hillsborough | GEN3 | All Other | WH | Other | 42.5 | 1999
11161 | Loma Linda University | 10206 | Loma Linda University Cogen | CA | SAN BERNARDINO | GEN1 | Natural Gas Fired Combustion Turbine | NG | Natural Gas Peaker | 5.2 | 1989
11161 | Loma Linda University | 10206 | Loma Linda University Cogen | CA | SAN BERNARDINO | GEN2 | Natural Gas Fired Combustion Turbine | NG | Natural Gas Peaker | 5.2 | 1989
11161 | Loma Linda University | 10206 | Loma Linda University Cogen | CA | SAN BERNARDINO | GEN4 | Petroleum Liquids | DFO | Petroleum | 1.7 | 1986
55867 | Verso Corp Escanaba Paper Co | 10208 | Escanaba Mill | MI | Delta | NO.7 | Wood/Wood Waste Biomass | BLQ | Biomass | 38.6 | 1969
55867 | Verso Corp Escanaba Paper Co | 10208 | Escanaba Mill | MI | Delta | NO.8 | Wood/Wood Waste Biomass | BLQ | Biomass | 29.8 | 1972
55867 | Verso Corp Escanaba Paper Co | 10208 | Escanaba Mill | MI | Delta | NO9 | Wood/Wood Waste Biomass | BLQ | Biomass | 54 | 1982
3452 | Chevron USA Inc-El Sequndo | 10213 | El Segundo Cogen | CA | Los Angeles | GEN1 | Natural Gas Fired Combined Cycle | NG | Natural Gas Nonpeaker | 42.4 | 1987
3452 | Chevron USA Inc-El Sequndo | 10213 | El Segundo Cogen | CA | Los Angeles | GEN2 | Natural Gas Fired Combined Cycle | NG | Natural Gas Nonpeaker | 42.4 | 1987
3452 | Chevron USA Inc-El Sequndo | 10213 | El Segundo Cogen | CA | Los Angeles | GEN5 | Natural Gas Fired Combined Cycle | NG | Natural Gas Nonpeaker | 40.3 | 1996
3452 | Chevron USA Inc-El Sequndo | 10213 | El Segundo Cogen | CA | Los Angeles | GEN6 | Natural Gas Fired Combined Cycle | NG | Natural Gas Nonpeaker | 9.1 | 1996
3452 | Chevron USA Inc-El Sequndo | 10213 | El Segundo Cogen | CA | Los Angeles | GEN7 | Natural Gas Fired Combined Cycle | NG | Natural Gas Nonpeaker | 40.7 | 2013
3452 | Chevron USA Inc-El Sequndo | 10213 | El Segundo Cogen | CA | Los Angeles | GEN8 | Natural Gas Fired Combined Cycle | NG | Natural Gas Nonpeaker | 5.2 | 2013
11270 | Lower Saranac Hydro Partner LP | 10214 | Lower Saranac Hydroelectric Facility | NY | Clinton | GEN1 | Conventional Hydroelectric | WAT | Hydro | 3.2 | 1990
11270 | Lower Saranac Hydro Partner LP | 10214 | Lower Saranac Hydroelectric Facility | NY | Clinton | GEN2 | Conventional Hydroelectric | WAT | Hydro | 3.2 | 1990
11270 | Lower Saranac Hydro Partner LP | 10214 | Lower Saranac Hydroelectric Facility | NY | Clinton | GEN3 | Conventional Hydroelectric | WAT | Hydro | 0.3 | 1990
20712 | Snowbird Corporation | 10215 | Snowbird Power Plant | UT | Salt Lake | 1367 | Natural Gas Internal Combustion Engine | NG | Natural Gas Peaker | 0.6 | 1986
20712 | Snowbird Corporation | 10215 | Snowbird Power Plant | UT | Salt Lake | 1391 | Natural Gas Internal Combustion Engine | NG | Natural Gas Peaker | 0.6 | 1986
20712 | Snowbird Corporation | 10215 | Snowbird Power Plant | UT | Salt Lake | 1392 | Natural Gas Internal Combustion Engine | NG | Natural Gas Peaker | 0.6 | 1986
57356 | Alabama River Cellulose LLC | 10216 | Alabama River Pulp | AL | Monroe | GEN1 | Wood/Wood Waste Biomass | BLQ | Biomass | 48 | 1978
55754 | Boralex Hydro Operations Inc | 10218 | Warrensburg Hydroelectric | NY | Warren | HY1 | Conventional Hydroelectric | WAT | Hydro | 2.9 | 1988
55754 | Boralex Hydro Operations Inc | 10219 | Middle Falls Hydro | NY | Washington | HY1 | Conventional Hydroelectric | WAT | Hydro | 1.1 | 1989
55754 | Boralex Hydro Operations Inc | 10219 | Middle Falls Hydro | NY | Washington | HY2 | Conventional Hydroelectric | WAT | Hydro | 1.1 | 1989
55754 | Boralex Hydro Operations Inc | 10220 | Sissonville Hydro | NY | St Lawrence | HY1 | Conventional Hydroelectric | WAT | Hydro | 3 | 1990
55754 | Boralex Hydro Operations Inc | 10221 | New York State Dam Hydro | NY | Saratoga | GEN1 | Conventional Hydroelectric | WAT | Hydro | 5.7 | 1990
55754 | Boralex Hydro Operations Inc | 10221 | New York State Dam Hydro | NY | Saratoga | GEN2 | Conventional Hydroelectric | WAT | Hydro | 5.7 | 1990
11278 | Lower Tule River Irrgtn Dist | 10222 | Tulare Success Power Project | CA | TULARE | SPP1 | Conventional Hydroelectric | WAT | Hydro | 1.4 | 1989
109 | Ag Processing Inc | 10223 | AG Processing Inc | IA | Wright | E.C. | Conventional Steam Coal | SUB | Hard Coal | 8.5 | 1982
12311 | Merck & Co Inc | 10224 | Merck Rahway Power Plant | NJ | UNION | GEN8 | Natural Gas Steam Turbine | NG | Natural Gas Peaker | 5 | 1977
12311 | Merck & Co Inc | 10224 | Merck Rahway Power Plant | NJ | UNION | GEN9 | Natural Gas Steam Turbine | NG | Natural Gas Peaker | 10.8 | 2004
50133 | Leaf River Cellulose LLC | 10233 | Leaf River Cellulose LLC | MS | Perry | GEN1 | Wood/Wood Waste Biomass | BLQ | Biomass | 25.2 | 1984
50133 | Leaf River Cellulose LLC | 10233 | Leaf River Cellulose LLC | MS | Perry | GEN2 | Wood/Wood Waste Biomass | BLQ | Biomass | 25.2 | 1984
55965 | Verso Corporation | 10234 | Biron Mill | WI | Wood | GEN1 | Conventional Steam Coal | BIT | Hard Coal | 17 | 1964
55965 | Verso Corporation | 10234 | Biron Mill | WI | Wood | GEN3 | Conventional Steam Coal | BIT | Hard Coal | 7.5 | 1947
55965 | Verso Corporation | 10234 | Biron Mill | WI | Wood | GEN4 | Conventional Steam Coal | BIT | Hard Coal | 15.6 | 1957
55965 | Verso Corporation | 10234 | Biron Mill | WI | Wood | GEN5 | Conventional Steam Coal | BIT | Hard Coal | 21.5 | 1987
60023 | EONY Generation Limited | 10237 | Diana Hydroelectric | NY | Lewis | GEN1 | Conventional Hydroelectric | WAT | Hydro | 1.8 | 1985
60023 | EONY Generation Limited | 10238 | Dolgeville Hydro | NY | HERKIMER | GEN1 | Conventional Hydroelectric | WAT | Hydro | 5 | 1985
3432 | Ticona Polymers Inc | 10243 | Ticona Polymers Inc | TX | Nueces | GEN5 | Natural Gas Fired Combustion Turbine | NG | Natural Gas Peaker | 44.2 | 1989
54880 | P H Glatfelter Company | 10244 | P H Glatfelter Co -Chillicothe Facility | OH | Ross | T-10 | Wood/Wood Waste Biomass | BLQ | Biomass | 10.6 | 1952
54880 | P H Glatfelter Company | 10244 | P H Glatfelter Co -Chillicothe Facility | OH | Ross | T-11 | Wood/Wood Waste Biomass | BLQ | Biomass | 24 | 1958
54880 | P H Glatfelter Company | 10244 | P H Glatfelter Co -Chillicothe Facility | OH | Ross | T-12 | Wood/Wood Waste Biomass | BLQ | Biomass | 31 | 1967
54880 | P H Glatfelter Company | 10244 | P H Glatfelter Co -Chillicothe Facility | OH | Ross | T-13 | Conventional Steam Coal | BIT | Hard Coal | 27.2 | 1978
56147 | ArcelorMittal Burns Harbor Inc | 10245 | ArcelorMittal Burns Harbor | IN | Porter | GEN5 | Other Gases | BFG | Biomass | 62 | 1970
56147 | ArcelorMittal Burns Harbor Inc | 10245 | ArcelorMittal Burns Harbor | IN | Porter | GEN6 | Other Gases | BFG | Biomass | 51 | 1969
56147 | ArcelorMittal Burns Harbor Inc | 10245 | ArcelorMittal Burns Harbor | IN | Porter | GEN7 | Other Gases | BFG | Biomass | 63.2 | 1969
23330 | Bay County Board-County Comm | 10250 | Bay County Waste to Energy | FL | Bay | GEN1 | Municipal Solid Waste | MSW | Municipal Solid Waste | 13.6 | 1987
55849 | Domtar Paper Co LLC Kingsport Mill | 10252 | Domtar Kingsport Mill | TN | Sullivan | NO.1 | Wood/Wood Waste Biomass | BLQ | Biomass | 50 | 2006
56531 | EIF Haypress LLC | 10253 | Haypress | CA | Sierra | LGEN | Conventional Hydroelectric | WAT | Hydro | 5 | 1989
56531 | EIF Haypress LLC | 10253 | Haypress | CA | Sierra | UGEN | Conventional Hydroelectric | WAT | Hydro | 5 | 1988
59178 | Brookfield Black Bear Hydro, LLC | 10255 | West Enfield Hydro | ME | Penobscot | GEN1 | Conventional Hydroelectric | WAT | Hydro | 6.5 | 1988
59178 | Brookfield Black Bear Hydro, LLC | 10255 | West Enfield Hydro | ME | Penobscot | GEN2 | Conventional Hydroelectric | WAT | Hydro | 6.5 | 1988
4980 | Haw River Hydro Co | 10258 | Haw River Hydro | NC | Alamance | 1 | Conventional Hydroelectric | WAT | Hydro | 1 | 1981
4980 | Haw River Hydro Co | 10258 | Haw River Hydro | NC | Alamance | 2 | Conventional Hydroelectric | WAT | Hydro | 0.5 | 1982
29925 | Enterprise Products Optg LP | 10261 | Enterprise Products Operating | TX | Chambers | GEN1 | Natural Gas Fired Combustion Turbine | NG | Natural Gas Peaker | 2.5 | 1984
29925 | Enterprise Products Optg LP | 10261 | Enterprise Products Operating | TX | Chambers | GEN2 | Natural Gas Fired Combustion Turbine | NG | Natural Gas Peaker | 2.5 | 1984
29925 | Enterprise Products Optg LP | 10261 | Enterprise Products Operating | TX | Chambers | GEN3 | Natural Gas Fired Combustion Turbine | NG | Natural Gas Peaker | 3.4 | 1991
29925 | Enterprise Products Optg LP | 10261 | Enterprise Products Operating | TX | Chambers | GEN4 | Natural Gas Fired Combustion Turbine | NG | Natural Gas Peaker | 3.4 | 1991
29925 | Enterprise Products Optg LP | 10261 | Enterprise Products Operating | TX | Chambers | GEN5 | Natural Gas Fired Combustion Turbine | NG | Natural Gas Peaker | 3.4 | 1991
29925 | Enterprise Products Optg LP | 10261 | Enterprise Products Operating | TX | Chambers | GEN6 | Natural Gas Fired Combustion Turbine | NG | Natural Gas Peaker | 3.5 | 1996
29925 | Enterprise Products Optg LP | 10261 | Enterprise Products Operating | TX | Chambers | GEN7 | Natural Gas Fired Combustion Turbine | NG | Natural Gas Peaker | 3.5 | 1996
29925 | Enterprise Products Optg LP | 10261 | Enterprise Products Operating | TX | Chambers | GEN8 | Natural Gas Fired Combustion Turbine | NG | Natural Gas Peaker | 3.5 | 1996
2848 | California Institute-Technolgy | 10262 | California Institute of Technology | CA | Los Angeles | GEN6 | Natural Gas Fired Combined Cycle | NG | Natural Gas Nonpeaker | 10.5 | 2003
2848 | California Institute-Technolgy | 10262 | California Institute of Technology | CA | Los Angeles | GEN7 | Natural Gas Fired Combined Cycle | NG | Natural Gas Nonpeaker | 2.5 | 2003
3662 | Citrus World Inc | 10275 | Florida's Natural Growers | FL | Polk | CE50 | Natural Gas Fired Combustion Turbine | NG | Natural Gas Peaker | 3.5 | 1989
3662 | Citrus World Inc | 10275 | Florida's Natural Growers | FL | Polk | TA70 | Natural Gas Fired Combustion Turbine | NG | Natural Gas Peaker | 7.2 | 2000
57280 | Eagle Creek RE LLC | 10276 | Clement Dam Hydro LLC | NH | Belknap | 0049 | Conventional Hydroelectric | WAT | Hydro | 2.4 | 1984
2048 | Bowersock Mills & Power Co | 10279 | Kansas River Project | KS | Douglas | 1 | Conventional Hydroelectric | WAT | Hydro | 0.3 | 1920
2048 | Bowersock Mills & Power Co | 10279 | Kansas River Project | KS | Douglas | 10 | Conventional Hydroelectric | WAT | Hydro | 1.3 | 2012
2048 | Bowersock Mills & Power Co | 10279 | Kansas River Project | KS | Douglas | 11 | Conventional Hydroelectric | WAT | Hydro | 1 | 2012
2048 | Bowersock Mills & Power Co | 10279 | Kansas River Project | KS | Douglas | 2 | Conventional Hydroelectric | WAT | Hydro | 0.3 | 1922
2048 | Bowersock Mills & Power Co | 10279 | Kansas River Project | KS | Douglas | 3 | Conventional Hydroelectric | WAT | Hydro | 0.3 | 1922
2048 | Bowersock Mills & Power Co | 10279 | Kansas River Project | KS | Douglas | 4 | Conventional Hydroelectric | WAT | Hydro | 0.3 | 1922
2048 | Bowersock Mills & Power Co | 10279 | Kansas River Project | KS | Douglas | 5 | Conventional Hydroelectric | WAT | Hydro | 0.4 | 1922
2048 | Bowersock Mills & Power Co | 10279 | Kansas River Project | KS | Douglas | 6 | Conventional Hydroelectric | WAT | Hydro | 0.4 | 1925
2048 | Bowersock Mills & Power Co | 10279 | Kansas River Project | KS | Douglas | 7 | Conventional Hydroelectric | WAT | Hydro | 0.4 | 1925
2048 | Bowersock Mills & Power Co | 10279 | Kansas River Project | KS | Douglas | 8 | Conventional Hydroelectric | WAT | Hydro | 1 | 2012
2048 | Bowersock Mills & Power Co | 10279 | Kansas River Project | KS | Douglas | 9 | Conventional Hydroelectric | WAT | Hydro | 1.3 | 2012
1947 | Bob Jones University | 10280 | Bob Jones University Cogen Plant | SC | GREENVILLE | ENG1 | Petroleum Liquids | DFO | Petroleum | 1.1 | 1978
1947 | Bob Jones University | 10280 | Bob Jones University Cogen Plant | SC | GREENVILLE | ENG2 | Natural Gas Internal Combustion Engine | NG | Natural Gas Peaker | 1.1 | 1987
1947 | Bob Jones University | 10280 | Bob Jones University Cogen Plant | SC | GREENVILLE | ENG4 | Natural Gas Internal Combustion Engine | NG | Natural Gas Peaker | 1.1 | 1987
1947 | Bob Jones University | 10280 | Bob Jones University Cogen Plant | SC | GREENVILLE | ENG5 | Petroleum Liquids | DFO | Petroleum | 1 | 2008
1947 | Bob Jones University | 10280 | Bob Jones University Cogen Plant | SC | GREENVILLE | ENG6 | Petroleum Liquids | DFO | Petroleum | 1 | 2008
1947 | Bob Jones University | 10280 | Bob Jones University Cogen Plant | SC | GREENVILLE | ENG7 | Petroleum Liquids | DFO | Petroleum | 1 | 2008
1678 | Big Creek Water Works Ltd | 10282 | Big Creek Water Works | CA | Trinity | BCHY | Conventional Hydroelectric | WAT | Hydro | 5 | 1987
1528 | Beaver Falls Municipal Auth | 10285 | Townsend Hydro | PA | Beaver | GEN1 | Conventional Hydroelectric | WAT | Hydro | 2.6 | 1987
1528 | Beaver Falls Municipal Auth | 10285 | Townsend Hydro | PA | Beaver | GEN2 | Conventional Hydroelectric | WAT | Hydro | 2.6 | 1987
4386 | Cornell Hydro | 10286 | Cornell Hydro | NY | Tompkins | 1 | Conventional Hydroelectric | WAT | Hydro | 0.8 | 1981
4386 | Cornell Hydro | 10286 | Cornell Hydro | NY | Tompkins | 2 | Conventional Hydroelectric | WAT | Hydro | 1.1 | 1981
2782 | Terra-Gen Operating Company | 10287 | Beowawe Power | NV | Lander | GEN1 | Geothermal | GEO | Geothermal | 17 | 1985
2782 | Terra-Gen Operating Company | 10287 | Beowawe Power | NV | Lander | GEN2 | Geothermal | GEO | Geothermal | 3.6 | 2011
56497 | Big Valley Power (BVP) LLC | 10288 | Big Valley Power LLC | CA | Lassen | IS27 | Wood/Wood Waste Biomass | WDS | Biomass | 9.3 | 1983
2226 | Bridgewater Power Co LP | 10290 | Bridgewater Power LP | NH | Grafton | GEN1 | Wood/Wood Waste Biomass | WDS | Biomass | 20 | 1987
2938 | Calpine King City Cogen LLC | 10294 | King City Power Plant | CA | MONTEREY | GTG | Natural Gas Fired Combined Cycle | NG | Natural Gas Nonpeaker | 90.8 | 1989
2938 | Calpine King City Cogen LLC | 10294 | King City Power Plant | CA | MONTEREY | STG | Natural Gas Fired Combined Cycle | NG | Natural Gas Nonpeaker | 42.4 | 1989
17627 | South Forks Joint Venture | 10296 | South Forks Hydro | ID | Twin Falls | GEN1 | Conventional Hydroelectric | WAT | Hydro | 4 | 1984
17627 | South Forks Joint Venture | 10296 | South Forks Hydro | ID | Twin Falls | GEN2 | Conventional Hydroelectric | WAT | Hydro | 4 | 1984
327 | Air Liquide Large Industries U S LP | 10298 | Bayou Cogen Plant | TX | Harris | GEN4 | Natural Gas Fired Combustion Turbine | NG | Natural Gas Peaker | 75 | 1985
327 | Air Liquide Large Industries U S LP | 10298 | Bayou Cogen Plant | TX | Harris | GT1 | Natural Gas Fired Combustion Turbine | NG | Natural Gas Peaker | 79.6 | 2014
327 | Air Liquide Large Industries U S LP | 10298 | Bayou Cogen Plant | TX | Harris | GT2 | Natural Gas Fired Combustion Turbine | NG | Natural Gas Peaker | 79.6 | 2015
327 | Air Liquide Large Industries U S LP | 10298 | Bayou Cogen Plant | TX | Harris | GT3 | Natural Gas Fired Combustion Turbine | NG | Natural Gas Peaker | 79.6 | 2015
3998 | Desert View Power Inc | 10300 | Desert View Power | CA | Riverside | GEN1 | Wood/Wood Waste Biomass | WDS | Biomass | 55.5 | 1991
57145 | Louisiana Sugar Refining LLC | 10301 | Louisiana Sugar Refining | LA | St James | GEN2 | Natural Gas Steam Turbine | NG | Natural Gas Peaker | 2.5 | 1977
57145 | Louisiana Sugar Refining LLC | 10301 | Louisiana Sugar Refining | LA | St James | GEN3 | Natural Gas Steam Turbine | NG | Natural Gas Peaker | 1.7 | 1957
57145 | Louisiana Sugar Refining LLC | 10301 | Louisiana Sugar Refining | LA | St James | GEN4 | Natural Gas Steam Turbine | NG | Natural Gas Peaker | 2.5 | 1969
13657 | Norfork Southern Corp | 10302 | Juniata Locomotive Shop | PA | Blair | GEN1 | Conventional Steam Coal | BIT | Hard Coal | 2 | 1955
13657 | Norfork Southern Corp | 10302 | Juniata Locomotive Shop | PA | Blair | GEN2 | Conventional Steam Coal | BIT | Hard Coal | 2 | 1955
12834 | Dutchess County RRA | 10305 | Dutchess Cnty Resource Recovery Facility | NY | DUTCHESS | GEN1 | Municipal Solid Waste | MSW | Municipal Solid Waste | 9.2 | 1987
21970 | Northeast Energy Associates LP | 10307 | Bellingham Cogeneration Facility | MA | Norfolk | CT1 | Natural Gas Fired Combined Cycle | NG | Natural Gas Nonpeaker | 128.7 | 1991
21970 | Northeast Energy Associates LP | 10307 | Bellingham Cogeneration Facility | MA | Norfolk | CT2 | Natural Gas Fired Combined Cycle | NG | Natural Gas Nonpeaker | 128.7 | 1991
21970 | Northeast Energy Associates LP | 10307 | Bellingham Cogeneration Facility | MA | Norfolk | ST1 | Natural Gas Fired Combined Cycle | NG | Natural Gas Nonpeaker | 128.7 | 1991
22290 | North Jersey Energy Assoc LP | 10308 | Sayreville Cogeneration Facility | NJ | Middlesex | CT1 | Natural Gas Fired Combined Cycle | NG | Natural Gas Nonpeaker | 143.4 | 1991
22290 | North Jersey Energy Assoc LP | 10308 | Sayreville Cogeneration Facility | NJ | Middlesex | CT2 | Natural Gas Fired Combined Cycle | NG | Natural Gas Nonpeaker | 143.4 | 1991
22290 | North Jersey Energy Assoc LP | 10308 | Sayreville Cogeneration Facility | NJ | Middlesex | ST1 | Natural Gas Fired Combined Cycle | NG | Natural Gas Nonpeaker | 143.4 | 1991
1182 | BASF Corporation | 10319 | Geismar | LA | Ascension | GEN1 | Natural Gas Fired Combustion Turbine | NG | Natural Gas Peaker | 35.7 | 1985
1182 | BASF Corporation | 10319 | Geismar | LA | Ascension | GEN2 | Natural Gas Fired Combustion Turbine | NG | Natural Gas Peaker | 41.2 | 1998
1182 | BASF Corporation | 10319 | Geismar | LA | Ascension | GEN3 | Natural Gas Steam Turbine | NG | Natural Gas Peaker | 7.2 | 2005
6201 | Farmer's Irrigation District | 10323 | Copper Dam Plant | OR | Hood River | TURGO | Conventional Hydroelectric | WAT | Hydro | 2.6 | 2015
6201 | Farmer's Irrigation District | 10324 | Peters Drive Plant | OR | Hood River | GEN3 | Conventional Hydroelectric | WAT | Hydro | 1.8 | 1987
6288 | Mink Creek Hydro Entity | 10325 | Mink Creek Hydro | ID | Franklin | GEN1 | Conventional Hydroelectric | WAT | Hydro | 3.1 | 1986
12436 | Michigan State University | 10328 | T B Simon Power Plant | MI | Ingham | GEN1 | Natural Gas Steam Turbine | NG | Natural Gas Peaker | 12.5 | 1965
12436 | Michigan State University | 10328 | T B Simon Power Plant | MI | Ingham | GEN2 | Natural Gas Steam Turbine | NG | Natural Gas Peaker | 12.5 | 1966
12436 | Michigan State University | 10328 | T B Simon Power Plant | MI | Ingham | GEN3 | Natural Gas Steam Turbine | NG | Natural Gas Peaker | 15 | 1974
12436 | Michigan State University | 10328 | T B Simon Power Plant | MI | Ingham | GEN4 | Conventional Steam Coal | BIT | Hard Coal | 21 | 1993
12436 | Michigan State University | 10328 | T B Simon Power Plant | MI | Ingham | GEN5 | Natural Gas Steam Turbine | NG | Natural Gas Peaker | 24 | 2006
12436 | Michigan State University | 10328 | T B Simon Power Plant | MI | Ingham | GEN6 | Natural Gas Fired Combustion Turbine | NG | Natural Gas Peaker | 14.3 | 2006
3303 | Florida Power Development | 10333 | Florida Power Development | FL | Hernando | GEN1 | Other Waste Biomass | OBS | Biomass | 125 | 1988
49846 | Covanta Honolulu Resource Recovery | 10334 | H Power | HI | Honolulu | GEN1 | Municipal Solid Waste | MSW | Municipal Solid Waste | 63.7 | 1989
49846 | Covanta Honolulu Resource Recovery | 10334 | H Power | HI | Honolulu | GEN2 | Municipal Solid Waste | MSW | Municipal Solid Waste | 33.6 | 2013
194 | Albuquerque City of | 10339 | Southside Water Reclamation Plant | NM | Bernalillo | GEN1 | Natural Gas Internal Combustion Engine | NG | Natural Gas Peaker | 2.2 | 2002
194 | Albuquerque City of | 10339 | Southside Water Reclamation Plant | NM | Bernalillo | GEN2 | Natural Gas Internal Combustion Engine | NG | Natural Gas Peaker | 2.2 | 2002
194 | Albuquerque City of | 10339 | Southside Water Reclamation Plant | NM | Bernalillo | GEN3 | Other Waste Biomass | OBG | Biomass | 1.1 | 1987
194 | Albuquerque City of | 10339 | Southside Water Reclamation Plant | NM | Bernalillo | GEN4 | Other Waste Biomass | OBG | Biomass | 1.1 | 1987
6659 | Foster Wheeler Power Sys Inc | 10342 | Foster Wheeler Martinez | CA | Contra Costa | TG1 | Natural Gas Fired Combined Cycle | NG | Natural Gas Nonpeaker | 40 | 1987
6659 | Foster Wheeler Power Sys Inc | 10342 | Foster Wheeler Martinez | CA | Contra Costa | TG2 | Natural Gas Fired Combined Cycle | NG | Natural Gas Nonpeaker | 40 | 1987
6659 | Foster Wheeler Power Sys Inc | 10342 | Foster Wheeler Martinez | CA | Contra Costa | TG3 | Natural Gas Fired Combined Cycle | NG | Natural Gas Nonpeaker | 33.5 | 1987
49889 | Mount Carmel Cogen Inc | 10343 | Foster Wheeler Mt Carmel Cogen | PA | Northumberland | TG1 | Conventional Steam Coal | WC | Hard Coal | 47.3 | 1990
8641 | Hillman Power Co | 10346 | Hillman Power LLC | MI | Montmorency | GEN1 | Wood/Wood Waste Biomass | WDS | Biomass | 20 | 1987
59879 | Greenleaf Energy LLC | 10349 | Greenleaf 2 Power Plant | CA | Sutter | GEN1 | Natural Gas Fired Combustion Turbine | NG | Natural Gas Peaker | 49.5 | 1989
59879 | Greenleaf Energy LLC | 10350 | Greenleaf 1 Power Plant | CA | Sutter | GEN1 | Natural Gas Fired Combined Cycle | NG | Natural Gas Nonpeaker | 46 | 1989
59879 | Greenleaf Energy LLC | 10350 | Greenleaf 1 Power Plant | CA | Sutter | GEN2 | Natural Gas Fired Combined Cycle | NG | Natural Gas Nonpeaker | 20 | 1989
57432 | ReEnergy Livermore Falls | 10354 | ReEnergy Livermore Falls | ME | Androscoggin | GEN1 | Wood/Wood Waste Biomass | WDS | Biomass | 39.6 | 1992
1981 | ReEnergy Ashland LLC | 10356 | ReEnergy Ashland | ME | Aroostook | GEN1 | Wood/Wood Waste Biomass | WDS | Biomass | 39.6 | 1993
55919 | Georgia-Pacific Consr Prods LP-Green Bay | 10360 | Green Bay West Mill | WI | Brown | GEN6 | Conventional Steam Coal | BIT | Hard Coal | 18.7 | 1963
55919 | Georgia-Pacific Consr Prods LP-Green Bay | 10360 | Green Bay West Mill | WI | Brown | GEN7 | Conventional Steam Coal | BIT | Hard Coal | 28.9 | 1969
55919 | Georgia-Pacific Consr Prods LP-Green Bay | 10360 | Green Bay West Mill | WI | Brown | GEN9 | Conventional Steam Coal | BIT | Hard Coal | 43.2 | 1985
7127 | Georgia-Pacific Consr Prods LP-Savannah | 10361 | Savannah River Mill | GA | Effingham | GEN1 | Natural Gas Fired Combustion Turbine | NG | Natural Gas Peaker | 25.2 | 1986
7127 | Georgia-Pacific Consr Prods LP-Savannah | 10361 | Savannah River Mill | GA | Effingham | GEN2 | Natural Gas Fired Combustion Turbine | NG | Natural Gas Peaker | 25.2 | 1986
7127 | Georgia-Pacific Consr Prods LP-Savannah | 10361 | Savannah River Mill | GA | Effingham | GEN3 | Petroleum Coke | PC | Hard Coal | 45 | 1988
7127 | Georgia-Pacific Consr Prods LP-Savannah | 10361 | Savannah River Mill | GA | Effingham | GEN4 | Petroleum Coke | PC | Hard Coal | 45 | 1989
6589 | Georgia-Pacific Consr Prods LP-Muskogee | 10362 | Muskogee Mill | OK | Muskogee | GEN1 | Conventional Steam Coal | SUB | Hard Coal | 25 | 1978
6589 | Georgia-Pacific Consr Prods LP-Muskogee | 10362 | Muskogee Mill | OK | Muskogee | GEN2 | Conventional Steam Coal | SUB | Hard Coal | 44.5 | 1979
6589 | Georgia-Pacific Consr Prods LP-Muskogee | 10362 | Muskogee Mill | OK | Muskogee | GEN3 | Conventional Steam Coal | SUB | Hard Coal | 44.5 | 1982
9628 | Hopewell Operating Services LLC | 10377 | James River Genco LLC | VA | HOPEWELL CITY | GEN1 | Conventional Steam Coal | BIT | Hard Coal | 57.4 | 1988
9628 | Hopewell Operating Services LLC | 10377 | James River Genco LLC | VA | HOPEWELL CITY | GEN2 | Conventional Steam Coal | BIT | Hard Coal | 57.4 | 1988
58209 | CPI USA NC Southport LLC | 10378 | CPI USA NC Southport | NC | BRUNSWICK | GEN1 | All Other | TDF | Other | 67.5 | 1987
58209 | CPI USA NC Southport LLC | 10378 | CPI USA NC Southport | NC | BRUNSWICK | GEN2 | All Other | TDF | Other | 67.5 | 1987
58210 | CPI USA NC Roxboro LLC | 10379 | CPI USA NC Roxboro | NC | PERSON | GEN1 | Wood/Wood Waste Biomass | WDS | Biomass | 67.5 | 1987
59621 | North Carolina Renewable Power | 10380 | Elizabethtown Power LLC | NC | Bladen | GEN1 | Conventional Steam Coal | BIT | Hard Coal | 34.7 | 1985
59593 | NC Renewable Power - Lumberton LLC | 10382 | Lumberton | NC | Robeson | GEN1 | Wood/Wood Waste Biomass | WDS | Biomass | 34.7 | 1985
55739 | Edgecombe Operating Services LLC | 10384 | Edgecombe Genco LLC | NC | Edgecombe | GEN1 | Conventional Steam Coal | BIT | Hard Coal | 57.4 | 1990
55739 | Edgecombe Operating Services LLC | 10384 | Edgecombe Genco LLC | NC | Edgecombe | GEN2 | Conventional Steam Coal | BIT | Hard Coal | 57.4 | 1990
57223 | Sycamore Energy 1 LLC | 10387 | Sycamore Energy 1 | CA | San Diego | 1A | Landfill Gas | LFG | Biomass | 1.2 | 2011
57223 | Sycamore Energy 1 LLC | 10387 | Sycamore Energy 1 | CA | San Diego | 2A | Landfill Gas | LFG | Biomass | 1.2 | 2011
57223 | Sycamore Energy 1 LLC | 10387 | Sycamore Energy 1 | CA | San Diego | 3 | Landfill Gas | LFG | Biomass | 3 | 2004
57242 | Coyote Canyon Energy LLC | 10395 | GRS Coyote Canyon | CA | Orange | GEN1 | Landfill Gas | LFG | Biomass | 20 | 1989
56165 | ArcelorMittal Indiana Harbor West | 10397 | ArcelorMittal Indiana Harbor West | IN | Lake | GEN5 | Other Gases | BFG | Biomass | 12.5 | 1939
56165 | ArcelorMittal Indiana Harbor West | 10397 | ArcelorMittal Indiana Harbor West | IN | Lake | GEN6 | Other Gases | BFG | Biomass | 12.5 | 1953
56165 | ArcelorMittal Indiana Harbor West | 10397 | ArcelorMittal Indiana Harbor West | IN | Lake | GEN7 | Other Gases | BFG | Biomass | 32 | 1959
56165 | ArcelorMittal Indiana Harbor West | 10397 | ArcelorMittal Indiana Harbor West | IN | Lake | GEN8 | Other Gases | BFG | Biomass | 40 | 1961
56165 | ArcelorMittal Indiana Harbor West | 10397 | ArcelorMittal Indiana Harbor West | IN | Lake | GEN9 | Other Gases | BFG | Biomass | 55 | 2002
9454 | ArcelorMittal Cleveland Inc | 10398 | Arcelormittal Cleveland Inc | OH | Cuyahoga | GEN3 | Other Gases | BFG | Biomass | 10 | 1965
9454 | ArcelorMittal Cleveland Inc | 10398 | Arcelormittal Cleveland Inc | OH | Cuyahoga | GEN5 | Other Gases | BFG | Biomass | 10 | 1965
9454 | ArcelorMittal Cleveland Inc | 10398 | Arcelormittal Cleveland Inc | OH | Cuyahoga | GENA | Other Gases | BFG | Biomass | 15 | 1950
9454 | ArcelorMittal Cleveland Inc | 10398 | Arcelormittal Cleveland Inc | OH | Cuyahoga | GENB | Other Gases | BFG | Biomass | 10 | 1965
9454 | ArcelorMittal Cleveland Inc | 10398 | Arcelormittal Cleveland Inc | OH | Cuyahoga | GENC | Other Gases | BFG | Biomass | 23 | 2010
10337 | KES Kingsburg LP | 10405 | Kingsburg Cogen | CA | Fresno | GEN1 | Natural Gas Fired Combined Cycle | NG | Natural Gas Nonpeaker | 23.1 | 1990
10337 | KES Kingsburg LP | 10405 | Kingsburg Cogen | CA | Fresno | GEN2 | Natural Gas Fired Combined Cycle | NG | Natural Gas Nonpeaker | 13.1 | 1990
3692 | Clark University | 10408 | Clark University | MA | Worcester | GEN2 | Natural Gas Internal Combustion Engine | NG | Natural Gas Peaker | 2 | 2013
11936 | McBryde Sugar Co Ltd | 10412 | Kalaheo Hydro | HI | Kauai | KAL | Conventional Hydroelectric | WAT | Hydro | 1.1 | 1928
11936 | McBryde Sugar Co Ltd | 10413 | Wainiha Hydro | HI | Kauai | WAIA | Conventional Hydroelectric | WAT | Hydro | 1.8 | 1906
11936 | McBryde Sugar Co Ltd | 10413 | Wainiha Hydro | HI | Kauai | WAIB | Conventional Hydroelectric | WAT | Hydro | 1.8 | 1910
56600 | Ascend Performance Materials LLC | 10416 | Pensacola Florida Plant | FL | Escambia | GEN1 | Natural Gas Steam Turbine | NG | Natural Gas Peaker | 5 | 1953
56600 | Ascend Performance Materials LLC | 10416 | Pensacola Florida Plant | FL | Escambia | GEN2 | Natural Gas Steam Turbine | NG | Natural Gas Peaker | 5 | 1957
56600 | Ascend Performance Materials LLC | 10416 | Pensacola Florida Plant | FL | Escambia | GEN3 | Natural Gas Steam Turbine | NG | Natural Gas Peaker | 6 | 1958
56600 | Ascend Performance Materials LLC | 10416 | Pensacola Florida Plant | FL | Escambia | GEN4 | Natural Gas Fired Combustion Turbine | NG | Natural Gas Peaker | 86 | 1993
39878 | Solutia Inc-Indian | 10417 | Indian Orchard Plant 1 | MA | HAMPDEN | TG | Natural Gas Steam Turbine | NG | Natural Gas Peaker | 5.7 | 1985
56488 | Ascend Performance Materials | 10418 | Ascend Performance Materials Texas Inc. | TX | Brazoria | GEN1 | Other Gases | OG | Biomass | 6 | 1993
56488 | Ascend Performance Materials | 10418 | Ascend Performance Materials Texas Inc. | TX | Brazoria | GEN4 | Other Gases | OG | Biomass | 46.1 | 2000
5068 | Denver City & County of | 10421 | Dillon Hydro Plant | CO | Summit | GEN1 | Conventional Hydroelectric | WAT | Hydro | 1.8 | 1987
5068 | Denver City & County of | 10422 | Williams Fork Hydro Plant | CO | Grand | GEN1 | Conventional Hydroelectric | WAT | Hydro | 3 | 1959
5068 | Denver City & County of | 10422 | Williams Fork Hydro Plant | CO | Grand | GEN2 | Conventional Hydroelectric | WAT | Hydro | 0.5 | 2012
5068 | Denver City & County of | 10423 | North Fork Hydro Plant | CO | Park | GEN1 | Conventional Hydroelectric | WAT | Hydro | 5.5 | 1988
5068 | Denver City & County of | 10424 | Gross Hydro Plant | CO | Jefferson | GEN1 | Conventional Hydroelectric | WAT | Hydro | 7.8 | 2007
54745 | International Paper - Orange | 10425 | International Paper - Orange | TX | Orange | TG | Wood/Wood Waste Biomass | BLQ | Biomass | 48 | 1967
23632 | Inland Paperboard - Rome Mill | 10426 | Inland Paperboard Packaging Rome | GA | Floyd | GEN2 | Wood/Wood Waste Biomass | BLQ | Biomass | 5 | 1954
23632 | Inland Paperboard - Rome Mill | 10426 | Inland Paperboard Packaging Rome | GA | Floyd | GEN3 | Wood/Wood Waste Biomass | BLQ | Biomass | 5 | 1954
23632 | Inland Paperboard - Rome Mill | 10426 | Inland Paperboard Packaging Rome | GA | Floyd | GEN4 | Wood/Wood Waste Biomass | BLQ | Biomass | 22 | 1961
23632 | Inland Paperboard - Rome Mill | 10426 | Inland Paperboard Packaging Rome | GA | Floyd | GEN5 | Wood/Wood Waste Biomass | BLQ | Biomass | 38.4 | 1989
22091 | New-Indy Ontario LLC | 10427 | New-Indy Ontario Mill | CA | San Bernardino | GEN1 | Natural Gas Fired Combustion Turbine | NG | Natural Gas Peaker | 34 | 1985
623 | Anheuser-Busch Inc | 10430 | Anheuser-Busch St Louis | MO | St Louis City | GEN1 | Natural Gas Steam Turbine | NG | Natural Gas Peaker | 11 | 1947
623 | Anheuser-Busch Inc | 10430 | Anheuser-Busch St Louis | MO | St Louis City | GEN3 | Natural Gas Steam Turbine | NG | Natural Gas Peaker | 11 | 1948
623 | Anheuser-Busch Inc | 10430 | Anheuser-Busch St Louis | MO | St Louis City | GEN4 | Natural Gas Steam Turbine | NG | Natural Gas Peaker | 4.1 | 1939
623 | Anheuser-Busch Inc | 10431 | Anheuser-Busch Jacksonville | FL | DUVAL | GEN1 | Natural Gas Fired Combustion Turbine | NG | Natural Gas Peaker | 8.6 | 1987
9383 | Mosaic Fertilizer LLC | 10434 | Mosaic New Wales Operations | FL | Polk | TG1 | All Other | WH | Other | 10 | 1981
9383 | Mosaic Fertilizer LLC | 10434 | Mosaic New Wales Operations | FL | Polk | TG2 | All Other | WH | Other | 58.5 | 1984
9383 | Mosaic Fertilizer LLC | 10434 | Mosaic New Wales Operations | FL | Polk | TG3 | All Other | WH | Other | 32 | 1982
9383 | Mosaic Fertilizer LLC | 10434 | Mosaic New Wales Operations | FL | Polk | TG4 | All Other | WH | Other | 35 | 2014
49966 | Covanta Camden Energy Recovery Center | 10435 | Camden Resource Recovery Facility | NJ | Camden | TGA | Municipal Solid Waste | MSW | Municipal Solid Waste | 17.5 | 1991
49966 | Covanta Camden Energy Recovery Center | 10435 | Camden Resource Recovery Facility | NJ | Camden | TGB | Municipal Solid Waste | MSW | Municipal Solid Waste | 17.5 | 1991
6091 | Exxon Mobil Refining and Supply Co. | 10436 | ExxonMobil Baytown Refinery | TX | HARRIS | GT38 | Natural Gas Fired Combustion Turbine | NG | Natural Gas Peaker | 36.5 | 1989
6091 | Exxon Mobil Refining and Supply Co. | 10436 | ExxonMobil Baytown Refinery | TX | HARRIS | GT41 | Natural Gas Fired Combustion Turbine | NG | Natural Gas Peaker | 24.2 | 1977
6091 | Exxon Mobil Refining and Supply Co. | 10436 | ExxonMobil Baytown Refinery | TX | HARRIS | GT42 | Natural Gas Fired Combustion Turbine | NG | Natural Gas Peaker | 24.2 | 1977
6091 | Exxon Mobil Refining and Supply Co. | 10436 | ExxonMobil Baytown Refinery | TX | HARRIS | GT43 | Natural Gas Fired Combustion Turbine | NG | Natural Gas Peaker | 24.2 | 1977
6091 | Exxon Mobil Refining and Supply Co. | 10436 | ExxonMobil Baytown Refinery | TX | HARRIS | GT44 | Natural Gas Fired Combustion Turbine | NG | Natural Gas Peaker | 24.2 | 1977
6091 | Exxon Mobil Refining and Supply Co. | 10436 | ExxonMobil Baytown Refinery | TX | HARRIS | GT45 | Natural Gas Fired Combustion Turbine | NG | Natural Gas Peaker | 36.5 | 1988
6091 | Exxon Mobil Refining and Supply Co. | 10436 | ExxonMobil Baytown Refinery | TX | HARRIS | ST34 | All Other | WH | Other | 7.5 | 1952
55711 | FPL Energy Operating Services Inc - SEGS | 10439 | SEGS III | CA | San Bernardino | GEN1 | Solar Thermal without Energy Storage | SUN | Solar Thermal | 34.2 | 1986
55711 | FPL Energy Operating Services Inc - SEGS | 10440 | SEGS IV | CA | San Bernardino | GEN1 | Solar Thermal without Energy Storage | SUN | Solar Thermal | 34.2 | 1986
55711 | FPL Energy Operating Services Inc - SEGS | 10441 | SEGS V | CA | San Bernardino | GEN1 | Solar Thermal without Energy Storage | SUN | Solar Thermal | 34.2 | 1987
55711 | FPL Energy Operating Services Inc - SEGS | 10442 | SEGS VI | CA | San Bernardino | GEN1 | Solar Thermal without Energy Storage | SUN | Solar Thermal | 35 | 1988
55711 | FPL Energy Operating Services Inc - SEGS | 10443 | SEGS VII | CA | San Bernardino | GEN1 | Solar Thermal without Energy Storage | SUN | Solar Thermal | 35 | 1988
55711 | FPL Energy Operating Services Inc - SEGS | 10444 | SEGS VIII | CA | San Bernardino | GEN1 | Solar Thermal without Energy Storage | SUN | Solar Thermal | 92 | 1989
55711 | FPL Energy Operating Services Inc - SEGS | 10446 | SEGS IX | CA | San Bernardino | GEN1 | Solar Thermal without Energy Storage | SUN | Solar Thermal | 92 | 1990
58149 | Renewable World Energies LLC | 10453 | LAC Courte Oreilles Hydroelect | WI | Sawyer | U1 | Conventional Hydroelectric | WAT | Hydro | 0.2 | 1986
58149 | Renewable World Energies LLC | 10453 | LAC Courte Oreilles Hydroelect | WI | Sawyer | U2 | Conventional Hydroelectric | WAT | Hydro | 1.6 | 1986
58149 | Renewable World Energies LLC | 10453 | LAC Courte Oreilles Hydroelect | WI | Sawyer | U3 | Conventional Hydroelectric | WAT | Hydro | 1.6 | 1986
11556 | Brookfield Energy Marketing LP | 10458 | Muck Valley Hydroelectric | CA | LASSEN | GEN1 | Conventional Hydroelectric | WAT | Hydro | 29.9 | 1988
1746 | Black River Generation LLC | 10464 | ReEnergy Black River | NY | Jefferson | GEN1 | Wood/Wood Waste Biomass | WDS | Biomass | 55.5 | 1989
55965 | Verso Corporation | 10466 | Wisconsin Rapids Paper Mill | WI | Wood | GEN1 | All Other | PUR | Other | 7.5 | 1928
55965 | Verso Corporation | 10466 | Wisconsin Rapids Paper Mill | WI | Wood | GEN2 | All Other | PUR | Other | 8.3 | 1995
55965 | Verso Corporation | 10466 | Wisconsin Rapids Paper Mill | WI | Wood | GEN3 | All Other | PUR | Other | 5 | 1976
55754 | Boralex Hydro Operations Inc | 10467 | Fourth Branch Hydroelectric Facility | NY | Saratoga | 1 | Conventional Hydroelectric | WAT | Hydro | 3.3 | 1987
11217 | Los Angeles County Sanitation | 10471 | Spadra Landfill Gas to Energy | CA | Los Angeles | GEN1 | Landfill Gas | LFG | Biomass | 10.6 | 1990
11217 | Los Angeles County Sanitation | 10472 | Puente Hills Energy Recovery | CA | Los Angeles | GEN1 | Landfill Gas | LFG | Biomass | 50 | 1986
11217 | Los Angeles County Sanitation | 10472 | Puente Hills Energy Recovery | CA | Los Angeles | GEN3 | Landfill Gas | LFG | Biomass | 3.3 | 2006
11217 | Los Angeles County Sanitation | 10472 | Puente Hills Energy Recovery | CA | Los Angeles | GEN4 | Landfill Gas | LFG | Biomass | 3.3 | 2006
11217 | Los Angeles County Sanitation | 10472 | Puente Hills Energy Recovery | CA | Los Angeles | GEN5 | Landfill Gas | LFG | Biomass | 3.3 | 2006
56150 | ArcelorMittal USA Inc | 10475 | Expander Turbine | IN | Lake | 16TG | Other Gases | BFG | Biomass | 20 | 1981
55965 | Verso Corporation | 10477 | Wisconsin Rapids Pulp Mill | WI | Wood | GEN1 | Wood/Wood Waste Biomass | BLQ | Biomass | 32 | 1968
55965 | Verso Corporation | 10477 | Wisconsin Rapids Pulp Mill | WI | Wood | GEN2 | Wood/Wood Waste Biomass | BLQ | Biomass | 40.3 | 1991
11216 | Los Angeles County | 10478 | Pitchess Cogen Station | CA | Los Angeles | GEN1 | Natural Gas Fired Combined Cycle | NG | Natural Gas Nonpeaker | 20.9 | 1988
11216 | Los Angeles County | 10478 | Pitchess Cogen Station | CA | Los Angeles | GEN2 | Natural Gas Fired Combined Cycle | NG | Natural Gas Nonpeaker | 7.4 | 1988
34691 | Ormat Nevada Inc | 10479 | Ples I | CA | Mono | T101 | Geothermal | GEO | Geothermal | 5 | 1990
34691 | Ormat Nevada Inc | 10479 | Ples I | CA | Mono | T102 | Geothermal | GEO | Geothermal | 5 | 1990
34691 | Ormat Nevada Inc | 10479 | Ples I | CA | Mono | T103 | Geothermal | GEO | Geothermal | 5 | 1990
34691 | Ormat Nevada Inc | 10480 | Mammoth Pacific I | CA | Mono | GEN1 | Geothermal | GEO | Geothermal | 5 | 1984
34691 | Ormat Nevada Inc | 10480 | Mammoth Pacific I | CA | Mono | GEN2 | Geothermal | GEO | Geothermal | 5 | 1984
34691 | Ormat Nevada Inc | 10481 | Mammoth Pacific II | CA | Mono | 1 | Geothermal | GEO | Geothermal | 5 | 1990
34691 | Ormat Nevada Inc | 10481 | Mammoth Pacific II | CA | Mono | 2 | Geothermal | GEO | Geothermal | 5 | 1990
34691 | Ormat Nevada Inc | 10481 | Mammoth Pacific II | CA | Mono | 3 | Geothermal | GEO | Geothermal | 5 | 1990
34691 | Ormat Nevada Inc | 10481 | Mammoth Pacific II | CA | Mono | T101 | Geothermal | GEO | Geothermal | 5 | 1990
34691 | Ormat Nevada Inc | 10481 | Mammoth Pacific II | CA | Mono | T102 | Geothermal | GEO | Geothermal | 5 | 1990
34691 | Ormat Nevada Inc | 10481 | Mammoth Pacific II | CA | Mono | T103 | Geothermal | GEO | Geothermal | 5 | 1990
1991 | Boise White Paper LLC | 10486 | Boise Cascade International Falls | MN | Koochiching | GEN 6 | Wood/Wood Waste Biomass | BLQ | Biomass | 52.3 | 2015
1991 | Boise White Paper LLC | 10486 | Boise Cascade International Falls | MN | Koochiching | GEN5 | Wood/Wood Waste Biomass | BLQ | Biomass | 6.2 | 1957
1991 | Boise White Paper LLC | 10487 | International Falls Power | MN | Koochiching | GEN1 | Conventional Hydroelectric | WAT | Hydro | 2.2 | 1946
1991 | Boise White Paper LLC | 10487 | International Falls Power | MN | Koochiching | GEN2 | Conventional Hydroelectric | WAT | Hydro | 2.2 | 1946
1991 | Boise White Paper LLC | 10487 | International Falls Power | MN | Koochiching | GEN3 | Conventional Hydroelectric | WAT | Hydro | 2.2 | 1946
1991 | Boise White Paper LLC | 10487 | International Falls Power | MN | Koochiching | GEN4 | Conventional Hydroelectric | WAT | Hydro | 2.2 | 1946
1991 | Boise White Paper LLC | 10487 | International Falls Power | MN | Koochiching | GEN5 | Conventional Hydroelectric | WAT | Hydro | 2.2 | 1946
1991 | Boise White Paper LLC | 10487 | International Falls Power | MN | Koochiching | GEN6 | Conventional Hydroelectric | WAT | Hydro | 1.6 | 1924
1991 | Boise White Paper LLC | 10487 | International Falls Power | MN | Koochiching | GEN7 | Conventional Hydroelectric | WAT | Hydro | 1.6 | 1924
1924 | Boise Packaging & Newsprint LLC | 10488 | DeRidder Mill | LA | Beauregard | TG | Wood/Wood Waste Biomass | BLQ | Biomass | 61.5 | 1969
57280 | Eagle Creek RE LLC | 10490 | Upper Beaver Falls Project | NY | Lewis | 1G | Conventional Hydroelectric | WAT | Hydro | 1.5 | 1985
54784 | NewPage Corporation | 10491 | Mead Rumford Cogen | ME | Oxford | 3STG | Natural Gas Steam Turbine | NG | Natural Gas Peaker | 12.5 | 1954
50083 | Brookfield Power New England | 10493 | Rumford Falls Hydro Facility | ME | Oxford | GEN1 | Conventional Hydroelectric | WAT | Hydro | 8.1 | 1918
50083 | Brookfield Power New England | 10493 | Rumford Falls Hydro Facility | ME | Oxford | GEN2 | Conventional Hydroelectric | WAT | Hydro | 8.1 | 1918
50083 | Brookfield Power New England | 10493 | Rumford Falls Hydro Facility | ME | Oxford | GEN3 | Conventional Hydroelectric | WAT | Hydro | 8.8 | 1926
50083 | Brookfield Power New England | 10493 | Rumford Falls Hydro Facility | ME | Oxford | GEN4 | Conventional Hydroelectric | WAT | Hydro | 4.3 | 1950
50083 | Brookfield Power New England | 10493 | Rumford Falls Hydro Facility | ME | Oxford | GEN5 | Conventional Hydroelectric | WAT | Hydro | 7.6 | 1954
50083 | Brookfield Power New England | 10493 | Rumford Falls Hydro Facility | ME | Oxford | GEN6 | Conventional Hydroelectric | WAT | Hydro | 7.6 | 1954
34612 | Sheldon Vermont Hydro Co., Inc. | 10494 | Sheldon Springs Hydroelectric | VT | Franklin | IG-1 | Conventional Hydroelectric | WAT | Hydro | 1.8 | 1988
34612 | Sheldon Vermont Hydro Co., Inc. | 10494 | Sheldon Springs Hydroelectric | VT | Franklin | IG-2 | Conventional Hydroelectric | WAT | Hydro | 1.8 | 1988
34612 | Sheldon Vermont Hydro Co., Inc. | 10494 | Sheldon Springs Hydroelectric | VT | Franklin | IG-3 | Conventional Hydroelectric | WAT | Hydro | 0.2 | 1988
34612 | Sheldon Vermont Hydro Co., Inc. | 10494 | Sheldon Springs Hydroelectric | VT | Franklin | SG-1 | Conventional Hydroelectric | WAT | Hydro | 10.2 | 1988
34612 | Sheldon Vermont Hydro Co., Inc. | 10494 | Sheldon Springs Hydroelectric | VT | Franklin | SG-2 | Conventional Hydroelectric | WAT | Hydro | 10.2 | 1988
34612 | Sheldon Vermont Hydro Co., Inc. | 10494 | Sheldon Springs Hydroelectric | VT | Franklin | SG-3 | Conventional Hydroelectric | WAT | Hydro | 1 | 1988
54784 | NewPage Corporation | 10495 | Rumford Cogeneration | ME | Oxford | GEN1 | Wood/Wood Waste Biomass | BLQ | Biomass | 102.6 | 1990
10203 | Kern River Cogeneration Co | 10496 | Kern River Cogeneration | CA | Kern | GTAG | Natural Gas Fired Combustion Turbine | NG | Natural Gas Peaker | 75 | 1985
10203 | Kern River Cogeneration Co | 10496 | Kern River Cogeneration | CA | Kern | GTBG | Natural Gas Fired Combustion Turbine | NG | Natural Gas Peaker | 75 | 1985
10203 | Kern River Cogeneration Co | 10496 | Kern River Cogeneration | CA | Kern | GTCG | Natural Gas Fired Combustion Turbine | NG | Natural Gas Peaker | 75 | 1985
10203 | Kern River Cogeneration Co | 10496 | Kern River Cogeneration | CA | Kern | GTDG | Natural Gas Fired Combustion Turbine | NG | Natural Gas Peaker | 75 | 1985
12449 | Mid Set Cogeneration Co | 10501 | Mid-Set Cogeneration | CA | Kern | K100 | Natural Gas Fired Combustion Turbine | NG | Natural Gas Peaker | 39.1 | 1989
55850 | Thermal Energy Development Part LP | 10502 | Thermal Energy Development Part LP | CA | San Joaquin | GEN1 | Wood/Wood Waste Biomass | WDS | Biomass | 23 | 1990
20541 | Wheelabrator Environmental Systems | 10503 | Wheelabrator Hudson Falls | NY | Washington | GEN1 | Municipal Solid Waste | MSW | Municipal Solid Waste | 14.4 | 1991
450 | The Amalgamated Sugar Co | 10504 | Amalgamated Sugar Twin Falls | ID | Twin Falls | 1500 | Conventional Steam Coal | BIT | Hard Coal | 1.5 | 1948
450 | The Amalgamated Sugar Co | 10504 | Amalgamated Sugar Twin Falls | ID | Twin Falls | 2500 | Conventional Steam Coal | BIT | Hard Coal | 2.5 | 1948
450 | The Amalgamated Sugar Co | 10504 | Amalgamated Sugar Twin Falls | ID | Twin Falls | 4000 | Conventional Steam Coal | BIT | Hard Coal | 6.2 | 1994
56174 | Finch Paper LLC | 10511 | Finch Paper | NY | Warren | GEN6 | Wood/Wood Waste Biomass | WDL | Biomass | 29 | 1987
16498 | SFR Hydro Cor | 10519 | Milton Hydro | NH | Strafford | 1 | Conventional Hydroelectric | WAT | Hydro | 0.2 | 1914
16498 | SFR Hydro Cor | 10519 | Milton Hydro | NH | Strafford | 2 | Conventional Hydroelectric | WAT | Hydro | 0.4 | 1914
16498 | SFR Hydro Cor | 10519 | Milton Hydro | NH | Strafford | 3 | Conventional Hydroelectric | WAT | Hydro | 0.3 | 1984
16498 | SFR Hydro Cor | 10519 | Milton Hydro | NH | Strafford | 4 | Conventional Hydroelectric | WAT | Hydro | 0.5 | 1987
21581 | Midwest Hydro LLC | 10520 | Dayton Hydro | IL | LaSalle | 1 | Conventional Hydroelectric | WAT | Hydro | 1.6 | 1925
21581 | Midwest Hydro LLC | 10520 | Dayton Hydro | IL | LaSalle | 2 | Conventional Hydroelectric | WAT | Hydro | 1 | 1925
21581 | Midwest Hydro LLC | 10520 | Dayton Hydro | IL | LaSalle | 3 | Conventional Hydroelectric | WAT | Hydro | 1 | 1925
10849 | Wyeth-Averst Lederle | 10521 | Lederle Laboratories | NY | Rockland | 3A | Natural Gas Fired Combined Cycle | NG | Natural Gas Nonpeaker | 1.5 | 1998
10849 | Wyeth-Averst Lederle | 10521 | Lederle Laboratories | NY | Rockland | GEN1 | Natural Gas Fired Combined Cycle | NG | Natural Gas Nonpeaker | 8.3 | 1991
10849 | Wyeth-Averst Lederle | 10521 | Lederle Laboratories | NY | Rockland | GEN2 | Natural Gas Fired Combined Cycle | NG | Natural Gas Nonpeaker | 8.3 | 1991
10849 | Wyeth-Averst Lederle | 10521 | Lederle Laboratories | NY | Rockland | GEN3 | Natural Gas Fired Combined Cycle | NG | Natural Gas Nonpeaker | 2.2 | 1990
10849 | Wyeth-Averst Lederle | 10521 | Lederle Laboratories | NY | Rockland | TG4 | Natural Gas Fired Combined Cycle | NG | Natural Gas Nonpeaker | 3.1 | 1997
55753 | Essex Hydro Associates LLC | 10523 | Benton Falls Associates | ME | Kennebec | GEN1 | Conventional Hydroelectric | WAT | Hydro | 3.5 | 1987
55753 | Essex Hydro Associates LLC | 10523 | Benton Falls Associates | ME | Kennebec | GEN2 | Conventional Hydroelectric | WAT | Hydro | 0.7 | 1987
3837 | CMS Generation Operating Co II | 10525 | Craven County Wood Energy LP | NC | Craven | 1UNI | Wood/Wood Waste Biomass | WDS | Biomass | 50 | 1990
5226 | Dodge Falls Associates LP | 10526 | Dodge Falls Associates | NH | Grafton | 1UNI | Conventional Hydroelectric | WAT | Hydro | 5 | 1990
5914 | Erie Boulevard Hydropower LP | 10530 | Feeder Dam Hydro Plant | NY | Saratoga | 1 | Conventional Hydroelectric | WAT | Hydro | 1 | 1924
5914 | Erie Boulevard Hydropower LP | 10530 | Feeder Dam Hydro Plant | NY | Saratoga | 2 | Conventional Hydroelectric | WAT | Hydro | 1 | 1924
5914 | Erie Boulevard Hydropower LP | 10530 | Feeder Dam Hydro Plant | NY | Saratoga | 3 | Conventional Hydroelectric | WAT | Hydro | 1 | 1924
5914 | Erie Boulevard Hydropower LP | 10530 | Feeder Dam Hydro Plant | NY | Saratoga | 4 | Conventional Hydroelectric | WAT | Hydro | 1 | 1924
5914 | Erie Boulevard Hydropower LP | 10530 | Feeder Dam Hydro Plant | NY | Saratoga | 5 | Conventional Hydroelectric | WAT | Hydro | 1 | 1924
5914 | Erie Boulevard Hydropower LP | 10531 | Beebee Island Hydro Plant | NY | Jefferson | 1 | Conventional Hydroelectric | WAT | Hydro | 4 | 1931
5914 | Erie Boulevard Hydropower LP | 10531 | Beebee Island Hydro Plant | NY | Jefferson | 2 | Conventional Hydroelectric | WAT | Hydro | 5 | 1931
7477 | Granger Electric Co | 10532 | Granger Electric Generating Station #2 | MI | Clinton | 2-1 | Landfill Gas | LFG | Biomass | 0.8 | 1991
7477 | Granger Electric Co | 10532 | Granger Electric Generating Station #2 | MI | Clinton | 2-3 | Landfill Gas | LFG | Biomass | 0.8 | 1991
7477 | Granger Electric Co | 10532 | Granger Electric Generating Station #2 | MI | Clinton | 2-4 | Landfill Gas | LFG | Biomass | 0.8 | 1996
7477 | Granger Electric Co | 10532 | Granger Electric Generating Station #2 | MI | Clinton | 2-5 | Landfill Gas | LFG | Biomass | 0.8 | 1997
34688 | CHI Energy Inc | 10538 | Dexter Plant | NY | Jefferson | GEN1 | Conventional Hydroelectric | WAT | Hydro | 0.5 | 1931
34688 | CHI Energy Inc | 10538 | Dexter Plant | NY | Jefferson | GEN2 | Conventional Hydroelectric | WAT | Hydro | 0.5 | 1931
34688 | CHI Energy Inc | 10538 | Dexter Plant | NY | Jefferson | GEN3 | Conventional Hydroelectric | WAT | Hydro | 0.2 | 1958
34688 | CHI Energy Inc | 10538 | Dexter Plant | NY | Jefferson | GEN4 | Conventional Hydroelectric | WAT | Hydro | 0.2 | 1986
34688 | CHI Energy Inc | 10538 | Dexter Plant | NY | Jefferson | GEN5 | Conventional Hydroelectric | WAT | Hydro | 0.2 | 1986
34688 | CHI Energy Inc | 10538 | Dexter Plant | NY | Jefferson | GEN6 | Conventional Hydroelectric | WAT | Hydro | 1.3 | 1988
34688 | CHI Energy Inc | 10538 | Dexter Plant | NY | Jefferson | GEN7 | Conventional Hydroelectric | WAT | Hydro | 1.3 | 1988
34688 | CHI Energy Inc | 10539 | Theresa Plant | NY | Jefferson | GEN1 | Conventional Hydroelectric | WAT | Hydro | 1 | 1929
34688 | CHI Energy Inc | 10539 | Theresa Plant | NY | Jefferson | GEN2 | Conventional Hydroelectric | WAT | Hydro | 0.3 | 1927
34688 | CHI Energy Inc | 10540 | Diamond Island Plant | NY | Jefferson | GEN1 | Conventional Hydroelectric | WAT | Hydro | 0.4 | 1914
34688 | CHI Energy Inc | 10540 | Diamond Island Plant | NY | Jefferson | GEN2 | Conventional Hydroelectric | WAT | Hydro | 0.4 | 1914
34688 | CHI Energy Inc | 10540 | Diamond Island Plant | NY | Jefferson | GEN3 | Conventional Hydroelectric | WAT | Hydro | 0.4 | 1914
34688 | CHI Energy Inc | 10544 | Hailesboro 4 Plant | NY | ST Lawrence | GEN1 | Conventional Hydroelectric | WAT | Hydro | 0.8 | 1922
34688 | CHI Energy Inc | 10544 | Hailesboro 4 Plant | NY | ST Lawrence | GEN2 | Conventional Hydroelectric | WAT | Hydro | 0.6 | 1922
34688 | CHI Energy Inc | 10545 | Copenhagen Plant | NY | Lewis | GEN1 | Conventional Hydroelectric | WAT | Hydro | 1.5 | 1984
34688 | CHI Energy Inc | 10545 | Copenhagen Plant | NY | Lewis | GEN2 | Conventional Hydroelectric | WAT | Hydro | 1.5 | 1984
34688 | CHI Energy Inc | 10545 | Copenhagen Plant | NY | Lewis | GEN3 | Conventional Hydroelectric | WAT | Hydro | 0.3 | 1984
34688 | CHI Energy Inc | 10546 | Beaver Valley Patterson Dam | PA | Beaver | GEN1 | Conventional Hydroelectric | WAT | Hydro | 0.4 | 1982
34688 | CHI Energy Inc | 10546 | Beaver Valley Patterson Dam | PA | Beaver | GEN2 | Conventional Hydroelectric | WAT | Hydro | 0.4 | 1982
34688 | CHI Energy Inc | 10546 | Beaver Valley Patterson Dam | PA | Beaver | GEN3 | Conventional Hydroelectric | WAT | Hydro | 0.4 | 1982
34688 | CHI Energy Inc | 10547 | Pyrites Plant | NY | ST Lawrence | GEN1 | Conventional Hydroelectric | WAT | Hydro | 1.2 | 1949
34688 | CHI Energy Inc | 10547 | Pyrites Plant | NY | ST Lawrence | GEN2 | Conventional Hydroelectric | WAT | Hydro | 3.5 | 1985
34688 | CHI Energy Inc | 10547 | Pyrites Plant | NY | ST Lawrence | GEN3 | Conventional Hydroelectric | WAT | Hydro | 3.5 | 1985
16732 | San Jose State University Fclts Dev &Ops | 10548 | San Jose Cogeneration | CA | Santa Clara | GEN1 | Natural Gas Fired Combustion Turbine | NG | Natural Gas Peaker | 6 | 1984
463 | Ameresco LFG I Inc | 10549 | Al Turi | NY | Orange | 2 | Landfill Gas | LFG | Biomass | 0.8 | 2011
463 | Ameresco LFG I Inc | 10549 | Al Turi | NY | Orange | 3 | Landfill Gas | LFG | Biomass | 0.8 | 2011
463 | Ameresco LFG I Inc | 10549 | Al Turi | NY | Orange | 3010 | Landfill Gas | LFG | Biomass | 0.8 | 1998
12594 | Mills Shoals Hydro Co Inc | 10550 | High Shoals Hydro (NC) | NC | Lincoln | GEN1 | Conventional Hydroelectric | WAT | Hydro | 1.8 | 1934
4385 | Anderson Power Products | 10553 | Anderson Power Products Division | MA | Worcester | 3622 | Petroleum Liquids | DFO | Petroleum | 0.1 | 1987
4385 | Anderson Power Products | 10553 | Anderson Power Products Division | MA | Worcester | 6033 | Petroleum Liquids | DFO | Petroleum | 0.3 | 1987
4385 | Anderson Power Products | 10553 | Anderson Power Products Division | MA | Worcester | 6035 | Petroleum Liquids | DFO | Petroleum | 0.3 | 1987
4385 | Anderson Power Products | 10553 | Anderson Power Products Division | MA | Worcester | 6046 | Petroleum Liquids | DFO | Petroleum | 0.3 | 1987
6541 | Formosa Plastics Corp | 10554 | Formosa Utility Venture Ltd | TX | Calhoun | BO3 | Natural Gas Fired Combined Cycle | NG | Natural Gas Nonpeaker | 36.2 | 1987
6541 | Formosa Plastics Corp | 10554 | Formosa Utility Venture Ltd | TX | Calhoun | ST1 | Natural Gas Fired Combined Cycle | NG | Natural Gas Nonpeaker | 33.5 | 1994
6541 | Formosa Plastics Corp | 10554 | Formosa Utility Venture Ltd | TX | Calhoun | ST2 | Natural Gas Fired Combined Cycle | NG | Natural Gas Nonpeaker | 66.3 | 1994
6541 | Formosa Plastics Corp | 10554 | Formosa Utility Venture Ltd | TX | Calhoun | ST3 | Natural Gas Fired Combined Cycle | NG | Natural Gas Nonpeaker | 55 | 2002
6541 | Formosa Plastics Corp | 10554 | Formosa Utility Venture Ltd | TX | Calhoun | TBG1 | Natural Gas Fired Combined Cycle | NG | Natural Gas Nonpeaker | 82.5 | 1993
6541 | Formosa Plastics Corp | 10554 | Formosa Utility Venture Ltd | TX | Calhoun | TBG2 | Natural Gas Fired Combined Cycle | NG | Natural Gas Nonpeaker | 82.5 | 1993
6541 | Formosa Plastics Corp | 10554 | Formosa Utility Venture Ltd | TX | Calhoun | TBG3 | Natural Gas Fired Combined Cycle | NG | Natural Gas Nonpeaker | 82.5 | 1993
6541 | Formosa Plastics Corp | 10554 | Formosa Utility Venture Ltd | TX | Calhoun | TBG4 | Natural Gas Fired Combined Cycle | NG | Natural Gas Nonpeaker | 82.5 | 1994
6541 | Formosa Plastics Corp | 10554 | Formosa Utility Venture Ltd | TX | Calhoun | TBG5 | Natural Gas Fired Combined Cycle | NG | Natural Gas Nonpeaker | 82.5 | 1994
6541 | Formosa Plastics Corp | 10554 | Formosa Utility Venture Ltd | TX | Calhoun | TBG6 | Natural Gas Fired Combined Cycle | NG | Natural Gas Nonpeaker | 85.9 | 2003
2179 | Brassua Hydroelectric LP | 10555 | Brassua Hydroelectric Project | ME | Somerset | 1 | Conventional Hydroelectric | WAT | Hydro | 3.6 | 1989
2016 | Boott Hydropower Inc | 10556 | Boott Hydropower | MA | Middlesex | GEN1 | Conventional Hydroelectric | WAT | Hydro | 7.5 | 1985
2016 | Boott Hydropower Inc | 10556 | Boott Hydropower | MA | Middlesex | GEN2 | Conventional Hydroelectric | WAT | Hydro | 7.5 | 1985
2016 | Boott Hydropower Inc | 10556 | Boott Hydropower | MA | Middlesex | GEN3 | Conventional Hydroelectric | WAT | Hydro | 7.9 | 1985
15726 | Rayonier Advanced Materials | 10560 | Rayonier Advanced Materials - Jesup Plant | GA | Wayne | GEN2 | Wood/Wood Waste Biomass | BLQ | Biomass | 5 | 1954
15726 | Rayonier Advanced Materials | 10560 | Rayonier Advanced Materials - Jesup Plant | GA | Wayne | GEN3 | Wood/Wood Waste Biomass | BLQ | Biomass | 7.5 | 1957
15726 | Rayonier Advanced Materials | 10560 | Rayonier Advanced Materials - Jesup Plant | GA | Wayne | GEN4 | Wood/Wood Waste Biomass | BLQ | Biomass | 7.5 | 1957
15726 | Rayonier Advanced Materials | 10560 | Rayonier Advanced Materials - Jesup Plant | GA | Wayne | GEN5 | Wood/Wood Waste Biomass | BLQ | Biomass | 30 | 1971
15726 | Rayonier Advanced Materials | 10560 | Rayonier Advanced Materials - Jesup Plant | GA | Wayne | GEN6 | Wood/Wood Waste Biomass | BLQ | Biomass | 27 | 1982
15726 | Rayonier Advanced Materials | 10562 | Fernandina Plant | FL | Nassau | GEN3 | Wood/Wood Waste Biomass | WDS | Biomass | 7.5 | 1939
15726 | Rayonier Advanced Materials | 10562 | Fernandina Plant | FL | Nassau | GEN4 | Other Waste Biomass | OBS | Biomass | 20 | 1950
15726 | Rayonier Advanced Materials | 10562 | Fernandina Plant | FL | Nassau | GEN5 | Wood/Wood Waste Biomass | WDS | Biomass | 22 | 2012
14932 | US Operating Services Company | 10566 | Chambers Cogeneration LP | NJ | Salem | GEN1 | Conventional Steam Coal | BIT | Hard Coal | 285 | 1994
291 | Algonquin Windsor Locks LLC | 10567 | Algonquin Windsor Locks | CT | HARTFORD | GTG | Natural Gas Fired Combined Cycle | NG | Natural Gas Nonpeaker | 40 | 1990
291 | Algonquin Windsor Locks LLC | 10567 | Algonquin Windsor Locks | CT | HARTFORD | GTG2 | Natural Gas Fired Combined Cycle | NG | Natural Gas Nonpeaker | 15 | 2012
291 | Algonquin Windsor Locks LLC | 10567 | Algonquin Windsor Locks | CT | HARTFORD | STG | Natural Gas Fired Combined Cycle | NG | Natural Gas Nonpeaker | 16 | 1990
914 | Total Petrochemicals USA Inc | 10568 | Port Arthur Texas Refinery | TX | JEFFERSON | GEN1 | Natural Gas Fired Combustion Turbine | NG | Natural Gas Peaker | 38.4 | 1988
23037 | Errol Hydroelectric Co LLC | 10570 | Errol Hydroelectric Project | NH | COOS | 1 | Conventional Hydroelectric | WAT | Hydro | 3 | 1986
2770 | Terra-Gen Operating Co LLC | 10586 | Cameron Ridge LLC | CA | Kern | EXIS | Onshore Wind Turbine | WND | Wind | 59.6 | 1984
135 | Agrilectric Power Partners Ltd | 10593 | Agrilectric Power Partners Ltd | LA | Calcasieu | GEN1 | Other Waste Biomass | AB | Biomass | 12.1 | 1984
2770 | Terra-Gen Operating Co LLC | 10597 | Ridgetop Energy LLC | CA | Kern | WGN1 | Onshore Wind Turbine | WND | Wind | 29 | 1984
60176 | MVUT 27 Owner LLC | 10600 | MVUT | CA | San Diego | GEN1 | Natural Gas Fired Combustion Turbine | NG | Natural Gas Peaker | 3.1 | 1982
2674 | Tesoro Refining & Marketing Company LLC | 10601 | Tesoro Wilmington Calciner | CA | Los Angeles | GEN1 | All Other | WH | Other | 34 | 1982
5670 | Ebensburg Power Co | 10603 | Ebensburg Power | PA | Cambria | GEN1 | Conventional Steam Coal | WC | Hard Coal | 57.6 | 1990
8286 | Hawaiian Commercial and Sugar Company | 10604 | Hawaiian Comm & Sugar Puunene Mill | HI | Maui | PUU3 | Other Waste Biomass | AB | Biomass | 10 | 1972
8286 | Hawaiian Commercial and Sugar Company | 10604 | Hawaiian Comm & Sugar Puunene Mill | HI | Maui | PUU4 | Other Waste Biomass | AB | Biomass | 20 | 1982
8286 | Hawaiian Commercial and Sugar Company | 10604 | Hawaiian Comm & Sugar Puunene Mill | HI | Maui | PUU5 | Other Waste Biomass | AB | Biomass | 16.1 | 2000
50003 | Brunswick Cellulose LLC | 10605 | Brunswick Cellulose | GA | Glynn | GEN3 | Wood/Wood Waste Biomass | BLQ | Biomass | 9.2 | 1954
50003 | Brunswick Cellulose LLC | 10605 | Brunswick Cellulose | GA | Glynn | GEN4 | Wood/Wood Waste Biomass | BLQ | Biomass | 50 | 1960
50003 | Brunswick Cellulose LLC | 10605 | Brunswick Cellulose | GA | Glynn | GEN5 | Wood/Wood Waste Biomass | BLQ | Biomass | 13 | 1996
4580 | Georgia-Pacific LLC | 10606 | Georgia-Pacific Crossett LLC | AR | Ashley | GEN4 | Wood/Wood Waste Biomass | BLQ | Biomass | 25 | 1962
4580 | Georgia-Pacific LLC | 10606 | Georgia-Pacific Crossett LLC | AR | Ashley | GEN5 | Wood/Wood Waste Biomass | BLQ | Biomass | 30.6 | 1969
4580 | Georgia-Pacific LLC | 10606 | Georgia-Pacific Crossett LLC | AR | Ashley | GEN6 | Wood/Wood Waste Biomass | BLQ | Biomass | 36 | 1982
56467 | Ampersand Gilman Hydro LP | 10608 | Gilman Mill | VT | Essex | GEN1 | Conventional Hydroelectric | WAT | Hydro | 2.2 | 1986
56467 | Ampersand Gilman Hydro LP | 10608 | Gilman Mill | VT | Essex | GEN2 | Conventional Hydroelectric | WAT | Hydro | 1 | 1966
56467 | Ampersand Gilman Hydro LP | 10608 | Gilman Mill | VT | Essex | GEN3 | Conventional Hydroelectric | WAT | Hydro | 0.8 | 1941
56467 | Ampersand Gilman Hydro LP | 10608 | Gilman Mill | VT | Essex | GEN4 | Conventional Hydroelectric | WAT | Hydro | 0.8 | 1941
7166 | Georgia-Pacific Monticello LLC | 10610 | Georgia-Pacific Monticello Paper | MS | Lawrence | GEN1 | Wood/Wood Waste Biomass | BLQ | Biomass | 32.6 | 1968
7166 | Georgia-Pacific Monticello LLC | 10610 | Georgia-Pacific Monticello Paper | MS | Lawrence | GEN2 | Wood/Wood Waste Biomass | BLQ | Biomass | 32.2 | 1968
50128 | Georgia-Pacific Consr Ops LLC-Palatka | 10611 | Georgia-Pacific Palatka Operations | FL | Putnam | GEN2 | Natural Gas Steam Turbine | NG | Natural Gas Peaker | 9.7 | 1956
50128 | Georgia-Pacific Consr Ops LLC-Palatka | 10611 | Georgia-Pacific Palatka Operations | FL | Putnam | GEN4 | Wood/Wood Waste Biomass | BLQ | Biomass | 47.8 | 1965
50128 | Georgia-Pacific Consr Ops LLC-Palatka | 10611 | Georgia-Pacific Palatka Operations | FL | Putnam | GEN8 | Wood/Wood Waste Biomass | BLQ | Biomass | 32 | 1993
50129 | Georgia-Pacific Cons Op LLC Port Hudson | 10612 | Georgia-Pacific Port Hudson | LA | East Baton Rouge | GEN1 | Wood/Wood Waste Biomass | BLQ | Biomass | 67.7 | 1986
50129 | Georgia-Pacific Cons Op LLC Port Hudson | 10612 | Georgia-Pacific Port Hudson | LA | East Baton Rouge | GEN2 | Petroleum Coke | PC | Hard Coal | 60 | 2007
5232 | Woodland Pulp LLC | 10613 | Domtar - Woodland Mill | ME | Washington | HG1 | Conventional Hydroelectric | WAT | Hydro | 3 | 1912
5232 | Woodland Pulp LLC | 10613 | Domtar - Woodland Mill | ME | Washington | HG10 | Conventional Hydroelectric | WAT | Hydro | 1.2 | 1970
5232 | Woodland Pulp LLC | 10613 | Domtar - Woodland Mill | ME | Washington | HG2 | Conventional Hydroelectric | WAT | Hydro | 3 | 1912
5232 | Woodland Pulp LLC | 10613 | Domtar - Woodland Mill | ME | Washington | HG3 | Conventional Hydroelectric | WAT | Hydro | 3.3 | 1929
5232 | Woodland Pulp LLC | 10613 | Domtar - Woodland Mill | ME | Washington | HG4 | Conventional Hydroelectric | WAT | Hydro | 0.8 | 1906
5232 | Woodland Pulp LLC | 10613 | Domtar - Woodland Mill | ME | Washington | HG5 | Conventional Hydroelectric | WAT | Hydro | 0.8 | 1906
5232 | Woodland Pulp LLC | 10613 | Domtar - Woodland Mill | ME | Washington | HG6 | Conventional Hydroelectric | WAT | Hydro | 0.8 | 1906
5232 | Woodland Pulp LLC | 10613 | Domtar - Woodland Mill | ME | Washington | HG7 | Conventional Hydroelectric | WAT | Hydro | 1.6 | 1970
5232 | Woodland Pulp LLC | 10613 | Domtar - Woodland Mill | ME | Washington | HG8 | Conventional Hydroelectric | WAT | Hydro | 2 | 1970
5232 | Woodland Pulp LLC | 10613 | Domtar - Woodland Mill | ME | Washington | HG9 | Conventional Hydroelectric | WAT | Hydro | 2 | 1970
5232 | Woodland Pulp LLC | 10613 | Domtar - Woodland Mill | ME | Washington | TG10 | Wood/Wood Waste Biomass | BLQ | Biomass | 23 | 1966
5232 | Woodland Pulp LLC | 10613 | Domtar - Woodland Mill | ME | Washington | TG11 | Wood/Wood Waste Biomass | BLQ | Biomass | 26.8 | 1970
58338 | Lakeside Beaver Falls LLC | 10617 | CH Resources Beaver Falls | NY | Lewis | GEN1 | Natural Gas Fired Combined Cycle | NG | Natural Gas Nonpeaker | 65.5 | 1995
58338 | Lakeside Beaver Falls LLC | 10617 | CH Resources Beaver Falls | NY | Lewis | GEN2 | Natural Gas Fired Combined Cycle | NG | Natural Gas Nonpeaker | 42.3 | 1995
3085 | Carthage Energy LLC | 10620 | Carthage Energy LLC | NY | Jefferson | GEN1 | Natural Gas Fired Combined Cycle | NG | Natural Gas Nonpeaker | 40.9 | 1991
3085 | Carthage Energy LLC | 10620 | Carthage Energy LLC | NY | Jefferson | GEN2 | Natural Gas Fired Combined Cycle | NG | Natural Gas Nonpeaker | 22 | 1991
58337 | Lakeside Syracuse LLC | 10621 | CH Resources Syracuse | NY | Onondaga | GEN1 | Natural Gas Fired Combined Cycle | NG | Natural Gas Nonpeaker | 65.5 | 1994
58337 | Lakeside Syracuse LLC | 10621 | CH Resources Syracuse | NY | Onondaga | GEN2 | Natural Gas Fired Combined Cycle | NG | Natural Gas Nonpeaker | 37.2 | 1994
11216 | Los Angeles County | 10623 | Civic Center | CA | Los Angeles | GEN1 | Natural Gas Fired Combined Cycle | NG | Natural Gas Nonpeaker | 22.1 | 1989
11216 | Los Angeles County | 10623 | Civic Center | CA | Los Angeles | GEN2 | Natural Gas Fired Combined Cycle | NG | Natural Gas Nonpeaker | 12.4 | 1989
55863 | Evergreen Packaging Inc | 10627 | Pine Bluff Mill | AR | Jefferson | 1TG1 | Wood/Wood Waste Biomass | BLQ | Biomass | 40 | 1958
55863 | Evergreen Packaging Inc | 10627 | Pine Bluff Mill | AR | Jefferson | 2TG1 | Wood/Wood Waste Biomass | BLQ | Biomass | 20 | 1958
55863 | Evergreen Packaging Inc | 10627 | Pine Bluff Mill | AR | Jefferson | 3TG1 | Wood/Wood Waste Biomass | BLQ | Biomass | 25 | 1962
20541 | Wheelabrator Environmental Systems | 10629 | Wheelabrator Baltimore Refuse | MD | Baltimore City | GEN1 | Municipal Solid Waste | MSW | Municipal Solid Waste | 60.2 | 1984
20541 | Wheelabrator Environmental Systems | 10629 | Wheelabrator Baltimore Refuse | MD | Baltimore City | GEN2 | Municipal Solid Waste | MSW | Municipal Solid Waste | 4.3 | 2001
49899 | CalEnergy Operating Corporation | 10631 | CE Leathers | CA | Imperial | GEN1 | Geothermal | GEO | Geothermal | 35.8 | 1989
49899 | CalEnergy Operating Corporation | 10632 | Del Ranch Company | CA | Imperial | GEN1 | Geothermal | GEO | Geothermal | 35.8 | 1988
19091 | GDF Suez NA - Hopewell | 10633 | Hopewell Cogeneration | VA | Prince George | GT1 | Natural Gas Fired Combined Cycle | NG | Natural Gas Nonpeaker | 101 | 1990
19091 | GDF Suez NA - Hopewell | 10633 | Hopewell Cogeneration | VA | Prince George | GT2 | Natural Gas Fired Combined Cycle | NG | Natural Gas Nonpeaker | 101 | 1990
19091 | GDF Suez NA - Hopewell | 10633 | Hopewell Cogeneration | VA | Prince George | GT3 | Natural Gas Fired Combined Cycle | NG | Natural Gas Nonpeaker | 101 | 1990
19091 | GDF Suez NA - Hopewell | 10633 | Hopewell Cogeneration | VA | Prince George | ST1 | Natural Gas Fired Combined Cycle | NG | Natural Gas Nonpeaker | 96 | 1990
49899 | CalEnergy Operating Corporation | 10634 | Elmore Company | CA | Imperial | GEN1 | Geothermal | GEO | Geothermal | 35.8 | 1988
59982 | Corona Energy Partners, Ltd | 10635 | Corona Cogen | CA | Riverside | GEN1 | Natural Gas Fired Combustion Turbine | NG | Natural Gas Peaker | 47 | 1988
2884 | Cambria CoGen Co | 10641 | Cambria Cogen | PA | Cambria | GEN1 | Conventional Steam Coal | WC | Hard Coal | 98 | 1991
473 | Covanta Hempstead Company | 10642 | Covanta Hempstead | NY | Nassau | GEN1 | Municipal Solid Waste | MSW | Municipal Solid Waste | 78.6 | 1989
542 | Covanta Essex Company | 10643 | Covanta Essex Company | NJ | Essex | GEN1 | Municipal Solid Waste | MSW | Municipal Solid Waste | 34.9 | 1990
542 | Covanta Essex Company | 10643 | Covanta Essex Company | NJ | Essex | GEN2 | Municipal Solid Waste | MSW | Municipal Solid Waste | 34.9 | 1990
528 | Covanta Southeastern Connecticut Company | 10646 | Covanta Southeastern Connecticut Company | CT | New London | GEN1 | Municipal Solid Waste | MSW | Municipal Solid Waste | 16.9 | 1991
56888 | Brea Generation LLC | 10648 | Olinda Landfill Gas Recovery Plant | CA | Orange | GEN1 | Landfill Gas | LFG | Biomass | 1.8 | 1985
56888 | Brea Generation LLC | 10648 | Olinda Landfill Gas Recovery Plant | CA | Orange | GEN2 | Landfill Gas | LFG | Biomass | 1.8 | 1985
56888 | Brea Generation LLC | 10648 | Olinda Landfill Gas Recovery Plant | CA | Orange | GEN3 | Landfill Gas | LFG | Biomass | 1.8 | 1985
59983 | Bear Mountain Limited | 10649 | Bear Mountain Cogen | CA | Kern | GEN1 | Natural Gas Fired Combustion Turbine | NG | Natural Gas Peaker | 46 | 1995
59984 | Badger Creek Limited | 10650 | Badger Creek Cogen | CA | Kern | GEN1 | Natural Gas Fired Combustion Turbine | NG | Natural Gas Peaker | 46 | 1991
2565 | North American Energy Services | 10652 | Burney Forest Products | CA | Shasta | GEN1 | Wood/Wood Waste Biomass | WDS | Biomass | 31 | 1989
6789 | French Paper Co | 10656 | French Paper Hydro | MI | Berrien | 1 | Conventional Hydroelectric | WAT | Hydro | 0.3 | 1922
6789 | French Paper Co | 10656 | French Paper Hydro | MI | Berrien | 2 | Conventional Hydroelectric | WAT | Hydro | 0.4 | 1927
6789 | French Paper Co | 10656 | French Paper Hydro | MI | Berrien | 3 | Conventional Hydroelectric | WAT | Hydro | 0.4 | 1930
6789 | French Paper Co | 10656 | French Paper Hydro | MI | Berrien | 4 | Conventional Hydroelectric | WAT | Hydro | 0.2 | 1921
3953 | Collins Pine Co | 10661 | Collins Pine Project | CA | PLUMAS | GEN4 | Wood/Wood Waste Biomass | WDS | Biomass | 12 | 1985
21 | AES Shady Point LLC | 10671 | AES Shady Point LLC | OK | Le Flore | GEN1 | Conventional Steam Coal | SUB | Hard Coal | 175 | 1990
21 | AES Shady Point LLC | 10671 | AES Shady Point LLC | OK | Le Flore | GEN2 | Conventional Steam Coal | SUB | Hard Coal | 175 | 1990
56730 | Cedar Bay Operating Services LLC | 10672 | Cedar Bay Generating Company LP | FL | Duval | GEN1 | Conventional Steam Coal | BIT | Hard Coal | 291.6 | 1994
177 | AES Hawaii Inc | 10673 | AES Hawaii | HI | Honolulu | GEN1 | Conventional Steam Coal | BIT | Hard Coal | 203 | 1992
178 | CES Placerita Inc | 10677 | CES Placerita Power Plant | CA | Los Angeles | UNT2 | Natural Gas Fired Combined Cycle | NG | Natural Gas Nonpeaker | 60 | 1988
178 | CES Placerita Inc | 10677 | CES Placerita Power Plant | CA | Los Angeles | UNT3 | Natural Gas Fired Combined Cycle | NG | Natural Gas Nonpeaker | 30 | 1988
35 | AES WR Ltd Partnership | 10678 | AES Warrior Run Cogeneration Facility | MD | Allegany | GEN1 | Conventional Steam Coal | BIT | Hard Coal | 229 | 1999
55307 | Colorado Energy Management | 10682 | Brush Generation Facility | CO | MORGAN | GT1 | Natural Gas Fired Combined Cycle | NG | Natural Gas Nonpeaker | 23.8 | 1990
55307 | Colorado Energy Management | 10682 | Brush Generation Facility | CO | MORGAN | GT2 | Natural Gas Fired Combustion Turbine | NG | Natural Gas Peaker | 23.8 | 1990
55307 | Colorado Energy Management | 10682 | Brush Generation Facility | CO | MORGAN | GT3 | Natural Gas Fired Combined Cycle | NG | Natural Gas Nonpeaker | 37 | 1994
55307 | Colorado Energy Management | 10682 | Brush Generation Facility | CO | MORGAN | GT4 | Natural Gas Fired Combined Cycle | NG | Natural Gas Nonpeaker | 23.8 | 1999
55307 | Colorado Energy Management | 10682 | Brush Generation Facility | CO | MORGAN | GT5 | Natural Gas Fired Combined Cycle | NG | Natural Gas Nonpeaker | 23.8 | 1999
55307 | Colorado Energy Management | 10682 | Brush Generation Facility | CO | MORGAN | ST1 | Natural Gas Fired Combined Cycle | NG | Natural Gas Nonpeaker | 38 | 1990
55307 | Colorado Energy Management | 10682 | Brush Generation Facility | CO | MORGAN | ST2 | Natural Gas Fired Combined Cycle | NG | Natural Gas Nonpeaker | 37 | 1994
55307 | Colorado Energy Management | 10682 | Brush Generation Facility | CO | MORGAN | ST4 | Natural Gas Fired Combined Cycle | NG | Natural Gas Nonpeaker | 90 | 2002
49968 | Searles Valley Minerals Operations Inc. | 10684 | Argus Cogen Plant | CA | San Bernardino | TG5 | Conventional Steam Coal | RC | Hard Coal | 7.5 | 1947
49968 | Searles Valley Minerals Operations Inc. | 10684 | Argus Cogen Plant | CA | San Bernardino | TG8 | Conventional Steam Coal | RC | Hard Coal | 27.5 | 1978
49968 | Searles Valley Minerals Operations Inc. | 10684 | Argus Cogen Plant | CA | San Bernardino | TG9 | Conventional Steam Coal | RC | Hard Coal | 27.5 | 1978
49968 | Searles Valley Minerals Operations Inc. | 10685 | Westend Facility | CA | San Bernardino | PINA | Natural Gas Fired Combustion Turbine | NG | Natural Gas Peaker | 20 | 1969
12647 | ALLETE, Inc. | 10686 | Rapids Energy Center | MN | Itasca | 6 | Wood/Wood Waste Biomass | WDS | Biomass | 12.5 | 1969
12647 | ALLETE, Inc. | 10686 | Rapids Energy Center | MN | Itasca | 7 | Wood/Wood Waste Biomass | WDS | Biomass | 14 | 1980
12647 | ALLETE, Inc. | 10686 | Rapids Energy Center | MN | Itasca | HYD | Conventional Hydroelectric | WAT | Hydro | 1.9 | 1943
34688 | CHI Energy Inc | 10687 | Black River Hydro Associates | NY | Lewis | DE1 | Conventional Hydroelectric | WAT | Hydro | 1.6 | 1984
34688 | CHI Energy Inc | 10687 | Black River Hydro Associates | NY | Lewis | PL1 | Conventional Hydroelectric | WAT | Hydro | 2.2 | 1984
34688 | CHI Energy Inc | 10687 | Black River Hydro Associates | NY | Lewis | RI1 | Conventional Hydroelectric | WAT | Hydro | 1.9 | 1984
6088 | Exxon Mobil Corp | 10690 | ExxonMobil Baton Rouge Turbine Generator | LA | EAST BATON ROUGE | CTG1 | Natural Gas Fired Combustion Turbine | NG | Natural Gas Peaker | 85.3 | 1990
6091 | Exxon Mobil Refining and Supply Co. | 10692 | ExxonMobil Baytown Turbine | TX | Harris | GEN1 | Natural Gas Fired Combustion Turbine | NG | Natural Gas Peaker | 39.7 | 1989
6091 | Exxon Mobil Refining and Supply Co. | 10692 | ExxonMobil Baytown Turbine | TX | Harris | GEN2 | Natural Gas Fired Combustion Turbine | NG | Natural Gas Peaker | 39.7 | 1989
6091 | Exxon Mobil Refining and Supply Co. | 10692 | ExxonMobil Baytown Turbine | TX | Harris | GEN3 | Natural Gas Fired Combustion Turbine | NG | Natural Gas Peaker | 39.7 | 1989
6091 | Exxon Mobil Refining and Supply Co. | 10692 | ExxonMobil Baytown Turbine | TX | Harris | GEN4 | Natural Gas Fired Combustion Turbine | NG | Natural Gas Peaker | 98.9 | 1997
6091 | Exxon Mobil Refining and Supply Co. | 10692 | ExxonMobil Baytown Turbine | TX | Harris | GEN5 | Natural Gas Fired Combustion Turbine | NG | Natural Gas Peaker | 163.8 | 2004
11704 | Maryland Environmental Service | 10693 | Eastern Correctional Institute | MD | Somerset | 1147 | Wood/Wood Waste Biomass | WDS | Biomass | 1.9 | 1987
11704 | Maryland Environmental Service | 10693 | Eastern Correctional Institute | MD | Somerset | 1148 | Wood/Wood Waste Biomass | WDS | Biomass | 1.9 | 1987
11704 | Maryland Environmental Service | 10693 | Eastern Correctional Institute | MD | Somerset | DG1 | Petroleum Liquids | DFO | Petroleum | 1 | 1988
11704 | Maryland Environmental Service | 10693 | Eastern Correctional Institute | MD | Somerset | DG2 | Petroleum Liquids | DFO | Petroleum | 1 | 1988
49911 | Swift River Hydro Operations Co., Inc | 10694 | Pepperell Hydro Power Plant | MA | Middlesex | 2121 | Conventional Hydroelectric | WAT | Hydro | 0.8 | 1920
49911 | Swift River Hydro Operations Co., Inc | 10694 | Pepperell Hydro Power Plant | MA | Middlesex | 8281 | Conventional Hydroelectric | WAT | Hydro | 0.8 | 1920
49911 | Swift River Hydro Operations Co., Inc | 10694 | Pepperell Hydro Power Plant | MA | Middlesex | G3 | Conventional Hydroelectric | WAT | Hydro | 0.6 | 2006
59867 | Hood Container of Louisiana, LLC | 10697 | St Francisville Mill | LA | West Feliciana | GEN2 | Wood/Wood Waste Biomass | BLQ | Biomass | 12.5 | 1966
7475 | Graphic Packaging Corp | 10698 | Graphic Packaging | MI | Kalamazoo | GEN1 | Natural Gas Steam Turbine | NG | Natural Gas Peaker | 10 | 1959
7475 | Graphic Packaging Corp | 10698 | Graphic Packaging | MI | Kalamazoo | GEN2 | Natural Gas Steam Turbine | NG | Natural Gas Peaker | 1.8 | 1992
7136 | Georgia-Pacific Consr Prods LP-Naheola | 10699 | Georgia-Pacific Consr Prods LP-Naheola | AL | Choctaw | GEN1 | Wood/Wood Waste Biomass | BLQ | Biomass | 15.6 | 1959
7136 | Georgia-Pacific Consr Prods LP-Naheola | 10699 | Georgia-Pacific Consr Prods LP-Naheola | AL | Choctaw | GEN2 | Wood/Wood Waste Biomass | BLQ | Biomass | 15.6 | 1962
7136 | Georgia-Pacific Consr Prods LP-Naheola | 10699 | Georgia-Pacific Consr Prods LP-Naheola | AL | Choctaw | GT3 | Wood/Wood Waste Biomass | BLQ | Biomass | 47.2 | 1993
56448 | Red Shield Acquisition LLC | 10700 | Red Shield Envir Old Town Facility | ME | Penobscot | TG4 | Wood/Wood Waste Biomass | BLQ | Biomass | 12.5 | 1965
56448 | Red Shield Acquisition LLC | 10700 | Red Shield Envir Old Town Facility | ME | Penobscot | TG6 | Wood/Wood Waste Biomass | WDS | Biomass | 16 | 1987
17725 | Snow Mountain Hydro LLC | 10706 | Burney Creek | CA | Shasta | GEN1 | Conventional Hydroelectric | WAT | Hydro | 3 | 1990
17725 | Snow Mountain Hydro LLC | 10707 | Cove Hydroelectric | CA | Shasta | GEN1 | Conventional Hydroelectric | WAT | Hydro | 5 | 1990
17725 | Snow Mountain Hydro LLC | 10708 | Lost Creek I | CA | Shasta | GEN1 | Conventional Hydroelectric | WAT | Hydro | 1.1 | 1989
17725 | Snow Mountain Hydro LLC | 10709 | Ponderosa Bailey Creek | CA | TEHAMA | GEN1 | Conventional Hydroelectric | WAT | Hydro | 1.1 | 1990
16630 | San Gorgonio Farms Inc | 10718 | Karen Avenue Wind Farm | CA | RIVERSIDE | WND | Onshore Wind Turbine | WND | Wind | 11.7 | 1985
9948 | Kyocera America Inc | 10720 | Kyocera America Project | CA | San Diego | 0287 | Natural Gas Internal Combustion Engine | NG | Natural Gas Peaker | 1.7 | 2012
9948 | Kyocera America Inc | 10720 | Kyocera America Project | CA | San Diego | 0333 | Natural Gas Internal Combustion Engine | NG | Natural Gas Peaker | 2.1 | 2012
16909 | Selkirk Cogen Partners LP | 10725 | Selkirk Cogen | NY | Albany | GEN1 | Natural Gas Fired Combined Cycle | NG | Natural Gas Nonpeaker | 95.2 | 1992
16909 | Selkirk Cogen Partners LP | 10725 | Selkirk Cogen | NY | Albany | GEN2 | Natural Gas Fired Combined Cycle | NG | Natural Gas Nonpeaker | 12 | 1992
16909 | Selkirk Cogen Partners LP | 10725 | Selkirk Cogen | NY | Albany | GEN3 | Natural Gas Fired Combined Cycle | NG | Natural Gas Nonpeaker | 95.2 | 1994
16909 | Selkirk Cogen Partners LP | 10725 | Selkirk Cogen | NY | Albany | GEN4 | Natural Gas Fired Combined Cycle | NG | Natural Gas Nonpeaker | 95.2 | 1994
16909 | Selkirk Cogen Partners LP | 10725 | Selkirk Cogen | NY | Albany | GEN5 | Natural Gas Fired Combined Cycle | NG | Natural Gas Nonpeaker | 148.4 | 1994
11741 | Masspower | 10726 | Masspower | MA | Hampden | GEN1 | Natural Gas Fired Combined Cycle | NG | Natural Gas Nonpeaker | 90 | 1993
11741 | Masspower | 10726 | Masspower | MA | Hampden | GEN2 | Natural Gas Fired Combined Cycle | NG | Natural Gas Nonpeaker | 90 | 1993
11741 | Masspower | 10726 | Masspower | MA | Hampden | GEN3 | Natural Gas Fired Combined Cycle | NG | Natural Gas Nonpeaker | 80.9 | 1993
56838 | KEI (Maine) Power Management (III) LLC | 10728 | Barker Lower | ME | Androscoggin | GEN1 | Conventional Hydroelectric | WAT | Hydro | 1.5 | 1986
6830 | Fulcrum Inc | 10735 | Barber Dam | ID | Ada | GEN1 | Conventional Hydroelectric | WAT | Hydro | 4.1 | 1990
8353 | Sprague Hydro LLC | 10737 | Sprague Hydro | OR | Klamath | GEN1 | Conventional Hydroelectric | WAT | Hydro | 1.2 | 1989
8696 | Hoge Lumber Co | 10739 | Hoge Lumber | OH | Auglaize | AC3M | Wood/Wood Waste Biomass | WDS | Biomass | 3 | 1985
8696 | Hoge Lumber Co | 10739 | Hoge Lumber | OH | Auglaize | W750 | Wood/Wood Waste Biomass | WDS | Biomass | 0.7 | 1972
11495 | Magic Reservoir Hydroelec Inc | 10740 | Magic Dam Hydroelectric Project | ID | Blaine | GEN1 | Conventional Hydroelectric | WAT | Hydro | 3 | 1989
11495 | Magic Reservoir Hydroelec Inc | 10740 | Magic Dam Hydroelectric Project | ID | Blaine | GEN2 | Conventional Hydroelectric | WAT | Hydro | 3 | 1989
11495 | Magic Reservoir Hydroelec Inc | 10740 | Magic Dam Hydroelectric Project | ID | Blaine | GEN3 | Conventional Hydroelectric | WAT | Hydro | 3 | 1989
3775 | Clear Lake Cogeneration LP | 10741 | Clear Lake Cogeneration Ltd | TX | Harris | G102 | Natural Gas Fired Combined Cycle | NG | Natural Gas Nonpeaker | 129 | 1985
3775 | Clear Lake Cogeneration LP | 10741 | Clear Lake Cogeneration Ltd | TX | Harris | G103 | Natural Gas Fired Combined Cycle | NG | Natural Gas Nonpeaker | 129 | 1985
3775 | Clear Lake Cogeneration LP | 10741 | Clear Lake Cogeneration Ltd | TX | Harris | G104 | Natural Gas Fired Combined Cycle | NG | Natural Gas Nonpeaker | 129 | 1985
3775 | Clear Lake Cogeneration LP | 10741 | Clear Lake Cogeneration Ltd | TX | Harris | S101 | Natural Gas Fired Combined Cycle | NG | Natural Gas Nonpeaker | 51.9 | 1985
3775 | Clear Lake Cogeneration LP | 10741 | Clear Lake Cogeneration Ltd | TX | Harris | S102 | Natural Gas Fired Combined Cycle | NG | Natural Gas Nonpeaker | 14.3 | 1985
12949 | Morgantown Energy Associates | 10743 | Morgantown Energy Facility | WV | Monongalia | GEN1 | Conventional Steam Coal | WC | Hard Coal | 68.9 | 1991
12492 | Midland Cogeneration Venture | 10745 | Midland Cogeneration Venture | MI | Midland | 1G12 | Petroleum Liquids | DFO | Petroleum | 5.2 | 1990
12492 | Midland Cogeneration Venture | 10745 | Midland Cogeneration Venture | MI | Midland | BP15 | Natural Gas Fired Combined Cycle | NG | Natural Gas Nonpeaker | 13.4 | 1998
12492 | Midland Cogeneration Venture | 10745 | Midland Cogeneration Venture | MI | Midland | GT10 | Natural Gas Fired Combined Cycle | NG | Natural Gas Nonpeaker | 87.1 | 1990
12492 | Midland Cogeneration Venture | 10745 | Midland Cogeneration Venture | MI | Midland | GT11 | Natural Gas Fired Combined Cycle | NG | Natural Gas Nonpeaker | 87.1 | 1990
12492 | Midland Cogeneration Venture | 10745 | Midland Cogeneration Venture | MI | Midland | GT12 | Natural Gas Fired Combined Cycle | NG | Natural Gas Nonpeaker | 87.1 | 1990
12492 | Midland Cogeneration Venture | 10745 | Midland Cogeneration Venture | MI | Midland | GT13 | Natural Gas Fired Combined Cycle | NG | Natural Gas Nonpeaker | 87.1 | 1990
12492 | Midland Cogeneration Venture | 10745 | Midland Cogeneration Venture | MI | Midland | GT14 | Natural Gas Fired Combined Cycle | NG | Natural Gas Nonpeaker | 87.1 | 1990
12492 | Midland Cogeneration Venture | 10745 | Midland Cogeneration Venture | MI | Midland | GT3 | Natural Gas Fired Combined Cycle | NG | Natural Gas Nonpeaker | 87.1 | 1989
12492 | Midland Cogeneration Venture | 10745 | Midland Cogeneration Venture | MI | Midland | GT4 | Natural Gas Fired Combined Cycle | NG | Natural Gas Nonpeaker | 87.1 | 1989
12492 | Midland Cogeneration Venture | 10745 | Midland Cogeneration Venture | MI | Midland | GT5 | Natural Gas Fired Combined Cycle | NG | Natural Gas Nonpeaker | 87.1 | 1989
12492 | Midland Cogeneration Venture | 10745 | Midland Cogeneration Venture | MI | Midland | GT6 | Natural Gas Fired Combined Cycle | NG | Natural Gas Nonpeaker | 87.1 | 1989
12492 | Midland Cogeneration Venture | 10745 | Midland Cogeneration Venture | MI | Midland | GT7 | Natural Gas Fired Combined Cycle | NG | Natural Gas Nonpeaker | 87.1 | 1989
12492 | Midland Cogeneration Venture | 10745 | Midland Cogeneration Venture | MI | Midland | GT8 | Natural Gas Fired Combined Cycle | NG | Natural Gas Nonpeaker | 87.1 | 1989
12492 | Midland Cogeneration Venture | 10745 | Midland Cogeneration Venture | MI | Midland | GT9 | Natural Gas Fired Combined Cycle | NG | Natural Gas Nonpeaker | 87.1 | 1990
12492 | Midland Cogeneration Venture | 10745 | Midland Cogeneration Venture | MI | Midland | ST1 | Natural Gas Fired Combined Cycle | NG | Natural Gas Nonpeaker | 410 | 1990
12492 | Midland Cogeneration Venture | 10745 | Midland Cogeneration Venture | MI | Midland | ST2 | Natural Gas Fired Combined Cycle | NG | Natural Gas Nonpeaker | 380 | 1990
570 | Covanta Delaware Valley LP | 10746 | Covanta Delaware Valley | PA | Delaware | GEN1 | Municipal Solid Waste | MSW | Municipal Solid Waste | 90 | 1991
12869 | Monterey Regional Waste Mgmt | 10748 | Marina Landfill Gas | CA | Monterey | U1C06 | Landfill Gas | LFG | Biomass | 1.6 | 2006
12869 | Monterey Regional Waste Mgmt | 10748 | Marina Landfill Gas | CA | Monterey | U2J02 | Landfill Gas | LFG | Biomass | 1 | 2002
12869 | Monterey Regional Waste Mgmt | 10748 | Marina Landfill Gas | CA | Monterey | U3J98 | Landfill Gas | LFG | Biomass | 1 | 1998
12869 | Monterey Regional Waste Mgmt | 10748 | Marina Landfill Gas | CA | Monterey | U4J08 | Landfill Gas | LFG | Biomass | 1.4 | 2009
56516 | Morris Energy Operations Company, LLC | 10751 | Camden Plant Holding LLC | NJ | Camden | GEN1 | Natural Gas Fired Combined Cycle | NG | Natural Gas Nonpeaker | 95.2 | 1993
56516 | Morris Energy Operations Company, LLC | 10751 | Camden Plant Holding LLC | NJ | Camden | GEN2 | Natural Gas Fired Combined Cycle | NG | Natural Gas Nonpeaker | 61.8 | 1993
10575 | Lachute Hydro Co Inc | 10752 | Lachute Hydro Lower | NY | Essex | GEN1 | Conventional Hydroelectric | WAT | Hydro | 3.8 | 1987
10575 | Lachute Hydro Co Inc | 10753 | Lachute Hydro Upper | NY | Essex | GEN1 | Conventional Hydroelectric | WAT | Hydro | 5.2 | 1987
30151 | Tri-State G & T Assn, Inc | 10755 | Rifle Generating Station | CO | Garfield | GT2 | Natural Gas Fired Combined Cycle | NG | Natural Gas Nonpeaker | 15 | 1987
30151 | Tri-State G & T Assn, Inc | 10755 | Rifle Generating Station | CO | Garfield | GT3 | Natural Gas Fired Combined Cycle | NG | Natural Gas Nonpeaker | 15 | 1987
30151 | Tri-State G & T Assn, Inc | 10755 | Rifle Generating Station | CO | Garfield | GT4 | Natural Gas Fired Combined Cycle | NG | Natural Gas Nonpeaker | 15 | 1987
30151 | Tri-State G & T Assn, Inc | 10755 | Rifle Generating Station | CO | Garfield | ST1 | Natural Gas Fired Combined Cycle | NG | Natural Gas Nonpeaker | 39 | 1987
49899 | CalEnergy Operating Corporation | 10759 | Salton Sea Power Gen Co - Unit 3 | CA | Imperial | GEN1 | Geothermal | GEO | Geothermal | 53.9 | 1989
13407 | Nevada Power Co | 10761 | Las Vegas Generating Station | NV | Clark | GEN1 | Natural Gas Fired Combined Cycle | NG | Natural Gas Nonpeaker | 49.8 | 1994
13407 | Nevada Power Co | 10761 | Las Vegas Generating Station | NV | Clark | GEN2 | Natural Gas Fired Combined Cycle | NG | Natural Gas Nonpeaker | 11.5 | 1994
13407 | Nevada Power Co | 10761 | Las Vegas Generating Station | NV | Clark | GEN3 | Natural Gas Fired Combined Cycle | NG | Natural Gas Nonpeaker | 60.5 | 2003
13407 | Nevada Power Co | 10761 | Las Vegas Generating Station | NV | Clark | GEN4 | Natural Gas Fired Combined Cycle | NG | Natural Gas Nonpeaker | 60.5 | 2003
13407 | Nevada Power Co | 10761 | Las Vegas Generating Station | NV | Clark | GEN5 | Natural Gas Fired Combined Cycle | NG | Natural Gas Nonpeaker | 60.5 | 2003
13407 | Nevada Power Co | 10761 | Las Vegas Generating Station | NV | Clark | GEN6 | Natural Gas Fired Combined Cycle | NG | Natural Gas Nonpeaker | 60.5 | 2003
13407 | Nevada Power Co | 10761 | Las Vegas Generating Station | NV | Clark | GEN7 | Natural Gas Fired Combined Cycle | NG | Natural Gas Nonpeaker | 27.8 | 2003
13407 | Nevada Power Co | 10761 | Las Vegas Generating Station | NV | Clark | GEN8 | Natural Gas Fired Combined Cycle | NG | Natural Gas Nonpeaker | 27.8 | 2003
34691 | Ormat Nevada Inc | 10763 | Geo East Mesa III | CA | Imperial | GBU | Geothermal | GEO | Geothermal | 8 | 2007
34691 | Ormat Nevada Inc | 10763 | Geo East Mesa III | CA | Imperial | GEN1 | Geothermal | GEO | Geothermal | 21.6 | 1989
56120 | Blue Lake Power LLC | 10764 | Blue Lake Power LLC | CA | Humboldt | GEN1 | Wood/Wood Waste Biomass | WDS | Biomass | 13.8 | 1985
56402 | Covanta Maine LLC | 10765 | Indeck Jonesboro Energy Center | ME | Washington | GEN1 | Wood/Wood Waste Biomass | WDS | Biomass | 27.5 | 1987
56402 | Covanta Maine LLC | 10766 | Indeck West Enfield Energy Center | ME | Penobscot | GEN1 | Wood/Wood Waste Biomass | WDS | Biomass | 27.5 | 1987
15986 | Rio Bravo Fresno | 10767 | Rio Bravo Fresno | CA | Fresno | GEN1 | Wood/Wood Waste Biomass | WDS | Biomass | 28 | 1988
16061 | Rio Bravo Jasmin | 10768 | Rio Bravo Jasmin | CA | Kern | UP9 | Conventional Steam Coal | BIT | Hard Coal | 38.2 | 1989
19876 | Virginia Electric & Power Co | 10771 | Hopewell Power Station | VA | Hopewell City | 1 | Wood/Wood Waste Biomass | WDS | Biomass | 71.1 | 1992
16077 | Rio Bravo Rocklin | 10772 | Rio Bravo Rocklin | CA | Placer | GEN1 | Wood/Wood Waste Biomass | WDS | Biomass | 27.9 | 1989
19876 | Virginia Electric & Power Co | 10773 | Altavista Power Station | VA | Campbell | 1 | Wood/Wood Waste Biomass | WDS | Biomass | 71.1 | 1992
19876 | Virginia Electric & Power Co | 10774 | Southampton Power Station | VA | Southampton | 1 | Wood/Wood Waste Biomass | WDS | Biomass | 71.1 | 1992
5533 | EF Oxnard, LLC | 10776 | E F Oxnard Energy Facility | CA | Ventura | GTG | Natural Gas Fired Combustion Turbine | NG | Natural Gas Peaker | 48.5 | 1990
56866 | HL Power Company | 10777 | HL Power | CA | Lassen | GEN1 | Wood/Wood Waste Biomass | WDS | Biomass | 36.2 | 1989
10363 | Koyle Hydro Inc | 10781 | Koyle Ranch Hydroelectric Project | ID | Gooding | GEN1 | Conventional Hydroelectric | WAT | Hydro | 0.2 | 1983
10363 | Koyle Hydro Inc | 10781 | Koyle Ranch Hydroelectric Project | ID | Gooding | GEN2 | Conventional Hydroelectric | WAT | Hydro | 0.3 | 1983
10363 | Koyle Hydro Inc | 10781 | Koyle Ranch Hydroelectric Project | ID | Gooding | GEN3 | Conventional Hydroelectric | WAT | Hydro | 0.8 | 1983
4217 | Colstrip Energy LP | 10784 | Colstrip Energy LP | MT | Rosebud | GEN1 | Conventional Steam Coal | WC | Hard Coal | 46.1 | 1990
782 | Aquenergy Systems Inc | 10787 | Piedmont Hydro Power Project | SC | Greenville | GEN1 | Conventional Hydroelectric | WAT | Hydro | 1 | 1989
57160 | DuPont Sabine River Works | 10789 | Sabine River Works | TX | Orange | GEN1 | Natural Gas Fired Combined Cycle | NG | Natural Gas Nonpeaker | 89.9 | 1987
57160 | DuPont Sabine River Works | 10789 | Sabine River Works | TX | Orange | GEN3 | Natural Gas Fired Combined Cycle | NG | Natural Gas Nonpeaker | 6.2 | 1948
57160 | DuPont Sabine River Works | 10789 | Sabine River Works | TX | Orange | GT1A | Natural Gas Fired Combined Cycle | NG | Natural Gas Nonpeaker | 180 | 2001
57160 | DuPont Sabine River Works | 10789 | Sabine River Works | TX | Orange | GT1B | Natural Gas Fired Combined Cycle | NG | Natural Gas Nonpeaker | 180 | 2001
57160 | DuPont Sabine River Works | 10789 | Sabine River Works | TX | Orange | ST1A | Natural Gas Fired Combined Cycle | NG | Natural Gas Nonpeaker | 145 | 2001
50006 | Invista | 10790 | Victoria Texas Plant | TX | Victoria | GEN1 | Natural Gas Fired Combustion Turbine | NG | Natural Gas Peaker | 102.4 | 1987
50006 | Invista | 10795 | Camden South Carolina | SC | Kershaw | GEN1 | Natural Gas Steam Turbine | NG | Natural Gas Peaker | 5.5 | 1952
50006 | Invista | 10795 | Camden South Carolina | SC | Kershaw | GEN2 | Natural Gas Steam Turbine | NG | Natural Gas Peaker | 5.5 | 1952
50006 | Invista | 10795 | Camden South Carolina | SC | Kershaw | GEN3 | Natural Gas Steam Turbine | NG | Natural Gas Peaker | 19 | 1993
782 | Aquenergy Systems Inc | 10798 | Fries Hydroelectric Project | VA | Grayson | GEN1 | Conventional Hydroelectric | WAT | Hydro | 2 | 1933
782 | Aquenergy Systems Inc | 10798 | Fries Hydroelectric Project | VA | Grayson | GEN2 | Conventional Hydroelectric | WAT | Hydro | 0.8 | 1933
782 | Aquenergy Systems Inc | 10798 | Fries Hydroelectric Project | VA | Grayson | GEN3 | Conventional Hydroelectric | WAT | Hydro | 0.2 | 1933
782 | Aquenergy Systems Inc | 10798 | Fries Hydroelectric Project | VA | Grayson | GEN4 | Conventional Hydroelectric | WAT | Hydro | 2.4 | 1981
14685 | Pelzer Hydro Co Inc | 10799 | Pelzer Upper | SC | Anderson | GEN1 | Conventional Hydroelectric | WAT | Hydro | 2 | 1989
14685 | Pelzer Hydro Co Inc | 10800 | Pelzer Lower | SC | Anderson | GEN1 | Conventional Hydroelectric | WAT | Hydro | 3.3 | 1989
782 | Aquenergy Systems Inc | 10801 | Ware Shoals Hydro Project | SC | Laurens | GEN1 | Conventional Hydroelectric | WAT | Hydro | 3 | 1939
782 | Aquenergy Systems Inc | 10801 | Ware Shoals Hydro Project | SC | Laurens | GEN2 | Conventional Hydroelectric | WAT | Hydro | 3.2 | 1986
40052 | AG Energy LP | 10803 | Ogdensburg Power | NY | St Lawrence | GEN3 | Natural Gas Steam Turbine | NG | Natural Gas Peaker | 26.9 | 1993
5530 | E F Kenilworth LLC | 10805 | Kenilworth Energy Facility | NJ | Union | GEN1 | Natural Gas Fired Combined Cycle | NG | Natural Gas Nonpeaker | 22 | 1989
5530 | E F Kenilworth LLC | 10805 | Kenilworth Energy Facility | NJ | Union | GEN2 | Natural Gas Fired Combined Cycle | NG | Natural Gas Nonpeaker | 6.8 | 1989
3490 | Crystal Springs Hydro Elec LP | 10806 | Crystal Springs | ID | Twin Falls | GEN1 | Conventional Hydroelectric | WAT | Hydro | 2.3 | 1988
42806 | BP Hydro Associates | 10807 | Dietrich Drop | ID | Lincoln | GEN1 | Conventional Hydroelectric | WAT | Hydro | 4.8 | 1990
42806 | BP Hydro Associates | 10808 | Low Line Rapids | ID | Twin Falls | GEN1 | Conventional Hydroelectric | WAT | Hydro | 2.8 | 1990
42806 | BP Hydro Associates | 10809 | Rock Creek II | ID | Twin Falls | GEN1 | Conventional Hydroelectric | WAT | Hydro | 1.9 | 1990
745 | Applied Energy Inc | 10810 | NTC/MCRD Energy Facility | CA | SAN DIEGO | GEN1 | Natural Gas Fired Combined Cycle | NG | Natural Gas Nonpeaker | 23 | 1989
745 | Applied Energy Inc | 10810 | NTC/MCRD Energy Facility | CA | SAN DIEGO | GEN2 | Natural Gas Fired Combined Cycle | NG | Natural Gas Nonpeaker | 2.6 | 1989
745 | Applied Energy Inc | 10811 | Naval Station Energy Facility | CA | San Diego | GEN1 | Natural Gas Fired Combined Cycle | NG | Natural Gas Nonpeaker | 38.4 | 1989
745 | Applied Energy Inc | 10811 | Naval Station Energy Facility | CA | San Diego | GEN2 | Natural Gas Fired Combined Cycle | NG | Natural Gas Nonpeaker | 11.6 | 1989
745 | Applied Energy Inc | 10811 | Naval Station Energy Facility | CA | San Diego | GEN3 | Natural Gas Fired Combined Cycle | NG | Natural Gas Nonpeaker | 5.2 | 2005
745 | Applied Energy Inc | 10812 | North Island Energy Facility | CA | San Diego | GEN1 | Natural Gas Fired Combined Cycle | NG | Natural Gas Nonpeaker | 36.3 | 1989
745 | Applied Energy Inc | 10812 | North Island Energy Facility | CA | San Diego | GEN2 | Natural Gas Fired Combined Cycle | NG | Natural Gas Nonpeaker | 4 | 1989
5811 | Empire Hydro Partners | 10817 | Port Leyden Hydroelectric Project | NY | Lewis | GEN1 | Conventional Hydroelectric | WAT | Hydro | 0.5 | 1985
5811 | Empire Hydro Partners | 10817 | Port Leyden Hydroelectric Project | NY | Lewis | GEN2 | Conventional Hydroelectric | WAT | Hydro | 0.5 | 1985
82 | Ada Cogeneration Ltd Partnership | 10819 | Ada Cogeneration LP | MI | Kent | GEN1 | Natural Gas Fired Combined Cycle | NG | Natural Gas Nonpeaker | 23 | 1990
82 | Ada Cogeneration Ltd Partnership | 10819 | Ada Cogeneration LP | MI | Kent | GEN2 | Natural Gas Fired Combined Cycle | NG | Natural Gas Nonpeaker | 10.1 | 1990
17578 | South Orange Co Wastewtr Auth | 10820 | Aliso Water Management Agency | CA | Orange | GEN1 | Other Waste Biomass | OBG | Biomass | 0.4 | 1997
17578 | South Orange Co Wastewtr Auth | 10820 | Aliso Water Management Agency | CA | Orange | GEN2 | Other Waste Biomass | OBG | Biomass | 0.4 | 1997
17578 | South Orange Co Wastewtr Auth | 10820 | Aliso Water Management Agency | CA | Orange | GEN3 | Other Waste Biomass | OBG | Biomass | 0.4 | 1997
3836 | CMS Generation Operating LLC | 10822 | Grayling Generating Station | MI | Crawford | GEN1 | Wood/Wood Waste Biomass | WDS | Biomass | 38 | 1992
11427 | Massachusetts Wtr RAuth-Deer I | 10823 | Deer Island Treatment Plant | MA | Suffolk | G101 | Petroleum Liquids | DFO | Petroleum | 26 | 1995
11427 | Massachusetts Wtr RAuth-Deer I | 10823 | Deer Island Treatment Plant | MA | Suffolk | G201 | Petroleum Liquids | DFO | Petroleum | 26 | 1995
11427 | Massachusetts Wtr RAuth-Deer I | 10823 | Deer Island Treatment Plant | MA | Suffolk | H101 | Conventional Hydroelectric | WAT | Hydro | 1 | 2001
11427 | Massachusetts Wtr RAuth-Deer I | 10823 | Deer Island Treatment Plant | MA | Suffolk | H201 | Conventional Hydroelectric | WAT | Hydro | 1 | 2001
11427 | Massachusetts Wtr RAuth-Deer I | 10823 | Deer Island Treatment Plant | MA | Suffolk | PV101 | Solar Photovoltaic | SUN | Solar PV | 0.1 | 2008
11427 | Massachusetts Wtr RAuth-Deer I | 10823 | Deer Island Treatment Plant | MA | Suffolk | S101 | Other Waste Biomass | OBG | Biomass | 17.5 | 1998
11427 | Massachusetts Wtr RAuth-Deer I | 10823 | Deer Island Treatment Plant | MA | Suffolk | WT101 | Onshore Wind Turbine | WND | Wind | 0.6 | 2009
11427 | Massachusetts Wtr RAuth-Deer I | 10823 | Deer Island Treatment Plant | MA | Suffolk | WT102 | Onshore Wind Turbine | WND | Wind | 0.6 | 2009
11426 | Massachusetts Water Res Auth | 10824 | Oakdale Power Station | MA | Worcester | OAKD | Conventional Hydroelectric | WAT | Hydro | 3.5 | 1951
11426 | Massachusetts Water Res Auth | 10825 | Cosgrove Intake and Power Station | MA | WORCESTER | UNI1 | Conventional Hydroelectric | WAT | Hydro | 1.6 | 1969
11426 | Massachusetts Water Res Auth | 10825 | Cosgrove Intake and Power Station | MA | WORCESTER | UNI2 | Conventional Hydroelectric | WAT | Hydro | 1.6 | 1969
54806 | DTE Energy Services-Woodland | 10836 | Woodland Biomass Power Ltd | CA | Yolo | GEN1 | Wood/Wood Waste Biomass | WDS | Biomass | 28 | 1989
55989 | Covanta Mendota LP | 10837 | Covanta Mendota | CA | Fresno | GEN1 | Wood/Wood Waste Biomass | WDS | Biomass | 28 | 1989
56084 | Springfield Power LLC | 10838 | Springfield Power LLC | NH | Sullivan | GEN1 | Wood/Wood Waste Biomass | WDS | Biomass | 20 | 1987
55840 | EWP RENEWABLE CORP. | 10839 | DG Whitefield LLC | NH | Coos | GEN1 | Wood/Wood Waste Biomass | WDS | Biomass | 19.9 | 1988
56099 | Covanta Delano Inc | 10840 | Covanta Delano Energy | CA | Kern | GEN1 | Wood/Wood Waste Biomass | WDS | Biomass | 31.8 | 1990
56099 | Covanta Delano Inc | 10840 | Covanta Delano Energy | CA | Kern | GEN2 | Wood/Wood Waste Biomass | WDS | Biomass | 25.2 | 1993
49997 | Consolidated Hydro New York, Inc. | 10848 | Walden | NY | Orange | GEN1 | Conventional Hydroelectric | WAT | Hydro | 1.2 | 1986
49997 | Consolidated Hydro New York, Inc. | 10848 | Walden | NY | Orange | GEN2 | Conventional Hydroelectric | WAT | Hydro | 0.8 | 1986
49997 | Consolidated Hydro New York, Inc. | 10848 | Walden | NY | Orange | GEN3 | Conventional Hydroelectric | WAT | Hydro | 0.4 | 1986
3807 | Cleveland Cliffs Inc | 10849 | Silver Bay Power | MN | Lake | GEN1 | Conventional Steam Coal | SUB | Hard Coal | 50 | 1955
3807 | Cleveland Cliffs Inc | 10849 | Silver Bay Power | MN | Lake | GEN2 | Conventional Steam Coal | SUB | Hard Coal | 81.6 | 1962
8736 | Hollingworth & Vose Co | 10853 | Center Falls | NY | Washington | 1 | Conventional Hydroelectric | WAT | Hydro | 0.4 | 1984
8736 | Hollingworth & Vose Co | 10853 | Center Falls | NY | Washington | 2 | Conventional Hydroelectric | WAT | Hydro | 0.4 | 1984
8736 | Hollingworth & Vose Co | 10853 | Center Falls | NY | Washington | 3 | Conventional Hydroelectric | WAT | Hydro | 0.3 | 1984
3106 | Cargill Inc North America Sweetners | 10855 | Cargill Corn Milling Division | IA | Monroe | GEN1 | Conventional Steam Coal | SUB | Hard Coal | 20 | 1952
3106 | Cargill Inc North America Sweetners | 10855 | Cargill Corn Milling Division | IA | Monroe | GEN2 | Conventional Steam Coal | SUB | Hard Coal | 20 | 1952
772 | Archer Daniels Midland Co | 10860 | Archer Daniels Midland Clinton | IA | Clinton | 1A | Conventional Steam Coal | SUB | Hard Coal | 75 | 2009
772 | Archer Daniels Midland Co | 10860 | Archer Daniels Midland Clinton | IA | Clinton | 2A | Conventional Steam Coal | SUB | Hard Coal | 105 | 2009
772 | Archer Daniels Midland Co | 10861 | Archer Daniels Midland Des Moines | IA | Polk | GEN1 | Conventional Steam Coal | SUB | Hard Coal | 7.9 | 1988
772 | Archer Daniels Midland Co | 10862 | Archer Daniels Midland Lincoln | NE | Lancaster | GEN1 | Conventional Steam Coal | SUB | Hard Coal | 7.9 | 1988
772 | Archer Daniels Midland Co | 10863 | Archer Daniels Midland Mankato | MN | Blue Earth | GEN1 | Conventional Steam Coal | SUB | Hard Coal | 6.1 | 1987
772 | Archer Daniels Midland Co | 10864 | Archer Daniels Midland Cedar Rapids | IA | Linn | GEN1 | Conventional Steam Coal | SUB | Hard Coal | 31 | 1988
772 | Archer Daniels Midland Co | 10864 | Archer Daniels Midland Cedar Rapids | IA | Linn | GEN2 | Conventional Steam Coal | SUB | Hard Coal | 31 | 1988
772 | Archer Daniels Midland Co | 10864 | Archer Daniels Midland Cedar Rapids | IA | Linn | GEN3 | Conventional Steam Coal | SUB | Hard Coal | 31 | 1988
772 | Archer Daniels Midland Co | 10864 | Archer Daniels Midland Cedar Rapids | IA | Linn | GEN4 | Conventional Steam Coal | SUB | Hard Coal | 31 | 1988
772 | Archer Daniels Midland Co | 10864 | Archer Daniels Midland Cedar Rapids | IA | Linn | GEN5 | Conventional Steam Coal | SUB | Hard Coal | 31 | 1995
772 | Archer Daniels Midland Co | 10864 | Archer Daniels Midland Cedar Rapids | IA | Linn | GEN6 | Conventional Steam Coal | SUB | Hard Coal | 101.1 | 2000
772 | Archer Daniels Midland Co | 10865 | Archer Daniels Midland Decatur | IL | Macon | GEN2 | Conventional Steam Coal | BIT | Hard Coal | 31 | 1987
772 | Archer Daniels Midland Co | 10865 | Archer Daniels Midland Decatur | IL | Macon | GEN3 | Conventional Steam Coal | BIT | Hard Coal | 31 | 1987
772 | Archer Daniels Midland Co | 10865 | Archer Daniels Midland Decatur | IL | Macon | GEN4 | Conventional Steam Coal | BIT | Hard Coal | 31 | 1987
772 | Archer Daniels Midland Co | 10865 | Archer Daniels Midland Decatur | IL | Macon | GEN5 | Conventional Steam Coal | BIT | Hard Coal | 31 | 1987
772 | Archer Daniels Midland Co | 10865 | Archer Daniels Midland Decatur | IL | Macon | GEN6 | Conventional Steam Coal | BIT | Hard Coal | 31 | 1994
772 | Archer Daniels Midland Co | 10865 | Archer Daniels Midland Decatur | IL | Macon | GEN7 | Conventional Steam Coal | BIT | Hard Coal | 75 | 1997
772 | Archer Daniels Midland Co | 10865 | Archer Daniels Midland Decatur | IL | Macon | GEN8 | Conventional Steam Coal | BIT | Hard Coal | 105 | 2005
772 | Archer Daniels Midland Co | 10866 | Archer Daniels Midland Peoria | IL | Peoria | GEN6 | Natural Gas Fired Combustion Turbine | NG | Natural Gas Peaker | 18 | 1988
772 | Archer Daniels Midland Co | 10866 | Archer Daniels Midland Peoria | IL | Peoria | GEN7 | Natural Gas Fired Combustion Turbine | NG | Natural Gas Peaker | 18 | 1988
7 | Tate & Lyle Ingredients Americas Inc | 10867 | Tate & Lyle Decatur Plant Cogen | IL | Macon | GEN1 | Conventional Steam Coal | BIT | Hard Coal | 62 | 1989
1745 | Biomass One LP | 10869 | Biomass One LP | OR | Jackson | BBC | Wood/Wood Waste Biomass | WDS | Biomass | 10 | 1985
1745 | Biomass One LP | 10869 | Biomass One LP | OR | Jackson | GE | Wood/Wood Waste Biomass | WDS | Biomass | 15 | 1985
1745 | Biomass One LP | 10869 | Biomass One LP | OR | Jackson | GE-2 | Wood/Wood Waste Biomass | WDS | Biomass | 15 | 2009
56214 | Hazleton Generation LLC | 10870 | Hazelton | PA | Luzerne | GEN1 | Natural Gas Fired Combustion Turbine | NG | Natural Gas Peaker | 72.5 | 1989
56214 | Hazleton Generation LLC | 10870 | Hazelton | PA | Luzerne | GEN2 | Natural Gas Fired Combustion Turbine | NG | Natural Gas Peaker | 33 | 2002
56214 | Hazleton Generation LLC | 10870 | Hazelton | PA | Luzerne | GEN3 | Natural Gas Fired Combustion Turbine | NG | Natural Gas Peaker | 33 | 2002
56214 | Hazleton Generation LLC | 10870 | Hazelton | PA | Luzerne | GEN4 | Natural Gas Fired Combustion Turbine | NG | Natural Gas Peaker | 33 | 2002
56590 | Silverstreet Hydro | 10872 | Kings Falls Hydroelectric | NY | Lewis | 1 | Conventional Hydroelectric | WAT | Hydro | 1.6 | 1988
4397 | Coso Operating Co LLC | 10873 | Coso Finance Partners | CA | Inyo | GEN1 | Geothermal | GEO | Geothermal | 32.2 | 1987
4397 | Coso Operating Co LLC | 10873 | Coso Finance Partners | CA | Inyo | GEN2 | Geothermal | GEO | Geothermal | 30 | 1988
4397 | Coso Operating Co LLC | 10873 | Coso Finance Partners | CA | Inyo | GEN3 | Geothermal | GEO | Geothermal | 30 | 1988
4397 | Coso Operating Co LLC | 10874 | Coso Power Developers | CA | Inyo | GEN4 | Geothermal | GEO | Geothermal | 30 | 1989
4397 | Coso Operating Co LLC | 10874 | Coso Power Developers | CA | Inyo | GEN5 | Geothermal | GEO | Geothermal | 30 | 1989
4397 | Coso Operating Co LLC | 10874 | Coso Power Developers | CA | Inyo | GEN6 | Geothermal | GEO | Geothermal | 30 | 1989
4397 | Coso Operating Co LLC | 10875 | Coso Energy Developers | CA | Inyo | GEN7 | Geothermal | GEO | Geothermal | 30 | 1988
4397 | Coso Operating Co LLC | 10875 | Coso Energy Developers | CA | Inyo | GEN8 | Geothermal | GEO | Geothermal | 30 | 1988
4397 | Coso Operating Co LLC | 10875 | Coso Energy Developers | CA | Inyo | GEN9 | Geothermal | GEO | Geothermal | 30 | 1989
49899 | CalEnergy Operating Corporation | 10878 | Salton Sea Power Gen Co Unit 1 | CA | Imperial | EE11 | Geothermal | GEO | Geothermal | 10 | 1982
49899 | CalEnergy Operating Corporation | 10879 | Salton Sea Power Gen Co - Unit 2 | CA | Imperial | GEN1 | Geothermal | GEO | Geothermal | 11.5 | 1990
49899 | CalEnergy Operating Corporation | 10879 | Salton Sea Power Gen Co - Unit 2 | CA | Imperial | GEN2 | Geothermal | GEO | Geothermal | 5 | 1990
49899 | CalEnergy Operating Corporation | 10879 | Salton Sea Power Gen Co - Unit 2 | CA | Imperial | GEN3 | Geothermal | GEO | Geothermal | 3.5 | 1990
12239 | Mega Renewables | 10880 | Bidwell Ditch Project | CA | Shasta | GEN1 | Conventional Hydroelectric | WAT | Hydro | 1.8 | 1987
16997 | Shasta Hydroelectric Inc | 10881 | Roaring Creek Water Power | CA | Shasta | GEN1 | Conventional Hydroelectric | WAT | Hydro | 2 | 1986
12239 | Mega Renewables | 10882 | Hatchet Creek Project | CA | Shasta | GEN1 | Conventional Hydroelectric | WAT | Hydro | 6.8 | 1986
12258 | Medical Area Total Egy Plt Inc | 10883 | Medical Area Total Energy Plant | MA | Suffolk | CT1 | Natural Gas Fired Combustion Turbine | NG | Natural Gas Peaker | 12.5 | 2003
12258 | Medical Area Total Egy Plt Inc | 10883 | Medical Area Total Energy Plant | MA | Suffolk | CT2 | Natural Gas Fired Combustion Turbine | NG | Natural Gas Peaker | 12.5 | 2003
12258 | Medical Area Total Egy Plt Inc | 10883 | Medical Area Total Energy Plant | MA | Suffolk | DEG1 | Petroleum Liquids | DFO | Petroleum | 6.8 | 1985
12258 | Medical Area Total Egy Plt Inc | 10883 | Medical Area Total Energy Plant | MA | Suffolk | DEG2 | Petroleum Liquids | DFO | Petroleum | 6.8 | 1985
12258 | Medical Area Total Egy Plt Inc | 10883 | Medical Area Total Energy Plant | MA | Suffolk | DEG3 | Petroleum Liquids | DFO | Petroleum | 6.8 | 1985
12258 | Medical Area Total Egy Plt Inc | 10883 | Medical Area Total Energy Plant | MA | Suffolk | DEG4 | Petroleum Liquids | DFO | Petroleum | 6.8 | 1985
12258 | Medical Area Total Egy Plt Inc | 10883 | Medical Area Total Energy Plant | MA | Suffolk | DEG5 | Petroleum Liquids | DFO | Petroleum | 6.8 | 1985
12258 | Medical Area Total Egy Plt Inc | 10883 | Medical Area Total Energy Plant | MA | Suffolk | DEG6 | Petroleum Liquids | DFO | Petroleum | 6.8 | 1986
12258 | Medical Area Total Egy Plt Inc | 10883 | Medical Area Total Energy Plant | MA | Suffolk | STG2 | Natural Gas Steam Turbine | NG | Natural Gas Peaker | 11 | 1980
12258 | Medical Area Total Egy Plt Inc | 10883 | Medical Area Total Energy Plant | MA | Suffolk | STG3 | Natural Gas Steam Turbine | NG | Natural Gas Peaker | 11 | 1980
11216 | Los Angeles County | 10884 | Olive View Medical Center | CA | Los Angeles | CTC1 | Natural Gas Fired Combustion Turbine | NG | Natural Gas Peaker | 2.8 | 1987
11216 | Los Angeles County | 10884 | Olive View Medical Center | CA | Los Angeles | CTC2 | Natural Gas Fired Combustion Turbine | NG | Natural Gas Peaker | 2.8 | 1987
49997 | Consolidated Hydro New York, Inc. | 10902 | Victory Mills | NY | Cayuga | GEN1 | Conventional Hydroelectric | WAT | Hydro | 1.7 | 1986
3473 | Metro Wtr Recl Dist Grtr Chi | 10903 | Lockport Powerhouse | IL | Will | 1GEN | Conventional Hydroelectric | WAT | Hydro | 8 | 1999
3473 | Metro Wtr Recl Dist Grtr Chi | 10903 | Lockport Powerhouse | IL | Will | 2GEN | Conventional Hydroelectric | WAT | Hydro | 8 | 2001
59099 | New Dimension Energy Company, LLC | 50001 | Altamont Midway Ltd | CA | San Joaquin | WTGS | Onshore Wind Turbine | WND | Wind | 10.9 | 1984
15114 | Pittsfield Generating Company, LP | 50002 | Pittsfield Generating LP | MA | Berkshire | GEN1 | Natural Gas Fired Combined Cycle | NG | Natural Gas Nonpeaker | 40.7 | 1990
15114 | Pittsfield Generating Company, LP | 50002 | Pittsfield Generating LP | MA | Berkshire | GEN2 | Natural Gas Fired Combined Cycle | NG | Natural Gas Nonpeaker | 40.7 | 1990
15114 | Pittsfield Generating Company, LP | 50002 | Pittsfield Generating LP | MA | Berkshire | GEN3 | Natural Gas Fired Combined Cycle | NG | Natural Gas Nonpeaker | 40.7 | 1990
15114 | Pittsfield Generating Company, LP | 50002 | Pittsfield Generating LP | MA | Berkshire | GEN4 | Natural Gas Fired Combined Cycle | NG | Natural Gas Nonpeaker | 53.4 | 1990
59985 | Chalk Cliff Limited | 50003 | Chalk Cliff Cogen | CA | Kern | GEN1 | Natural Gas Fired Combustion Turbine | NG | Natural Gas Peaker | 46 | 1990
3890 | EFS Cogen Holdings I LLC | 50006 | Linden Cogen Plant | NJ | Union | GTG1 | Natural Gas Fired Combined Cycle | NG | Natural Gas Nonpeaker | 95.2 | 1992
3890 | EFS Cogen Holdings I LLC | 50006 | Linden Cogen Plant | NJ | Union | GTG2 | Natural Gas Fired Combined Cycle | NG | Natural Gas Nonpeaker | 95.2 | 1992
3890 | EFS Cogen Holdings I LLC | 50006 | Linden Cogen Plant | NJ | Union | GTG3 | Natural Gas Fired Combined Cycle | NG | Natural Gas Nonpeaker | 95.2 | 1992
3890 | EFS Cogen Holdings I LLC | 50006 | Linden Cogen Plant | NJ | Union | GTG4 | Natural Gas Fired Combined Cycle | NG | Natural Gas Nonpeaker | 95.2 | 1992
3890 | EFS Cogen Holdings I LLC | 50006 | Linden Cogen Plant | NJ | Union | GTG5 | Natural Gas Fired Combined Cycle | NG | Natural Gas Nonpeaker | 95.2 | 1992
3890 | EFS Cogen Holdings I LLC | 50006 | Linden Cogen Plant | NJ | Union | GTG6 | Natural Gas Fired Combined Cycle | NG | Natural Gas Nonpeaker | 212.5 | 2002
3890 | EFS Cogen Holdings I LLC | 50006 | Linden Cogen Plant | NJ | Union | STG1 | Natural Gas Fired Combined Cycle | NG | Natural Gas Nonpeaker | 95.2 | 1992
3890 | EFS Cogen Holdings I LLC | 50006 | Linden Cogen Plant | NJ | Union | STG2 | Natural Gas Fired Combined Cycle | NG | Natural Gas Nonpeaker | 95.2 | 1992
3890 | EFS Cogen Holdings I LLC | 50006 | Linden Cogen Plant | NJ | Union | STG3 | Natural Gas Fired Combined Cycle | NG | Natural Gas Nonpeaker | 95.2 | 1992
55698 | Hawks Nest Hydro LLC | 50010 | Glen Ferris Hydro | WV | FAYETTE | GEN1 | Conventional Hydroelectric | WAT | Hydro | 0.4 | 1912
55698 | Hawks Nest Hydro LLC | 50010 | Glen Ferris Hydro | WV | FAYETTE | GEN2 | Conventional Hydroelectric | WAT | Hydro | 0.4 | 1912
55698 | Hawks Nest Hydro LLC | 50010 | Glen Ferris Hydro | WV | FAYETTE | GEN3 | Conventional Hydroelectric | WAT | Hydro | 0.4 | 1912
55698 | Hawks Nest Hydro LLC | 50010 | Glen Ferris Hydro | WV | FAYETTE | GEN4 | Conventional Hydroelectric | WAT | Hydro | 0.4 | 1912
55698 | Hawks Nest Hydro LLC | 50010 | Glen Ferris Hydro | WV | FAYETTE | GEN5 | Conventional Hydroelectric | WAT | Hydro | 0.4 | 1912
55698 | Hawks Nest Hydro LLC | 50010 | Glen Ferris Hydro | WV | FAYETTE | GEN6 | Conventional Hydroelectric | WAT | Hydro | 0.4 | 1912
55698 | Hawks Nest Hydro LLC | 50010 | Glen Ferris Hydro | WV | FAYETTE | GEN7 | Conventional Hydroelectric | WAT | Hydro | 1.9 | 1917
55698 | Hawks Nest Hydro LLC | 50010 | Glen Ferris Hydro | WV | FAYETTE | GEN8 | Conventional Hydroelectric | WAT | Hydro | 1.9 | 1917
55698 | Hawks Nest Hydro LLC | 50011 | Hawks Nest Hydro | WV | Fayette | GEN1 | Conventional Hydroelectric | WAT | Hydro | 25.5 | 1936
55698 | Hawks Nest Hydro LLC | 50011 | Hawks Nest Hydro | WV | Fayette | GEN2 | Conventional Hydroelectric | WAT | Hydro | 25.5 | 1936
55698 | Hawks Nest Hydro LLC | 50011 | Hawks Nest Hydro | WV | Fayette | GEN3 | Conventional Hydroelectric | WAT | Hydro | 25.5 | 1936
55698 | Hawks Nest Hydro LLC | 50011 | Hawks Nest Hydro | WV | Fayette | GEN4 | Conventional Hydroelectric | WAT | Hydro | 25.5 | 1936
49735 | HGST a Western Digital Company | 50024 | HGST San Jose Standby Generator | CA | SANTA CLARA | 50MW | Petroleum Liquids | DFO | Petroleum | 55.3 | 1984
6426 | Flint Hills Resources Corpus Christi LLC | 50026 | Corpus Refinery | TX | Nueces | FR6 | Natural Gas Fired Combustion Turbine | NG | Natural Gas Peaker | 47 | 1988
16064 | Graphic Packaging International | 50028 | Plant 31 Paper Mill | LA | Ouachita | GEN5 | Wood/Wood Waste Biomass | BLQ | Biomass | 25 | 1964
16064 | Graphic Packaging International | 50028 | Plant 31 Paper Mill | LA | Ouachita | GEN6 | Wood/Wood Waste Biomass | BLQ | Biomass | 20 | 1977
57184 | Ampersand Mount Ida Hydro LLC | 50031 | Mt Ida Hydroelectric | NY | Rensselaer | 3983 | Conventional Hydroelectric | WAT | Hydro | 1.5 | 1992
57184 | Ampersand Mount Ida Hydro LLC | 50031 | Mt Ida Hydroelectric | NY | Rensselaer | 3986 | Conventional Hydroelectric | WAT | Hydro | 1.5 | 1992
19774 | Valley Falls Associates | 50034 | Valley Falls Hydroelectric Facility | NY | Rensselaer | GEN1 | Conventional Hydroelectric | WAT | Hydro | 2.5 | 1985
22219 | Mid-Maine Waste Action Corp | 50035 | MMWAC Resource Recovery Facility | ME | Androscoggin | ST1 | Municipal Solid Waste | MSW | Municipal Solid Waste | 5 | 1992
4434 | New Martinsville Hannibal Hydro | 50036 | New Martinsville Hannibal Hydro | WV | Wetzel | UNT1 | Conventional Hydroelectric | WAT | Hydro | 18.7 | 1988
4434 | New Martinsville Hannibal Hydro | 50036 | New Martinsville Hannibal Hydro | WV | Wetzel | UNT2 | Conventional Hydroelectric | WAT | Hydro | 18.7 | 1988
30347 | Olcese Water District | 50037 | Rio Bravo Hydro Project | CA | Kern | UNT1 | Conventional Hydroelectric | WAT | Hydro | 7 | 1989
30347 | Olcese Water District | 50037 | Rio Bravo Hydro Project | CA | Kern | UNT2 | Conventional Hydroelectric | WAT | Hydro | 7 | 1989
13833 | Northeastern Power Co | 50039 | Kline Township Cogen Facility | PA | Schuylkill | GEN1 | Conventional Steam Coal | WC | Hard Coal | 59 | 1989
16544 | Saint - Gobain Abrasives Inc | 50041 | Norton Powerhouse | MA | Worcester | GEN1 | Natural Gas Steam Turbine | NG | Natural Gas Peaker | 2.5 | 1939
16544 | Saint - Gobain Abrasives Inc | 50041 | Norton Powerhouse | MA | Worcester | GEN2 | Natural Gas Steam Turbine | NG | Natural Gas Peaker | 3.1 | 1954
14254 | Oxy Vinyls LP | 50043 | Houston Chemical Complex Battleground | TX | Harris | GT1 | Natural Gas Fired Combined Cycle | NG | Natural Gas Nonpeaker | 104.2 | 1982
14254 | Oxy Vinyls LP | 50043 | Houston Chemical Complex Battleground | TX | Harris | GT2 | Natural Gas Fired Combined Cycle | NG | Natural Gas Nonpeaker | 104.2 | 1982
14254 | Oxy Vinyls LP | 50043 | Houston Chemical Complex Battleground | TX | Harris | GT3 | Natural Gas Fired Combined Cycle | NG | Natural Gas Nonpeaker | 84.9 | 2005
14254 | Oxy Vinyls LP | 50043 | Houston Chemical Complex Battleground | TX | Harris | ST | Natural Gas Fired Combined Cycle | NG | Natural Gas Nonpeaker | 87.4 | 1982
55738 | Verso Paper Androscoggin LLC | 50047 | International Paper Jay Hydro | ME | Franklin | GEN1 | Conventional Hydroelectric | WAT | Hydro | 0.5 | 1912
55738 | Verso Paper Androscoggin LLC | 50047 | International Paper Jay Hydro | ME | Franklin | GEN2 | Conventional Hydroelectric | WAT | Hydro | 0.5 | 1912
55738 | Verso Paper Androscoggin LLC | 50047 | International Paper Jay Hydro | ME | Franklin | GEN3 | Conventional Hydroelectric | WAT | Hydro | 0.5 | 1912
55738 | Verso Paper Androscoggin LLC | 50047 | International Paper Jay Hydro | ME | Franklin | GEN4 | Conventional Hydroelectric | WAT | Hydro | 0.5 | 1912
55738 | Verso Paper Androscoggin LLC | 50047 | International Paper Jay Hydro | ME | Franklin | GEN5 | Conventional Hydroelectric | WAT | Hydro | 0.5 | 1912
55738 | Verso Paper Androscoggin LLC | 50047 | International Paper Jay Hydro | ME | Franklin | GEN6 | Conventional Hydroelectric | WAT | Hydro | 0.6 | 1912
60153 | Mendocino Forest Products | 50049 | Scotia Co-gen Humboldt Redwood Company LLC | CA | Humboldt | GEN1 | Wood/Wood Waste Biomass | WDS | Biomass | 12.5 | 1988
60153 | Mendocino Forest Products | 50049 | Scotia Co-gen Humboldt Redwood Company LLC | CA | Humboldt | GEN2 | Wood/Wood Waste Biomass | WDS | Biomass | 12.5 | 1988
60153 | Mendocino Forest Products | 50049 | Scotia Co-gen Humboldt Redwood Company LLC | CA | Humboldt | GEN3 | Wood/Wood Waste Biomass | WDS | Biomass | 7.5 | 1938
6036 | ESOCO Orrington LLC | 50051 | Penobscot Energy Recovery | ME | Penobscot | GEN1 | Municipal Solid Waste | MSW | Municipal Solid Waste | 25.3 | 1987
15941 | Rice University | 50054 | Rice University | TX | Harris | GEN1 | Natural Gas Fired Combustion Turbine | NG | Natural Gas Peaker | 3.1 | 1986
15941 | Rice University | 50054 | Rice University | TX | Harris | GEN2 | Natural Gas Fired Combustion Turbine | NG | Natural Gas Peaker | 3.8 | 1989
15380 | Prince George's County | 50060 | Brown Station Road Plant I | MD | PRINCE GEORGES | 3972 | Landfill Gas | LFG | Biomass | 0.9 | 1987
15380 | Prince George's County | 50060 | Brown Station Road Plant I | MD | PRINCE GEORGES | 9314 | Landfill Gas | LFG | Biomass | 0.9 | 1987
15380 | Prince George's County | 50060 | Brown Station Road Plant I | MD | PRINCE GEORGES | 9340 | Landfill Gas | LFG | Biomass | 0.9 | 1987
16625 | San Diego State University | 50061 | San Diego State University | CA | San Diego | GEN2 | Natural Gas Fired Combined Cycle | NG | Natural Gas Nonpeaker | 5.1 | 2002
16625 | San Diego State University | 50061 | San Diego State University | CA | San Diego | GEN3 | Natural Gas Fired Combined Cycle | NG | Natural Gas Nonpeaker | 5.1 | 2002
16625 | San Diego State University | 50061 | San Diego State University | CA | San Diego | GEN4 | Natural Gas Fired Combined Cycle | NG | Natural Gas Nonpeaker | 4.1 | 2002
54680 | San Joaquin LLC | 50062 | San Joaquin Cogen | CA | San Joaquin | GEN1 | Natural Gas Fired Combustion Turbine | NG | Natural Gas Peaker | 46 | 1990
22142 | Santa Cruz Cogeneration Assoc | 50064 | Univ of Calif Santa Cruz Cogeneration | CA | Santa Cruz | 003 | Natural Gas Fired Combustion Turbine | NG | Natural Gas Peaker | 4.4 | 2015
7160 | Geysers Power Co LLC | 50066 | Calistoga Power Plant | CA | Lake | UNT1 | Geothermal | GEO | Geothermal | 88.2 | 1984
7160 | Geysers Power Co LLC | 50066 | Calistoga Power Plant | CA | Lake | UNT2 | Geothermal | GEO | Geothermal | 88.2 | 1984
17145 | Sid Richardson Carbon Ltd | 50067 | Borger Plant | TX | Hutchinson | GEN1 | Other Gases | BFG | Biomass | 37.5 | 1985
17445 | Solid Waste Authority of Palm Beach Co | 50071 | Palm Beach Renewable Energy Facility 1 | FL | Palm Beach | GEN1 | Municipal Solid Waste | MSW | Municipal Solid Waste | 62.3 | 1989
34012 | FPL Energy MH50 LP | 50074 | Marcus Hook Refinery Cogen | PA | Delaware | GEN1 | Natural Gas Fired Combustion Turbine | NG | Natural Gas Peaker | 50.5 | 1987
19532 | United Water Conservation Dist | 50076 | Santa Felicia Dam | CA | Ventura | UNT1 | Conventional Hydroelectric | WAT | Hydro | 0.2 | 1987
19532 | United Water Conservation Dist | 50076 | Santa Felicia Dam | CA | Ventura | UNT2 | Conventional Hydroelectric | WAT | Hydro | 1.1 | 1987
5677 | Waste Energy Services Inc | 50077 | Waste Energy Services | MI | Wayne | CAT1 | Landfill Gas | LFG | Biomass | 0.5 | 1986
5677 | Waste Energy Services Inc | 50077 | Waste Energy Services | MI | Wayne | CAT2 | Landfill Gas | LFG | Biomass | 0.3 | 1986
5677 | Waste Energy Services Inc | 50077 | Waste Energy Services | MI | Wayne | CAT3 | Landfill Gas | LFG | Biomass | 0.3 | 1986
5677 | Waste Energy Services Inc | 50077 | Waste Energy Services | MI | Wayne | CAT4 | Landfill Gas | LFG | Biomass | 0.3 | 1986
34688 | CHI Energy Inc | 50079 | Goodyear Lake Plant | NY | Otsego | GEN1 | Conventional Hydroelectric | WAT | Hydro | 0.8 | 1980
34688 | CHI Energy Inc | 50079 | Goodyear Lake Plant | NY | Otsego | GEN2 | Conventional Hydroelectric | WAT | Hydro | 0.6 | 1980
55738 | Verso Paper Androscoggin LLC | 50080 | Otis Hydro | ME | Franklin | GEN1 | Conventional Hydroelectric | WAT | Hydro | 5.1 | 1985
55738 | Verso Paper Androscoggin LLC | 50080 | Otis Hydro | ME | Franklin | GEN2 | Conventional Hydroelectric | WAT | Hydro | 5.1 | 1985
55738 | Verso Paper Androscoggin LLC | 50081 | International Paper Riley Hydro | ME | Franklin | GEN1 | Conventional Hydroelectric | WAT | Hydro | 1.1 | 1981
55738 | Verso Paper Androscoggin LLC | 50081 | International Paper Riley Hydro | ME | Franklin | GEN2 | Conventional Hydroelectric | WAT | Hydro | 1.1 | 1981
55738 | Verso Paper Androscoggin LLC | 50081 | International Paper Riley Hydro | ME | Franklin | GEN3 | Conventional Hydroelectric | WAT | Hydro | 1.1 | 1981
55738 | Verso Paper Androscoggin LLC | 50081 | International Paper Riley Hydro | ME | Franklin | GEN4 | Conventional Hydroelectric | WAT | Hydro | 1.1 | 1981
55738 | Verso Paper Androscoggin LLC | 50081 | International Paper Riley Hydro | ME | Franklin | GEN5 | Conventional Hydroelectric | WAT | Hydro | 1.1 | 1981
55738 | Verso Paper Androscoggin LLC | 50081 | International Paper Riley Hydro | ME | Franklin | GEN6 | Conventional Hydroelectric | WAT | Hydro | 1.1 | 1981
55738 | Verso Paper Androscoggin LLC | 50082 | International Paper Livermore Hydro | ME | Androscoggin | GEN1 | Conventional Hydroelectric | WAT | Hydro | 1.1 | 1910
55738 | Verso Paper Androscoggin LLC | 50082 | International Paper Livermore Hydro | ME | Androscoggin | GEN2 | Conventional Hydroelectric | WAT | Hydro | 1.1 | 1910
55738 | Verso Paper Androscoggin LLC | 50082 | International Paper Livermore Hydro | ME | Androscoggin | GEN3 | Conventional Hydroelectric | WAT | Hydro | 1.1 | 1910
55738 | Verso Paper Androscoggin LLC | 50082 | International Paper Livermore Hydro | ME | Androscoggin | GEN4 | Conventional Hydroelectric | WAT | Hydro | 1.2 | 1910
55738 | Verso Paper Androscoggin LLC | 50082 | International Paper Livermore Hydro | ME | Androscoggin | GEN5 | Conventional Hydroelectric | WAT | Hydro | 1.1 | 1910
55738 | Verso Paper Androscoggin LLC | 50082 | International Paper Livermore Hydro | ME | Androscoggin | GEN6 | Conventional Hydroelectric | WAT | Hydro | 0.7 | 1910
55738 | Verso Paper Androscoggin LLC | 50082 | International Paper Livermore Hydro | ME | Androscoggin | GEN7 | Conventional Hydroelectric | WAT | Hydro | 0.9 | 1910
55738 | Verso Paper Androscoggin LLC | 50082 | International Paper Livermore Hydro | ME | Androscoggin | GEN8 | Conventional Hydroelectric | WAT | Hydro | 1 | 1910
55738 | Verso Paper Androscoggin LLC | 50082 | International Paper Livermore Hydro | ME | Androscoggin | GEN9 | Conventional Hydroelectric | WAT | Hydro | 1 | 2004
23955 | University of Massachusetts Medical | 50087 | Univ of Massachusetts Medical Center | MA | Worcester | GEN1 | Natural Gas Steam Turbine | NG | Natural Gas Peaker | 2.5 | 1974
23955 | University of Massachusetts Medical | 50087 | Univ of Massachusetts Medical Center | MA | Worcester | GEN2 | Natural Gas Steam Turbine | NG | Natural Gas Peaker | 2.5 | 1974
23955 | University of Massachusetts Medical | 50087 | Univ of Massachusetts Medical Center | MA | Worcester | GEN3 | Natural Gas Steam Turbine | NG | Natural Gas Peaker | 5 | 2002
23955 | University of Massachusetts Medical | 50087 | Univ of Massachusetts Medical Center | MA | Worcester | GEN4 | Natural Gas Fired Combustion Turbine | NG | Natural Gas Peaker | 7.5 | 2013
21223 | University of Northern Iowa | 50088 | University of Northern Iowa | IA | Black Hawk | GEN1 | Conventional Steam Coal | BIT | Hard Coal | 7.5 | 1982
24010 | University of San Francisco | 50089 | Univ of San Francisco Cogen | CA | San Francisco | S-17 | Natural Gas Internal Combustion Engine | NG | Natural Gas Peaker | 1.5 | 1987
16990 | Sheep Creek Hydro Inc | 50091 | Sheep Creek Hydro | WA | Stevens | TB1 | Conventional Hydroelectric | WAT | Hydro | 1.3 | 1986
16990 | Sheep Creek Hydro Inc | 50091 | Sheep Creek Hydro | WA | Stevens | TB2 | Conventional Hydroelectric | WAT | Hydro | 0.3 | 1986
34689 | Triton Power Co | 50093 | Chateaugay High Falls Hydro | NY | Franklin | WT | Conventional Hydroelectric | WAT | Hydro | 1.7 | 1988
19148 | Veolia Energy Trenton L.P | 50094 | Veolia Energy Trenton L.P. | NJ | Mercer | 7214 | Natural Gas Internal Combustion Engine | NG | Natural Gas Peaker | 6 | 1983
18461 | Tamarack Energy Partners | 50099 | Tamarack Energy Partnership | ID | Adams | GEN1 | Wood/Wood Waste Biomass | WDS | Biomass | 6.2 | 1983
12307 | WestRock (TX) | 50101 | WestRock (TX) | TX | Jasper | GEN1 | Wood/Wood Waste Biomass | BLQ | Biomass | 7.5 | 1954
12307 | WestRock (TX) | 50101 | WestRock (TX) | TX | Jasper | GEN2 | Wood/Wood Waste Biomass | BLQ | Biomass | 32.6 | 1965
12307 | WestRock (TX) | 50101 | WestRock (TX) | TX | Jasper | GEN3 | Wood/Wood Waste Biomass | BLQ | Biomass | 17.6 | 1986
13442 | New Hampshire Hydro Associates | 50103 | China Mill Hydro | NH | MERRIMACK | GEN 1 | Conventional Hydroelectric | WAT | Hydro | 1.7 | 1981
25835 | Portland City of | 50105 | Ground Water Pumping Station | OR | Multnomah | GPS1 | Conventional Hydroelectric | WAT | Hydro | 0.9 | 1985
25835 | Portland City of | 50105 | Ground Water Pumping Station | OR | Multnomah | GPS2 | Conventional Hydroelectric | WAT | Hydro | 0.9 | 1985
25835 | Portland City of | 50105 | Ground Water Pumping Station | OR | Multnomah | GPS3 | Conventional Hydroelectric | WAT | Hydro | 0.9 | 1985
25835 | Portland City of | 50105 | Ground Water Pumping Station | OR | Multnomah | GPS4 | Conventional Hydroelectric | WAT | Hydro | 0.9 | 1985
25835 | Portland City of | 50105 | Ground Water Pumping Station | OR | Multnomah | GPS5 | Conventional Hydroelectric | WAT | Hydro | 0.9 | 1985
25835 | Portland City of | 50105 | Ground Water Pumping Station | OR | Multnomah | GPS6 | Conventional Hydroelectric | WAT | Hydro | 0.9 | 1985
54700 | Paris Generation LP | 50109 | Paris Energy Center | TX | Lamar | GEN1 | Natural Gas Fired Combined Cycle | NG | Natural Gas Nonpeaker | 87.8 | 1989
54700 | Paris Generation LP | 50109 | Paris Energy Center | TX | Lamar | GEN2 | Natural Gas Fired Combined Cycle | NG | Natural Gas Nonpeaker | 87.8 | 1989
54700 | Paris Generation LP | 50109 | Paris Energy Center | TX | Lamar | GEN3 | Natural Gas Fired Combined Cycle | NG | Natural Gas Nonpeaker | 90 | 1989
17164 | Sierra Pacific Industries Inc | 50110 | Sierra Pacific Burney Facility | CA | Shasta | GEN1 | Wood/Wood Waste Biomass | WDS | Biomass | 20 | 1986
17164 | Sierra Pacific Industries Inc | 50112 | Sierra Pacific Quincy Facility | CA | Plumas | GEN1 | Wood/Wood Waste Biomass | WDS | Biomass | 20 | 1986
17164 | Sierra Pacific Industries Inc | 50112 | Sierra Pacific Quincy Facility | CA | Plumas | GEN2 | Wood/Wood Waste Biomass | WDS | Biomass | 7.5 | 1999
22669 | U S Borax Inc | 50115 | US Borax | CA | Kern | GEN1 | Natural Gas Fired Combustion Turbine | NG | Natural Gas Peaker | 48.2 | 1984
19537 | University of Texas at Austin | 50118 | Hal C Weaver Power Plant | TX | Travis | GEN10 | Natural Gas Fired Combined Cycle | NG | Natural Gas Nonpeaker | 34.4 | 2010
19537 | University of Texas at Austin | 50118 | Hal C Weaver Power Plant | TX | Travis | GEN4 | Natural Gas Fired Combined Cycle | NG | Natural Gas Nonpeaker | 7.6 | 1951
19537 | University of Texas at Austin | 50118 | Hal C Weaver Power Plant | TX | Travis | GEN5 | Natural Gas Fired Combined Cycle | NG | Natural Gas Nonpeaker | 6 | 1959
19537 | University of Texas at Austin | 50118 | Hal C Weaver Power Plant | TX | Travis | GEN7 | Natural Gas Fired Combined Cycle | NG | Natural Gas Nonpeaker | 28.8 | 1979
19537 | University of Texas at Austin | 50118 | Hal C Weaver Power Plant | TX | Travis | GEN8 | Natural Gas Fired Combined Cycle | NG | Natural Gas Nonpeaker | 48.5 | 1987
19537 | University of Texas at Austin | 50118 | Hal C Weaver Power Plant | TX | Travis | GEN9 | Natural Gas Fired Combined Cycle | NG | Natural Gas Nonpeaker | 27.2 | 2004
4208 | Phillips 66 Company | 50119 | Phillips 66 Rodeo Refinery | CA | Contra Costa | GENA | Other Gases | OG | Biomass | 18.3 | 1987
4208 | Phillips 66 Company | 50119 | Phillips 66 Rodeo Refinery | CA | Contra Costa | GENB | Other Gases | OG | Biomass | 18.3 | 1987
4208 | Phillips 66 Company | 50119 | Phillips 66 Rodeo Refinery | CA | Contra Costa | GENC | Other Gases | OG | Biomass | 18.3 | 1987
19685 | Valero Refining Co | 50121 | Valero Refinery Corpus Christi West | TX | Nueces | PRU | All Other | WH | Other | 12 | 1983
19685 | Valero Refining Co | 50121 | Valero Refinery Corpus Christi West | TX | Nueces | TG1 | Petroleum Coke | PC | Hard Coal | 28.6 | 1983
19685 | Valero Refining Co | 50121 | Valero Refinery Corpus Christi West | TX | Nueces | TG2 | Petroleum Coke | PC | Hard Coal | 28.6 | 1983
20148 | Watervliet City of | 50123 | Normanskill Hydro Project | NY | Albany | GEN1 | Conventional Hydroelectric | WAT | Hydro | 1.2 | 1983
38001 | Ottauquechee Hydro Company, Inc. | 50126 | Ottauquechee Hydro | VT | Windsor | 1 | Conventional Hydroelectric | WAT | Hydro | 1.2 | 1987
38001 | Ottauquechee Hydro Company, Inc. | 50126 | Ottauquechee Hydro | VT | Windsor | 2 | Conventional Hydroelectric | WAT | Hydro | 0.6 | 1983
54777 | CCI Signal Hill LLC | 50127 | CCI Signal Hill LLC | TX | Wichita | GTA | Natural Gas Fired Combined Cycle | NG | Natural Gas Nonpeaker | 20 | 1987
54777 | CCI Signal Hill LLC | 50127 | CCI Signal Hill LLC | TX | Wichita | GTB | Natural Gas Fired Combined Cycle | NG | Natural Gas Nonpeaker | 20 | 1987
54777 | CCI Signal Hill LLC | 50127 | CCI Signal Hill LLC | TX | Wichita | GTC | Natural Gas Fired Combined Cycle | NG | Natural Gas Nonpeaker | 20 | 1987
54777 | CCI Signal Hill LLC | 50127 | CCI Signal Hill LLC | TX | Wichita | STD | Natural Gas Fired Combined Cycle | NG | Natural Gas Nonpeaker | 20 | 1987
22079 | Yolo County Flood Control WCD | 50128 | Clear Lake Hydro Project | CA | Lake | 3381 | Conventional Hydroelectric | WAT | Hydro | 2.5 | 1985
22079 | Yolo County Flood Control WCD | 50129 | Indian Valley Dam Hydro Project | CA | Lake | 1641 | Conventional Hydroelectric | WAT | Hydro | 1.4 | 1983
22079 | Yolo County Flood Control WCD | 50129 | Indian Valley Dam Hydro Project | CA | Lake | 1642 | Conventional Hydroelectric | WAT | Hydro | 1.4 | 1983
22079 | Yolo County Flood Control WCD | 50129 | Indian Valley Dam Hydro Project | CA | Lake | 8332 | Conventional Hydroelectric | WAT | Hydro | 0.1 | 1983
3852 | Coalinga Cogeneration Co | 50131 | Coalinga Cogeneration | CA | Fresno | K100 | Natural Gas Fired Combustion Turbine | NG | Natural Gas Peaker | 38.4 | 1991
18390 | Sycamore Cogeneration Co | 50134 | Sycamore Cogeneration | CA | Kern | GTAG | Natural Gas Fired Combustion Turbine | NG | Natural Gas Peaker | 75 | 1987
18390 | Sycamore Cogeneration Co | 50134 | Sycamore Cogeneration | CA | Kern | GTBG | Natural Gas Fired Combustion Turbine | NG | Natural Gas Peaker | 75 | 1987
18390 | Sycamore Cogeneration Co | 50134 | Sycamore Cogeneration | CA | Kern | GTCG | Natural Gas Fired Combustion Turbine | NG | Natural Gas Peaker | 75 | 1987
18390 | Sycamore Cogeneration Co | 50134 | Sycamore Cogeneration | CA | Kern | GTDG | Natural Gas Fired Combustion Turbine | NG | Natural Gas Peaker | 75 | 1987
17460 | South Oak Hospital | 50136 | South Oaks Hospital | NY | Suffolk | CG1 | Natural Gas Internal Combustion Engine | NG | Natural Gas Peaker | 0.2 | 2008
17460 | South Oak Hospital | 50136 | South Oaks Hospital | NY | Suffolk | CG2 | Natural Gas Internal Combustion Engine | NG | Natural Gas Peaker | 0.2 | 2008
17460 | South Oak Hospital | 50136 | South Oaks Hospital | NY | Suffolk | CG3 | Natural Gas Internal Combustion Engine | NG | Natural Gas Peaker | 0.2 | 2008
17460 | South Oak Hospital | 50136 | South Oaks Hospital | NY | Suffolk | CG4 | Natural Gas Internal Combustion Engine | NG | Natural Gas Peaker | 0.2 | 2008
17460 | South Oak Hospital | 50136 | South Oaks Hospital | NY | Suffolk | CG5 | Natural Gas Internal Combustion Engine | NG | Natural Gas Peaker | 0.2 | 2008
56201 | Engie North America | 50137 | Newgulf Cogen | TX | Wharton | GEN1 | Natural Gas Fired Combustion Turbine | NG | Natural Gas Peaker | 101.9 | 1984
27211 | Snider Industries Inc | 50141 | Snider Industries | TX | Harrison | WGN1 | Wood/Wood Waste Biomass | WDS | Biomass | 5 | 1983
27131 | Imperial Savannah LP | 50146 | Imperial Savannah LP | GA | Chatham | GENA | Natural Gas Steam Turbine | NG | Natural Gas Peaker | 2.7 | 1948
27131 | Imperial Savannah LP | 50146 | Imperial Savannah LP | GA | Chatham | GENB | Natural Gas Steam Turbine | NG | Natural Gas Peaker | 3 | 1959
27131 | Imperial Savannah LP | 50146 | Imperial Savannah LP | GA | Chatham | GENC | Natural Gas Steam Turbine | NG | Natural Gas Peaker | 1 | 1946
27131 | Imperial Savannah LP | 50146 | Imperial Savannah LP | GA | Chatham | GEND | Natural Gas Steam Turbine | NG | Natural Gas Peaker | 5 | 1985
16713 | Santa Fe Irrigation District | 50147 | R E Badger Filtration Plant | CA | San Diego | 1 | Conventional Hydroelectric | WAT | Hydro | 1.4 | 1987
15320 | Praxair Inc | 50148 | Linde Wilmington | CA | LOS ANGELES | GEN1 | Natural Gas Fired Combined Cycle | NG | Natural Gas Nonpeaker | 25 | 1988
15320 | Praxair Inc | 50148 | Linde Wilmington | CA | LOS ANGELES | GEN2 | Natural Gas Fired Combined Cycle | NG | Natural Gas Nonpeaker | 6 | 1988
19450 | Union Carbide Corp-Seadrift | 50150 | Union Carbide Seadrift Cogen | TX | Calhoun | GE10 | Natural Gas Fired Combined Cycle | NG | Natural Gas Nonpeaker | 15 | 1964
19450 | Union Carbide Corp-Seadrift | 50150 | Union Carbide Seadrift Cogen | TX | Calhoun | GE11 | Natural Gas Fired Combined Cycle | NG | Natural Gas Nonpeaker | 35 | 2000
19450 | Union Carbide Corp-Seadrift | 50150 | Union Carbide Seadrift Cogen | TX | Calhoun | GEN5 | Natural Gas Fired Combined Cycle | NG | Natural Gas Nonpeaker | 15 | 1987
19450 | Union Carbide Corp-Seadrift | 50150 | Union Carbide Seadrift Cogen | TX | Calhoun | GEN6 | Natural Gas Fired Combined Cycle | NG | Natural Gas Nonpeaker | 35 | 1987
19450 | Union Carbide Corp-Seadrift | 50150 | Union Carbide Seadrift Cogen | TX | Calhoun | GEN7 | Natural Gas Fired Combined Cycle | NG | Natural Gas Nonpeaker | 6 | 1987
19450 | Union Carbide Corp-Seadrift | 50150 | Union Carbide Seadrift Cogen | TX | Calhoun | GEN8 | Natural Gas Fired Combined Cycle | NG | Natural Gas Nonpeaker | 35 | 1987
19450 | Union Carbide Corp-Seadrift | 50150 | Union Carbide Seadrift Cogen | TX | Calhoun | GEN9 | Natural Gas Fired Combined Cycle | NG | Natural Gas Nonpeaker | 15 | 1987
19450 | Union Carbide Corp-Seadrift | 50150 | Union Carbide Seadrift Cogen | TX | Calhoun | IGT | Natural Gas Fired Combined Cycle | NG | Natural Gas Nonpeaker | 12 | 1969
5352 | Dow Chemical Co - St Charles | 50152 | Dow St Charles Operations | LA | St Charles | CGN1 | Natural Gas Fired Combined Cycle | NG | Natural Gas Nonpeaker | 125.8 | 1996
5352 | Dow Chemical Co - St Charles | 50152 | Dow St Charles Operations | LA | St Charles | CGN2 | Natural Gas Fired Combined Cycle | NG | Natural Gas Nonpeaker | 125.8 | 1997
5352 | Dow Chemical Co - St Charles | 50152 | Dow St Charles Operations | LA | St Charles | CSTG | Natural Gas Fired Combined Cycle | NG | Natural Gas Nonpeaker | 50 | 2002
5352 | Dow Chemical Co - St Charles | 50152 | Dow St Charles Operations | LA | St Charles | STG | Natural Gas Fired Combined Cycle | NG | Natural Gas Nonpeaker | 22 | 1997
39066 | Union Carbide Corp-Texas City | 50153 | Texas City Plant Union Carbide | TX | Galveston | STG | All Other | PUR | Other | 56 | 1996
3663 | CHI-West Inc | 50156 | Bear Creek | CA | Shasta | GEN1 | Conventional Hydroelectric | WAT | Hydro | 3.2 | 1990
20919 | Boyce Hydro Power LLC | 50157 | Sanford Dam | MI | Midland | 1 | Conventional Hydroelectric | WAT | Hydro | 1.2 | 1923
20919 | Boyce Hydro Power LLC | 50157 | Sanford Dam | MI | Midland | 2 | Conventional Hydroelectric | WAT | Hydro | 1.2 | 1923
20919 | Boyce Hydro Power LLC | 50157 | Sanford Dam | MI | Midland | 3 | Conventional Hydroelectric | WAT | Hydro | 1.2 | 1923
20919 | Boyce Hydro Power LLC | 50158 | Edenville | MI | Gladwin | 1 | Conventional Hydroelectric | WAT | Hydro | 2.4 | 1923
20919 | Boyce Hydro Power LLC | 50158 | Edenville | MI | Gladwin | 2 | Conventional Hydroelectric | WAT | Hydro | 2.4 | 1923
20919 | Boyce Hydro Power LLC | 50159 | Secord | MI | Gladwin | 1 | Conventional Hydroelectric | WAT | Hydro | 1.2 | 1923
20919 | Boyce Hydro Power LLC | 50160 | Smallwood | MI | Gladwin | 1 | Conventional Hydroelectric | WAT | Hydro | 1.2 | 1923
49911 | Swift River Hydro Operations Co., Inc | 50166 | International Paper Woronoco Mill | MA | Hampden | GEN2 | Conventional Hydroelectric | WAT | Hydro | 1.8 | 1913
13914 | Occidental Chemical Corporation | 50169 | Wichita Plant | KS | SEDGWICK | GEN1 | Natural Gas Fired Combustion Turbine | NG | Natural Gas Peaker | 43.7 | 1982
1569 | Berry Petroleum Co | 50170 | Berry Cogen | CA | Kern | GEN1 | Natural Gas Fired Combustion Turbine | NG | Natural Gas Peaker | 38.7 | 1986
56840 | Emporia Hydro Power LP | 50175 | Emporia | VA | Greensville | GEN1 | Conventional Hydroelectric | WAT | Hydro | 2 | 1986
56840 | Emporia Hydro Power LP | 50175 | Emporia | VA | Greensville | GEN2 | Conventional Hydroelectric | WAT | Hydro | 0.5 | 1986
56842 | Union Falls Hydro Power LP | 50176 | Union Falls | NY | Clinton | GEN1 | Conventional Hydroelectric | WAT | Hydro | 1.3 | 1987
56842 | Union Falls Hydro Power LP | 50176 | Union Falls | NY | Clinton | GEN2 | Conventional Hydroelectric | WAT | Hydro | 1.3 | 1987
56844 | Blackstone Hydro Inc. | 50177 | Blackstone/Tupperware | RI | Providence | GEN1 | Conventional Hydroelectric | WAT | Hydro | 0.4 | 1981
56844 | Blackstone Hydro Inc. | 50177 | Blackstone/Tupperware | RI | Providence | GEN2 | Conventional Hydroelectric | WAT | Hydro | 0.4 | 1981
56844 | Blackstone Hydro Inc. | 50177 | Blackstone/Tupperware | RI | Providence | GEN3 | Conventional Hydroelectric | WAT | Hydro | 0.4 | 1981
56844 | Blackstone Hydro Inc. | 50177 | Blackstone/Tupperware | RI | Providence | GEN4 | Conventional Hydroelectric | WAT | Hydro | 0.4 | 1981
56843 | Banister Hydro LP | 50178 | Halifax | VA | Halifax | GEN1 | Conventional Hydroelectric | WAT | Hydro | 0.8 | 1915
56843 | Banister Hydro LP | 50178 | Halifax | VA | Halifax | GEN2 | Conventional Hydroelectric | WAT | Hydro | 0.4 | 1915
56843 | Banister Hydro LP | 50178 | Halifax | VA | Halifax | GEN3 | Conventional Hydroelectric | WAT | Hydro | 0.4 | 1915
58896 | Siskiyou Power Authority | 50179 | Box Canyon Dam | CA | SISKIYOU | GEN1 | Conventional Hydroelectric | WAT | Hydro | 2.5 | 1986
58896 | Siskiyou Power Authority | 50179 | Box Canyon Dam | CA | SISKIYOU | GEN2 | Conventional Hydroelectric | WAT | Hydro | 2.5 | 1986
18410 | Synergics Inc | 50180 | Olsen | CA | Shasta | GEN1 | Conventional Hydroelectric | WAT | Hydro | 5 | 1990
20492 | Weyerhaeuser Co | 50184 | Weyerhaeuser Columbus MS | MS | Lowndes | TG1 | Wood/Wood Waste Biomass | BLQ | Biomass | 64 | 1990
20492 | Weyerhaeuser Co | 50184 | Weyerhaeuser Columbus MS | MS | Lowndes | TG2 | Wood/Wood Waste Biomass | BLQ | Biomass | 46 | 1982
20492 | Weyerhaeuser Co | 50184 | Weyerhaeuser Columbus MS | MS | Lowndes | TG3 | Wood/Wood Waste Biomass | BLQ | Biomass | 14.6 | 1982
20492 | Weyerhaeuser Co | 50184 | Weyerhaeuser Columbus MS | MS | Lowndes | TG4 | Wood/Wood Waste Biomass | BLQ | Biomass | 4 | 1987
20547 | Cosmo Specialty Fibers | 50185 | Cosmo Specialty Fibers Plant | WA | Grays Harbor | TG1 | Wood/Wood Waste Biomass | WDL | Biomass | 7.5 | 1957
20547 | Cosmo Specialty Fibers | 50185 | Cosmo Specialty Fibers Plant | WA | Grays Harbor | TG2 | Wood/Wood Waste Biomass | WDL | Biomass | 7.5 | 1957
20548 | Weyerhaeuser Co | 50187 | Weyerhaeuser Longview WA | WA | Cowlitz | TG1 | Wood/Wood Waste Biomass | BLQ | Biomass | 5 | 1948
20548 | Weyerhaeuser Co | 50187 | Weyerhaeuser Longview WA | WA | Cowlitz | TG2 | Wood/Wood Waste Biomass | BLQ | Biomass | 5 | 1948
20548 | Weyerhaeuser Co | 50187 | Weyerhaeuser Longview WA | WA | Cowlitz | TG4 | Wood/Wood Waste Biomass | BLQ | Biomass | 18 | 1954
20548 | Weyerhaeuser Co | 50187 | Weyerhaeuser Longview WA | WA | Cowlitz | TG5 | Wood/Wood Waste Biomass | WDS | Biomass | 31.4 | 1976
20511 | Weyerhaeuser Co NR, New Bern CF | 50188 | Weyerhaeuser New Bern NC | NC | Craven | TG2 | Wood/Wood Waste Biomass | BLQ | Biomass | 38.1 | 2014
55903 | Domtar Paper Company LLC | 50189 | Domtar Paper Co LLC Plymouth NC | NC | Martin | TG10 | Wood/Wood Waste Biomass | WDS | Biomass | 72 | 1978
55903 | Domtar Paper Company LLC | 50189 | Domtar Paper Co LLC Plymouth NC | NC | Martin | TG7 | Wood/Wood Waste Biomass | BLQ | Biomass | 7.5 | 1952
55903 | Domtar Paper Company LLC | 50189 | Domtar Paper Co LLC Plymouth NC | NC | Martin | TG8 | Wood/Wood Waste Biomass | BLQ | Biomass | 25 | 1964
55903 | Domtar Paper Company LLC | 50189 | Domtar Paper Co LLC Plymouth NC | NC | Martin | TG9 | Wood/Wood Waste Biomass | BLQ | Biomass | 42 | 1976
55997 | Domtar Paper Company Rothschild | 50190 | Domtar Paper Company Rothschild | WI | Marathon | HG1 | Conventional Hydroelectric | WAT | Hydro | 0.6 | 1910
55997 | Domtar Paper Company Rothschild | 50190 | Domtar Paper Company Rothschild | WI | Marathon | HG2 | Conventional Hydroelectric | WAT | Hydro | 0.5 | 1910
55997 | Domtar Paper Company Rothschild | 50190 | Domtar Paper Company Rothschild | WI | Marathon | HG3 | Conventional Hydroelectric | WAT | Hydro | 0.6 | 1910
55997 | Domtar Paper Company Rothschild | 50190 | Domtar Paper Company Rothschild | WI | Marathon | HG4 | Conventional Hydroelectric | WAT | Hydro | 0.5 | 1910
55997 | Domtar Paper Company Rothschild | 50190 | Domtar Paper Company Rothschild | WI | Marathon | HG5 | Conventional Hydroelectric | WAT | Hydro | 1 | 1910
55997 | Domtar Paper Company Rothschild | 50190 | Domtar Paper Company Rothschild | WI | Marathon | HG6 | Conventional Hydroelectric | WAT | Hydro | 0.7 | 1910
55997 | Domtar Paper Company Rothschild | 50190 | Domtar Paper Company Rothschild | WI | Marathon | HG7 | Conventional Hydroelectric | WAT | Hydro | 0.5 | 1910
56289 | International Paper Corporation | 50191 | IP Springfield Oregon | OR | Lane | TG1 | Wood/Wood Waste Biomass | BLQ | Biomass | 7.5 | 1949
56289 | International Paper Corporation | 50191 | IP Springfield Oregon | OR | Lane | TG2 | Wood/Wood Waste Biomass | BLQ | Biomass | 5 | 1949
56289 | International Paper Corporation | 50191 | IP Springfield Oregon | OR | Lane | TG3 | Wood/Wood Waste Biomass | BLQ | Biomass | 12.5 | 1953
56289 | International Paper Corporation | 50191 | IP Springfield Oregon | OR | Lane | TG4 | Wood/Wood Waste Biomass | BLQ | Biomass | 40 | 1976
56164 | International Paper - Valliant | 50192 | International Paper Valliant OK | OK | McCurtain | TG1 | Wood/Wood Waste Biomass | BLQ | Biomass | 68 | 1971
1058 | B Braun Medical Inc | 50200 | B Braun Medical | CA | Orange | GEN1 | Natural Gas Fired Combustion Turbine | NG | Natural Gas Peaker | 2.8 | 1982
1058 | B Braun Medical Inc | 50200 | B Braun Medical | CA | Orange | GEN2 | Natural Gas Fired Combustion Turbine | NG | Natural Gas Peaker | 3.3 | 1995
56216 | Multitrade Rabun Gap LLC | 50201 | Rabun Gap Cogen Facility | GA | RABUN | ST2 | Wood/Wood Waste Biomass | WDS | Biomass | 20 | 2010
55807 | Niagara Generation LLC | 50202 | WPS Power Niagara | NY | Niagara | GEN1 | Wood/Wood Waste Biomass | WDS | Biomass | 56 | 1991
19351 | U S Gypsum Co | 50203 | US Gypsum Oakfield | NY | Genesee | GEN1 | Natural Gas Fired Combustion Turbine | NG | Natural Gas Peaker | 5.8 | 1986
28473 | Williams Field Services Co | 50205 | Williams Ignacio Natural Gas Plant | CO | La Plata | 7101 | All Other | WH | Other | 6.1 | 1984
27762 | Ptarmigan Res & Engy Inc | 50206 | Vallecito Hydroelectric | CO | La Plata | GEN1 | Conventional Hydroelectric | WAT | Hydro | 0.8 | 1989
27762 | Ptarmigan Res & Engy Inc | 50206 | Vallecito Hydroelectric | CO | La Plata | GEN2 | Conventional Hydroelectric | WAT | Hydro | 2.5 | 1989
27762 | Ptarmigan Res & Engy Inc | 50206 | Vallecito Hydroelectric | CO | La Plata | GEN3 | Conventional Hydroelectric | WAT | Hydro | 2.5 | 1989
15064 | Pinetree Power Inc | 50208 | Pinetree Power | NH | GRAFTON | GEN1 | Wood/Wood Waste Biomass | WDS | Biomass | 17.5 | 1986
49899 | CalEnergy Operating Corporation | 50210 | Vulcan-BN Geothermal Power Company | CA | Imperial | GEN1 | Geothermal | GEO | Geothermal | 30.1 | 1985
49899 | CalEnergy Operating Corporation | 50210 | Vulcan-BN Geothermal Power Company | CA | Imperial | GEN2 | Geothermal | GEO | Geothermal | 9.5 | 1985
21128 | York County Solid W & R Auth | 50215 | York County Resource Recovery | PA | York | GEN1 | Municipal Solid Waste | MSW | Municipal Solid Waste | 36.5 | 1989
867 | ARCO Products Co-Watson | 50216 | Watson Cogeneration | CA | Los Angeles | GN91 | Natural Gas Fired Combined Cycle | NG | Natural Gas Nonpeaker | 82 | 1988
867 | ARCO Products Co-Watson | 50216 | Watson Cogeneration | CA | Los Angeles | GN92 | Natural Gas Fired Combined Cycle | NG | Natural Gas Nonpeaker | 82 | 1988
867 | ARCO Products Co-Watson | 50216 | Watson Cogeneration | CA | Los Angeles | GN93 | Natural Gas Fired Combined Cycle | NG | Natural Gas Nonpeaker | 82 | 1988
867 | ARCO Products Co-Watson | 50216 | Watson Cogeneration | CA | Los Angeles | GN94 | Natural Gas Fired Combined Cycle | NG | Natural Gas Nonpeaker | 82 | 1987
867 | ARCO Products Co-Watson | 50216 | Watson Cogeneration | CA | Los Angeles | GN95 | Natural Gas Fired Combined Cycle | NG | Natural Gas Nonpeaker | 38.5 | 1988
867 | ARCO Products Co-Watson | 50216 | Watson Cogeneration | CA | Los Angeles | GN96 | Natural Gas Fired Combined Cycle | NG | Natural Gas Nonpeaker | 38.5 | 1987
19281 | Turlock Irrigation District | 50218 | Woodward Power Plant | CA | Stanislaus | U1 | Conventional Hydroelectric | WAT | Hydro | 2.8 | 1982
19281 | Turlock Irrigation District | 50219 | Frankenheimer Power Plant | CA | Stanislaus | U1 | Conventional Hydroelectric | WAT | Hydro | 5.3 | 1983
13353 | Nelson Creek Power Inc | 50223 | Nelson Creek | CA | Shasta | 1296 | Conventional Hydroelectric | WAT | Hydro | 1.2 | 1989
22045 | Oxnard City of | 50224 | Oxnard Wastewater Treatment Plant | CA | Ventura | 7610 | Other Waste Biomass | OBG | Biomass | 0.5 | 1981
22045 | Oxnard City of | 50224 | Oxnard Wastewater Treatment Plant | CA | Ventura | 7710 | Other Waste Biomass | OBG | Biomass | 0.5 | 1981
22045 | Oxnard City of | 50224 | Oxnard Wastewater Treatment Plant | CA | Ventura | 7810 | Other Waste Biomass | OBG | Biomass | 0.5 | 1981
15824 | Ecomaine | 50225 | Regional Waste Systems | ME | Cumberland | TG1 | Municipal Solid Waste | MSW | Municipal Solid Waste | 13.3 | 1988
22614 | Rocky Brook Electric Inc | 50228 | Rocky Brook Hydroelectric | WA | Jefferson | GEN1 | Conventional Hydroelectric | WAT | Hydro | 1.6 | 1985
18760 | TPC Group, LLC | 50229 | Texas Petrochemicals | TX | Harris | TG2 | Natural Gas Steam Turbine | NG | Natural Gas Peaker | 35 | 1972
16191 | Robbins Lumber Inc | 50230 | Robbins Lumber | ME | WALDO | CAT | Petroleum Liquids | DFO | Petroleum | 2 | 1987
16191 | Robbins Lumber Inc | 50230 | Robbins Lumber | ME | WALDO | WEST | Wood/Wood Waste Biomass | WDS | Biomass | 1.2 | 1981
22803 | SDS Lumber Co | 50231 | SDS Lumber Gorge Energy Division | WA | Klickitat | TG2 | Wood/Wood Waste Biomass | WDS | Biomass | 5 | 1985
22803 | SDS Lumber Co | 50231 | SDS Lumber Gorge Energy Division | WA | Klickitat | TG3 | Wood/Wood Waste Biomass | WDS | Biomass | 5 | 2002
22635 | San Gabriel Valley Mun Wtr Dt | 50233 | San Dimas Wash Generating Station | CA | Los Angeles | 4011 | Conventional Hydroelectric | WAT | Hydro | 1 | 1986
16583 | San Antonio Regional Hospital | 50234 | San Antonio Regional Hospital | CA | San Bernardino | 2074 | Natural Gas Internal Combustion Engine | NG | Natural Gas Peaker | 0.9 | 1985
16583 | San Antonio Regional Hospital | 50234 | San Antonio Regional Hospital | CA | San Bernardino | 2075 | Natural Gas Internal Combustion Engine | NG | Natural Gas Peaker | 0.9 | 1985
16583 | San Antonio Regional Hospital | 50234 | San Antonio Regional Hospital | CA | San Bernardino | 2076 | Natural Gas Internal Combustion Engine | NG | Natural Gas Peaker | 0.9 | 2001
15526 | Purdue University | 50240 | Purdue University | IN | Tippecanoe | GEN1 | Natural Gas Steam Turbine | NG | Natural Gas Peaker | 30.8 | 1995
15526 | Purdue University | 50240 | Purdue University | IN | Tippecanoe | GEN2 | Natural Gas Steam Turbine | NG | Natural Gas Peaker | 10.6 | 1969
15526 | Purdue University | 50240 | Purdue University | IN | Tippecanoe | GEN3 | Petroleum Liquids | DFO | Petroleum | 1.8 | 2000
27378 | Tenet Hospital Ltd | 50241 | Providence Memorial Hospital | TX | El Paso | 9541 | Natural Gas Internal Combustion Engine | NG | Natural Gas Peaker | 2.1 | 1987
27378 | Tenet Hospital Ltd | 50241 | Providence Memorial Hospital | TX | El Paso | 9542 | Natural Gas Internal Combustion Engine | NG | Natural Gas Peaker | 2.1 | 1987
22354 | VC Porterdale Hydroelectric, LLC | 50242 | VC Porterdale Hydroelectric | GA | Newton | TB-1 | Conventional Hydroelectric | WAT | Hydro | 1.5 | 1982
22354 | VC Porterdale Hydroelectric, LLC | 50242 | VC Porterdale Hydroelectric | GA | Newton | TB-2 | Conventional Hydroelectric | WAT | Hydro | 1.5 | 1982
9303 | Verso Bucksport LLC | 50243 | Bucksport Generation LLC | ME | Hancock | GEN2 | Wood/Wood Waste Biomass | WDS | Biomass | 15.6 | 1965
9303 | Verso Bucksport LLC | 50243 | Bucksport Generation LLC | ME | Hancock | GEN3 | Wood/Wood Waste Biomass | WDS | Biomass | 72 | 1988
9303 | Verso Bucksport LLC | 50243 | Bucksport Generation LLC | ME | Hancock | GEN4 | Natural Gas Fired Combustion Turbine | NG | Natural Gas Peaker | 186.8 | 2001
9303 | Verso Bucksport LLC | 50243 | Bucksport Generation LLC | ME | Hancock | GEN5 | Wood/Wood Waste Biomass | WDS | Biomass | 24 | 2012
23815 | Blue Ridge Paper Products Inc | 50244 | Canton North Carolina | NC | Haywood | GEN8 | Conventional Steam Coal | BIT | Hard Coal | 7.5 | 1937
23815 | Blue Ridge Paper Products Inc | 50244 | Canton North Carolina | NC | Haywood | GEN9 | Conventional Steam Coal | BIT | Hard Coal | 7.5 | 1941
23815 | Blue Ridge Paper Products Inc | 50244 | Canton North Carolina | NC | Haywood | GN10 | Conventional Steam Coal | BIT | Hard Coal | 7.5 | 1946
23815 | Blue Ridge Paper Products Inc | 50244 | Canton North Carolina | NC | Haywood | GN11 | Conventional Steam Coal | BIT | Hard Coal | 7.5 | 1949
23815 | Blue Ridge Paper Products Inc | 50244 | Canton North Carolina | NC | Haywood | GN12 | Conventional Steam Coal | BIT | Hard Coal | 10 | 1952
23815 | Blue Ridge Paper Products Inc | 50244 | Canton North Carolina | NC | Haywood | GN13 | Conventional Steam Coal | BIT | Hard Coal | 12.5 | 1979
9401 | International Paper Co-Pensacola | 50250 | International Paper Pensacola | FL | Escambia | GEN1 | Wood/Wood Waste Biomass | BLQ | Biomass | 39.6 | 1981
9401 | International Paper Co-Pensacola | 50250 | International Paper Pensacola | FL | Escambia | GEN2 | Wood/Wood Waste Biomass | BLQ | Biomass | 43.2 | 1981
56187 | Verso Paper - Quinnesec | 50251 | Verso Paper Quinnesec Mich Mill | MI | Dickinson | GEN1 | Wood/Wood Waste Biomass | BLQ | Biomass | 28 | 1985
56187 | Verso Paper - Quinnesec | 50251 | Verso Paper Quinnesec Mich Mill | MI | Dickinson | GEN2 | Wood/Wood Waste Biomass | WDS | Biomass | 28 | 2011
57280 | Eagle Creek RE LLC | 50252 | Sartell Dam | MN | Benton | HG10 | Conventional Hydroelectric | WAT | Hydro | 0.9 | 1985
57280 | Eagle Creek RE LLC | 50252 | Sartell Dam | MN | Benton | HG11 | Conventional Hydroelectric | WAT | Hydro | 0.9 | 1985
57280 | Eagle Creek RE LLC | 50252 | Sartell Dam | MN | Benton | HG12 | Conventional Hydroelectric | WAT | Hydro | 0.9 | 1985
57280 | Eagle Creek RE LLC | 50252 | Sartell Dam | MN | Benton | HG2 | Conventional Hydroelectric | WAT | Hydro | 0.9 | 1985
57280 | Eagle Creek RE LLC | 50252 | Sartell Dam | MN | Benton | HG3 | Conventional Hydroelectric | WAT | Hydro | 0.9 | 1985
57280 | Eagle Creek RE LLC | 50252 | Sartell Dam | MN | Benton | HG4 | Conventional Hydroelectric | WAT | Hydro | 0.9 | 1985
57280 | Eagle Creek RE LLC | 50252 | Sartell Dam | MN | Benton | HG5 | Conventional Hydroelectric | WAT | Hydro | 0.9 | 1985
57280 | Eagle Creek RE LLC | 50252 | Sartell Dam | MN | Benton | HG6 | Conventional Hydroelectric | WAT | Hydro | 0.8 | 1985
57280 | Eagle Creek RE LLC | 50252 | Sartell Dam | MN | Benton | HG7 | Conventional Hydroelectric | WAT | Hydro | 0.8 | 1985
57280 | Eagle Creek RE LLC | 50252 | Sartell Dam | MN | Benton | HG8 | Conventional Hydroelectric | WAT | Hydro | 0.7 | 1985
57280 | Eagle Creek RE LLC | 50252 | Sartell Dam | MN | Benton | HG9 | Conventional Hydroelectric | WAT | Hydro | 0.7 | 1985
55771 | KapStone Kraft Paper Corp | 50254 | KapStone Kraft Paper Corp | NC | Halifax | GEN1 | Wood/Wood Waste Biomass | BLQ | Biomass | 28.3 | 1966
13945 | Oakwood Hospital Med Center | 50260 | Oakwood Hospital & Medical Center | MI | Wayne | 1 2M | Petroleum Liquids | DFO | Petroleum | 2 | 2006
13945 | Oakwood Hospital Med Center | 50260 | Oakwood Hospital & Medical Center | MI | Wayne | 2 2M | Petroleum Liquids | DFO | Petroleum | 2 | 2006
13945 | Oakwood Hospital Med Center | 50260 | Oakwood Hospital & Medical Center | MI | Wayne | 500A | Petroleum Liquids | DFO | Petroleum | 0.5 | 2006
13945 | Oakwood Hospital Med Center | 50260 | Oakwood Hospital & Medical Center | MI | Wayne | 500KW | Petroleum Liquids | DFO | Petroleum | 0.5 | 1979
40444 | Truckee-Carson Irrigation District | 50261 | New Lahontan | NV | CHURCHILL | GEN1 | Conventional Hydroelectric | WAT | Hydro | 4 | 1989
15787 | Redlands Water & Power Company | 50267 | Redlands Water & Power | CO | MESA | RED1 | Conventional Hydroelectric | WAT | Hydro | 1.4 | 1931
5914 | Erie Boulevard Hydropower LP | 50268 | Hewittville Hydroelectric | NY | ST Lawrence | HY1 | Conventional Hydroelectric | WAT | Hydro | 3 | 1984
5914 | Erie Boulevard Hydropower LP | 50269 | Unionville Hydro Project 2499 NY | NY | St Lawrence | HY1 | Conventional Hydroelectric | WAT | Hydro | 3 | 1984
6529 | Exxon Mobil Production Co | 50270 | ExxonMobil Santa Ynez Facility | CA | Santa Barbara | GTG1 | Natural Gas Fired Combined Cycle | NG | Natural Gas Nonpeaker | 39.5 | 1993
6529 | Exxon Mobil Production Co | 50270 | ExxonMobil Santa Ynez Facility | CA | Santa Barbara | STG1 | Natural Gas Fired Combined Cycle | NG | Natural Gas Nonpeaker | 9.8 | 1993
56125 | Covanta Springfield LLC | 50273 | Pioneer Valley Resource Recovery | MA | HAMPDEN | DLV1 | Municipal Solid Waste | MSW | Municipal Solid Waste | 9.4 | 1988
17191 | Simplot Leasing Corp | 50274 | Simplot Leasing Don Plant | ID | Bannock | GEN1 | All Other | WH | Other | 15.9 | 1986
14465 | Park 500 Philip Morris USA | 50275 | Park 500 Philip Morris USA | VA | Chesterfield | TG3 | Natural Gas Steam Turbine | NG | Natural Gas Peaker | 13 | 1983
20707 | Wintec Energy Ltd | 50276 | Wintec Energy Ltd | CA | Riverside | EXIS | Onshore Wind Turbine | WND | Wind | 5.9 | 1986
57433 | ReEnergy Chateaugay LLC | 50277 | ReEnergy Chateaugay Power Station | NY | Franklin | GEN1 | Wood/Wood Waste Biomass | WDS | Biomass | 19.7 | 1993
21737 | Brown Bear II Hydro Inc | 50278 | Worumbo Hydro Station | ME | Androscoggin | GEN1 | Conventional Hydroelectric | WAT | Hydro | 9.7 | 1989
21737 | Brown Bear II Hydro Inc | 50278 | Worumbo Hydro Station | ME | Androscoggin | GEN2 | Conventional Hydroelectric | WAT | Hydro | 9.7 | 1989
22174 | PEI Power Corp | 50279 | Archbald Power Station | PA | Lackawanna | GEN1 | Landfill Gas | LFG | Biomass | 23.2 | 1988
22174 | PEI Power Corp | 50279 | Archbald Power Station | PA | Lackawanna | GEN5 | Landfill Gas | LFG | Biomass | 4.6 | 2010
22174 | PEI Power Corp | 50279 | Archbald Power Station | PA | Lackawanna | GEN6 | Landfill Gas | LFG | Biomass | 4.6 | 2010
22174 | PEI Power Corp | 50279 | Archbald Power Station | PA | Lackawanna | Gen2 | Natural Gas Fired Combustion Turbine | NG | Natural Gas Peaker | 60.5 | 2001
4735 | Dahowa Hydro | 50280 | Dahowa Hydro | NY | Washington | GEN1 | Conventional Hydroelectric | WAT | Hydro | 10.5 | 1987
16630 | San Gorgonio Farms Inc | 50281 | San Gorgonio Farms Wind Farm | CA | Riverside | WGEN | Onshore Wind Turbine | WND | Wind | 31 | 1983
50097 | NewPage Corp-Luke | 50282 | Luke Mill | MD | Allegany | GEN1 | Conventional Steam Coal | BIT | Hard Coal | 35 | 1958
50097 | NewPage Corp-Luke | 50282 | Luke Mill | MD | Allegany | GEN2 | Conventional Steam Coal | BIT | Hard Coal | 30 | 1979
49923 | American Eagle Paper Mills | 50284 | American Eagle Paper Mills | PA | Blair | TG3 | Conventional Steam Coal | BIT | Hard Coal | 2.5 | 1929
49923 | American Eagle Paper Mills | 50284 | American Eagle Paper Mills | PA | Blair | TG4 | Conventional Steam Coal | BIT | Hard Coal | 4.5 | 1930
49923 | American Eagle Paper Mills | 50284 | American Eagle Paper Mills | PA | Blair | TG5 | Conventional Steam Coal | BIT | Hard Coal | 3 | 1936
49923 | American Eagle Paper Mills | 50284 | American Eagle Paper Mills | PA | Blair | TG6 | Conventional Steam Coal | BIT | Hard Coal | 7.5 | 1958
11601 | Marlborough Hydro Corp | 50285 | Lower Village Water Power Project | NH | Sullivan | 0001 | Conventional Hydroelectric | WAT | Hydro | 0.6 | 1995
11601 | Marlborough Hydro Corp | 50285 | Lower Village Water Power Project | NH | Sullivan | 0002 | Conventional Hydroelectric | WAT | Hydro | 0.6 | 1995
16929 | SEMASS Partnership | 50290 | SEMASS Resource Recovery | MA | Plymouth | GEN1 | Municipal Solid Waste | MSW | Municipal Solid Waste | 64.5 | 1988
16929 | SEMASS Partnership | 50290 | SEMASS Resource Recovery | MA | Plymouth | GEN2 | Municipal Solid Waste | MSW | Municipal Solid Waste | 34 | 1993
24457 | Calpine Eastern Corp | 50292 | Bethpage Power Plant | NY | Nassau | GEN1 | Natural Gas Fired Combined Cycle | NG | Natural Gas Nonpeaker | 33.7 | 1989
24457 | Calpine Eastern Corp | 50292 | Bethpage Power Plant | NY | Nassau | GEN2 | Natural Gas Fired Combined Cycle | NG | Natural Gas Nonpeaker | 33.7 | 1989
24457 | Calpine Eastern Corp | 50292 | Bethpage Power Plant | NY | Nassau | GEN3 | Natural Gas Fired Combined Cycle | NG | Natural Gas Nonpeaker | 16.2 | 1989
24457 | Calpine Eastern Corp | 50292 | Bethpage Power Plant | NY | Nassau | GEN4 | Petroleum Liquids | DFO | Petroleum | 0.4 | 1989
24457 | Calpine Eastern Corp | 50292 | Bethpage Power Plant | NY | Nassau | GEN5 | Natural Gas Fired Combustion Turbine | NG | Natural Gas Peaker | 60 | 2002
24457 | Calpine Eastern Corp | 50292 | Bethpage Power Plant | NY | Nassau | GEN6 | Natural Gas Fired Combined Cycle | NG | Natural Gas Nonpeaker | 60 | 2005
24457 | Calpine Eastern Corp | 50292 | Bethpage Power Plant | NY | Nassau | GEN7 | Natural Gas Fired Combined Cycle | NG | Natural Gas Nonpeaker | 36 | 2005
19946 | Wadham Energy Ltd Partners | 50293 | Wadham Energy LP | CA | Colusa | GEN1 | Other Waste Biomass | AB | Biomass | 28.6 | 1989
14362 | Packaging Corp of America | 50296 | Packaging Corp of America | TN | Hardin | GEN1 | Wood/Wood Waste Biomass | BLQ | Biomass | 50 | 1985
14362 | Packaging Corp of America | 50296 | Packaging Corp of America | TN | Hardin | GEN2 | Wood/Wood Waste Biomass | BLQ | Biomass | 22.5 | 2010
60134 | AltaGas Ripon Energy Inc. | 50299 | AltaGas Ripon Energy Inc. | CA | San Joaquin | GEN1 | Natural Gas Fired Combustion Turbine | NG | Natural Gas Peaker | 49.5 | 1988
54736 | AltaGas Pomona Energy Inc. | 50300 | AltaGas Pomona Energy Inc. | CA | Los Angeles | GEN1 | Natural Gas Fired Combustion Turbine | NG | Natural Gas Peaker | 46 | 1985
17139 | Shell Oil Co-Deer Park | 50304 | Shell Deer Park | TX | Harris | GEN1 | All Other | PUR | Other | 51 | 1979
17139 | Shell Oil Co-Deer Park | 50304 | Shell Deer Park | TX | Harris | GEN2 | All Other | PUR | Other | 51 | 1979
17139 | Shell Oil Co-Deer Park | 50304 | Shell Deer Park | TX | Harris | GEN4 | Other Gases | OG | Biomass | 75 | 1995
17139 | Shell Oil Co-Deer Park | 50304 | Shell Deer Park | TX | Harris | GEN5 | Other Gases | OG | Biomass | 75 | 1995
40430 | Lafarge Corp | 50305 | LaFarge Alpena | MI | Alpena | GE10 | Petroleum Coke | PC | Hard Coal | 3.2 | 1999
40430 | Lafarge Corp | 50305 | LaFarge Alpena | MI | Alpena | GEN6 | Petroleum Coke | PC | Hard Coal | 12 | 1952
40430 | Lafarge Corp | 50305 | LaFarge Alpena | MI | Alpena | GEN7 | Petroleum Coke | PC | Hard Coal | 10 | 1955
40430 | Lafarge Corp | 50305 | LaFarge Alpena | MI | Alpena | GEN8 | Petroleum Coke | PC | Hard Coal | 11 | 1991
40430 | Lafarge Corp | 50305 | LaFarge Alpena | MI | Alpena | GEN9 | Petroleum Coke | PC | Hard Coal | 11 | 1994
19533 | University of Oklahoma | 50307 | University of Oklahoma | OK | Cleveland | GEN1 | Natural Gas Steam Turbine | NG | Natural Gas Peaker | 7.5 | 1964
19533 | University of Oklahoma | 50307 | University of Oklahoma | OK | Cleveland | GEN2 | Natural Gas Steam Turbine | NG | Natural Gas Peaker | 2.5 | 2001
19533 | University of Oklahoma | 50307 | University of Oklahoma | OK | Cleveland | GEN3 | Natural Gas Steam Turbine | NG | Natural Gas Peaker | 2.5 | 1949
19533 | University of Oklahoma | 50307 | University of Oklahoma | OK | Cleveland | GEN4 | Natural Gas Steam Turbine | NG | Natural Gas Peaker | 4.3 | 1985
19533 | University of Oklahoma | 50307 | University of Oklahoma | OK | Cleveland | GEN5 | Petroleum Liquids | DFO | Petroleum | 1.8 | 2001
56389 | Doyon Utilities - Ft. Wainwright | 50308 | Utility Plants Section | AK | Fairbanks North Star | GEN1 | Conventional Steam Coal | SUB | Hard Coal | 5 | 1955
56389 | Doyon Utilities - Ft. Wainwright | 50308 | Utility Plants Section | AK | Fairbanks North Star | GEN3 | Conventional Steam Coal | SUB | Hard Coal | 5 | 1955
56389 | Doyon Utilities - Ft. Wainwright | 50308 | Utility Plants Section | AK | Fairbanks North Star | GEN4 | Conventional Steam Coal | SUB | Hard Coal | 5 | 1955
56389 | Doyon Utilities - Ft. Wainwright | 50308 | Utility Plants Section | AK | Fairbanks North Star | GEN5 | Conventional Steam Coal | SUB | Hard Coal | 5 | 1989
14762 | Pensacola Christian College | 50310 | Standby Generation Plant | FL | Escambia | 1 | Natural Gas Internal Combustion Engine | NG | Natural Gas Peaker | 1.1 | 1988
14762 | Pensacola Christian College | 50310 | Standby Generation Plant | FL | Escambia | 1SB | Natural Gas Internal Combustion Engine | NG | Natural Gas Peaker | 1.3 | 2006
14762 | Pensacola Christian College | 50310 | Standby Generation Plant | FL | Escambia | 2 | Natural Gas Internal Combustion Engine | NG | Natural Gas Peaker | 1.1 | 1988
14762 | Pensacola Christian College | 50310 | Standby Generation Plant | FL | Escambia | 2SB | Natural Gas Internal Combustion Engine | NG | Natural Gas Peaker | 1.3 | 2006
14762 | Pensacola Christian College | 50310 | Standby Generation Plant | FL | Escambia | 3 | Natural Gas Internal Combustion Engine | NG | Natural Gas Peaker | 1.1 | 1988
14762 | Pensacola Christian College | 50310 | Standby Generation Plant | FL | Escambia | 3SB | Natural Gas Internal Combustion Engine | NG | Natural Gas Peaker | 1.3 | 2006
14762 | Pensacola Christian College | 50310 | Standby Generation Plant | FL | Escambia | 4SB | Natural Gas Internal Combustion Engine | NG | Natural Gas Peaker | 1.3 | 2006
14762 | Pensacola Christian College | 50310 | Standby Generation Plant | FL | Escambia | 5SB | Natural Gas Internal Combustion Engine | NG | Natural Gas Peaker | 1.3 | 2006
14762 | Pensacola Christian College | 50310 | Standby Generation Plant | FL | Escambia | 6SB | Natural Gas Internal Combustion Engine | NG | Natural Gas Peaker | 1.3 | 2006
14762 | Pensacola Christian College | 50310 | Standby Generation Plant | FL | Escambia | 7SB | Natural Gas Internal Combustion Engine | NG | Natural Gas Peaker | 1.3 | 2006
14762 | Pensacola Christian College | 50310 | Standby Generation Plant | FL | Escambia | 8SB | Natural Gas Internal Combustion Engine | NG | Natural Gas Peaker | 1.3 | 2006
14539 | Passaic Valley Water Comm | 50311 | Passaic Valley Water Commission | NJ | Passaic | GEN1 | Conventional Hydroelectric | WAT | Hydro | 0.6 | 1935
14539 | Passaic Valley Water Comm | 50311 | Passaic Valley Water Commission | NJ | Passaic | GEN2 | Conventional Hydroelectric | WAT | Hydro | 0.6 | 1935
14539 | Passaic Valley Water Comm | 50311 | Passaic Valley Water Commission | NJ | Passaic | GEN3 | Conventional Hydroelectric | WAT | Hydro | 0.6 | 1935
14539 | Passaic Valley Water Comm | 50311 | Passaic Valley Water Commission | NJ | Passaic | GEN4 | Conventional Hydroelectric | WAT | Hydro | 0.6 | 1935
57280 | Eagle Creek RE LLC | 50312 | Pembroke Hydro | NH | Merrimack | 1 | Conventional Hydroelectric | WAT | Hydro | 2.7 | 1985
24979 | Chasm Hydro Partnership | 50315 | Chasm Hydro Partnership | NY | Franklin | 1100 | Conventional Hydroelectric | WAT | Hydro | 1 | 1982
24979 | Chasm Hydro Partnership | 50315 | Chasm Hydro Partnership | NY | Franklin | 2600 | Conventional Hydroelectric | WAT | Hydro | 0.6 | 1984
3283 | Bunge North America East LLC | 50316 | Bunge North America East LLC | IN | Adams | 3516 | Natural Gas Steam Turbine | NG | Natural Gas Peaker | 2 | 1950
55970 | JHP Pharmaceuticals LLC | 50318 | Par Sterile Products | MI | OAKLAND | 38-1 | Natural Gas Fired Combustion Turbine | NG | Natural Gas Peaker | 2.8 | 1986
26287 | Madera-Chowchilla Power Auth | 50322 | Site 980 65 | CA | MADERA | GEN1 | Conventional Hydroelectric | WAT | Hydro | 2.1 | 1985
15286 | Marco Power Inc | 50323 | Marco Ranch | ID | Jerome | 1 | Conventional Hydroelectric | WAT | Hydro | 0.3 | 1985
15286 | Marco Power Inc | 50323 | Marco Ranch | ID | Jerome | 2 | Conventional Hydroelectric | WAT | Hydro | 0.3 | 1985
15286 | Marco Power Inc | 50323 | Marco Ranch | ID | Jerome | 3 | Conventional Hydroelectric | WAT | Hydro | 0.3 | 1985
15286 | Marco Power Inc | 50323 | Marco Ranch | ID | Jerome | 4 | Conventional Hydroelectric | WAT | Hydro | 0.3 | 1985
36055 | KTZ Hydro LLC | 50324 | Newfound Hydroelectric | NH | Grafton | 1 | Conventional Hydroelectric | WAT | Hydro | 0.7 | 1983
36055 | KTZ Hydro LLC | 50324 | Newfound Hydroelectric | NH | Grafton | 2 | Conventional Hydroelectric | WAT | Hydro | 0.7 | 1983
14293 | Nalco Co | 50326 | Nalco | IL | DuPage | AT1 | Natural Gas Fired Combined Cycle | NG | Natural Gas Nonpeaker | 4 | 1985
14293 | Nalco Co | 50326 | Nalco | IL | DuPage | DPOX | Natural Gas Fired Combined Cycle | NG | Natural Gas Nonpeaker | 0.7 | 1985
13389 | Neshkoro Power Assc LLC | 50328 | Byllesby | MN | Dakota | 1 | Conventional Hydroelectric | WAT | Hydro | 0.8 | 1988
13389 | Neshkoro Power Assc LLC | 50328 | Byllesby | MN | Dakota | 2 | Conventional Hydroelectric | WAT | Hydro | 0.8 | 1988
13389 | Neshkoro Power Assc LLC | 50328 | Byllesby | MN | Dakota | 3 | Conventional Hydroelectric | WAT | Hydro | 0.9 | 1988
10004 | King County Dept-Natural Res | 50329 | West Point Treatment Plant | WA | King | 4 | Other Waste Biomass | OBG | Biomass | 2.3 | 2012
10004 | King County Dept-Natural Res | 50329 | West Point Treatment Plant | WA | King | 5 | Other Waste Biomass | OBG | Biomass | 2.3 | 2012
7019 | Gay & Robinson Inc | 50333 | Gay Robinson | HI | KAUAI | DSL5 | Petroleum Liquids | DFO | Petroleum | 0.5 | 2010
7019 | Gay & Robinson Inc | 50333 | Gay Robinson | HI | KAUAI | DSL6 | Petroleum Liquids | DFO | Petroleum | 0.5 | 2010
7019 | Gay & Robinson Inc | 50333 | Gay Robinson | HI | KAUAI | HYD2 | Conventional Hydroelectric | WAT | Hydro | 1.2 | 1982
21690 | Moose International | 50337 | Mooseheart Power House | IL | Kane | GEN1 | Natural Gas Internal Combustion Engine | NG | Natural Gas Peaker | 0.5 | 1986
21690 | Moose International | 50337 | Mooseheart Power House | IL | Kane | GEN2 | Natural Gas Internal Combustion Engine | NG | Natural Gas Peaker | 0.5 | 1986
21690 | Moose International | 50337 | Mooseheart Power House | IL | Kane | GEN3 | Natural Gas Internal Combustion Engine | NG | Natural Gas Peaker | 0.3 | 1986
21690 | Moose International | 50337 | Mooseheart Power House | IL | Kane | GEN4 | Natural Gas Internal Combustion Engine | NG | Natural Gas Peaker | 0.5 | 1986
15237 | PCS Nitrogen LP | 50341 | PCS Nitrogen Fertilizer LP | LA | Iberville | GEN2 | All Other | WH | Other | 10 | 2006
15237 | PCS Nitrogen LP | 50341 | PCS Nitrogen Fertilizer LP | LA | Iberville | GEN3 | Petroleum Liquids | DFO | Petroleum | 2 | 2010
15237 | PCS Nitrogen LP | 50341 | PCS Nitrogen Fertilizer LP | LA | Iberville | GEN4 | Petroleum Liquids | DFO | Petroleum | 2 | 2014
8530 | HYPOWER INC | 50350 | Forks of Butte Hydro Project | CA | Butte | GEN1 | Conventional Hydroelectric | WAT | Hydro | 14.5 | 1992
24793 | Briar-Hydro Associates | 50351 | Rolfe Canal Hydro | NH | Merrimack | 1 | Conventional Hydroelectric | WAT | Hydro | 4.3 | 1987
12850 | Monterey Cnty Water Res Agency | 50352 | Nacimiento Hydro Project | CA | San Luis Obispo | 1 | Conventional Hydroelectric | WAT | Hydro | 4 | 1987
12850 | Monterey Cnty Water Res Agency | 50352 | Nacimiento Hydro Project | CA | San Luis Obispo | 2 | Conventional Hydroelectric | WAT | Hydro | 0.4 | 1987
24793 | Briar-Hydro Associates | 50353 | Penacook Lower Falls | NH | Merrimack | 1 | Conventional Hydroelectric | WAT | Hydro | 4.6 | 1983
57280 | Eagle Creek RE LLC | 50354 | Newport Hydro | NY | Herkimer | 1 | Conventional Hydroelectric | WAT | Hydro | 0.8 | 1987
57280 | Eagle Creek RE LLC | 50354 | Newport Hydro | NY | Herkimer | 2 | Conventional Hydroelectric | WAT | Hydro | 0.8 | 1987
57280 | Eagle Creek RE LLC | 50354 | Newport Hydro | NY | Herkimer | 3 | Conventional Hydroelectric | WAT | Hydro | 0.1 | 1987
17330 | Walter Coke | 50359 | Sloss Industries Corp | AL | Jefferson | 10 | Other Gases | OG | Biomass | 12.5 | 1958
17330 | Walter Coke | 50359 | Sloss Industries Corp | AL | Jefferson | 9 | Other Gases | OG | Biomass | 12.5 | 1958
14243 | Owyhee Irrigation District | 50360 | Michell Butte Power Project | OR | Malheur | GEN1 | Conventional Hydroelectric | WAT | Hydro | 1.8 | 1989
14243 | Owyhee Irrigation District | 50361 | Owyhee Dam Power Project | OR | Malheur | GEN1 | Conventional Hydroelectric | WAT | Hydro | 4.3 | 1985
14243 | Owyhee Irrigation District | 50362 | Tunnel 1 Power Project | OR | Malheur | GEN1 | Conventional Hydroelectric | WAT | Hydro | 7 | 1993
55960 | Mesquite Lake Energy Park | 50363 | Mesquite Lake Energy Park Plant 2 | CA | Imperial | L313 | Wood/Wood Waste Biomass | WDS | Biomass | 21 | 1987
56889 | Rhode Island LFG Genco | 50365 | Ridgewood Providence Power | RI | Providence | PH21 | Landfill Gas | LFG | Biomass | 1.6 | 2005
56889 | Rhode Island LFG Genco | 50365 | Ridgewood Providence Power | RI | Providence | PH22 | Landfill Gas | LFG | Biomass | 1.6 | 2005
56889 | Rhode Island LFG Genco | 50365 | Ridgewood Providence Power | RI | Providence | PH23 | Landfill Gas | LFG | Biomass | 1.6 | 2005
56889 | Rhode Island LFG Genco | 50365 | Ridgewood Providence Power | RI | Providence | PH24 | Landfill Gas | LFG | Biomass | 1.6 | 2005
19564 | University of Notre Dame | 50366 | University of Notre Dame | IN | ST JOSEPH | GEN1 | Natural Gas Steam Turbine | NG | Natural Gas Peaker | 3 | 1962
19564 | University of Notre Dame | 50366 | University of Notre Dame | IN | ST JOSEPH | GEN2 | Natural Gas Steam Turbine | NG | Natural Gas Peaker | 1.7 | 1952
19564 | University of Notre Dame | 50366 | University of Notre Dame | IN | ST JOSEPH | GEN3 | Petroleum Liquids | DFO | Petroleum | 1 | 1952
19564 | University of Notre Dame | 50366 | University of Notre Dame | IN | ST JOSEPH | GEN4 | Petroleum Liquids | DFO | Petroleum | 1 | 1952
19564 | University of Notre Dame | 50366 | University of Notre Dame | IN | ST JOSEPH | GEN5 | Conventional Steam Coal | BIT | Hard Coal | 2 | 1956
19564 | University of Notre Dame | 50366 | University of Notre Dame | IN | ST JOSEPH | GEN6 | Conventional Steam Coal | BIT | Hard Coal | 5 | 1967
19564 | University of Notre Dame | 50366 | University of Notre Dame | IN | ST JOSEPH | GEN7 | Conventional Steam Coal | BIT | Hard Coal | 9.4 | 2000
19564 | University of Notre Dame | 50366 | University of Notre Dame | IN | ST JOSEPH | GEN8 | Petroleum Liquids | DFO | Petroleum | 1.9 | 2006
19564 | University of Notre Dame | 50366 | University of Notre Dame | IN | ST JOSEPH | GEN9 | Petroleum Liquids | DFO | Petroleum | 1.9 | 2006
19564 | University of Notre Dame | 50366 | University of Notre Dame | IN | ST JOSEPH | GN10 | Petroleum Liquids | DFO | Petroleum | 1.9 | 2006
21508 | Cornell University | 50368 | Cornell University Central Heat | NY | Tompkins | CT1 | Natural Gas Fired Combined Cycle | NG | Natural Gas Nonpeaker | 15 | 2009
21508 | Cornell University | 50368 | Cornell University Central Heat | NY | Tompkins | CT2 | Natural Gas Fired Combined Cycle | NG | Natural Gas Nonpeaker | 15 | 2009
21508 | Cornell University | 50368 | Cornell University Central Heat | NY | Tompkins | EDG1 | Petroleum Liquids | DFO | Petroleum | 1 | 2009
21508 | Cornell University | 50368 | Cornell University Central Heat | NY | Tompkins | EDG2 | Petroleum Liquids | DFO | Petroleum | 1 | 2009
21508 | Cornell University | 50368 | Cornell University Central Heat | NY | Tompkins | TG1 | Natural Gas Fired Combined Cycle | NG | Natural Gas Nonpeaker | 1.8 | 1988
21508 | Cornell University | 50368 | Cornell University Central Heat | NY | Tompkins | TG2 | Natural Gas Fired Combined Cycle | NG | Natural Gas Nonpeaker | 5.7 | 1988
24900 | The Mosaic Company, Plant City Facility | 50371 | The Mosaic Company, Plant City Facility | FL | Hillsborough | MI34 | All Other | WH | Other | 40.5 | 1988
13875 | NRG Energy Center Paxton LLC | 50373 | Paxton Creek Cogeneration | PA | Dauphin | GEN1 | Natural Gas Internal Combustion Engine | NG | Natural Gas Peaker | 6.3 | 1986
13875 | NRG Energy Center Paxton LLC | 50373 | Paxton Creek Cogeneration | PA | Dauphin | GEN2 | Natural Gas Internal Combustion Engine | NG | Natural Gas Peaker | 6.3 | 1986
30076 | Calleguas Mun Water District | 50375 | East Portal Generator | CA | LOS ANGELES | GEN1 | Conventional Hydroelectric | WAT | Hydro | 1.2 | 1987
42892 | City of Spokane | 50380 | Upriver Dam Hydro Plant | WA | Spokane | GEN1 | Conventional Hydroelectric | WAT | Hydro | 2 | 1936
42892 | City of Spokane | 50380 | Upriver Dam Hydro Plant | WA | Spokane | GEN2 | Conventional Hydroelectric | WAT | Hydro | 2 | 1936
42892 | City of Spokane | 50380 | Upriver Dam Hydro Plant | WA | Spokane | GEN3 | Conventional Hydroelectric | WAT | Hydro | 2 | 1936
42892 | City of Spokane | 50380 | Upriver Dam Hydro Plant | WA | Spokane | GEN4 | Conventional Hydroelectric | WAT | Hydro | 5.8 | 1984
42892 | City of Spokane | 50380 | Upriver Dam Hydro Plant | WA | Spokane | GEN5 | Conventional Hydroelectric | WAT | Hydro | 5.8 | 1984
20032 | Walla Walla City of | 50382 | Twin Reservoirs | WA | WALLA WALLA | GEN1 | Conventional Hydroelectric | WAT | Hydro | 2.2 | 1988
57280 | Eagle Creek RE LLC | 50384 | Gregg Falls | NH | Hillsborough | 1 | Conventional Hydroelectric | WAT | Hydro | 2.2 | 1985
57280 | Eagle Creek RE LLC | 50384 | Gregg Falls | NH | Hillsborough | 2 | Conventional Hydroelectric | WAT | Hydro | 1.3 | 1985
55846 | Newark Bay Cogeneration Partnership LP | 50385 | Newark Bay Cogeneration Partnership LP | NJ | Essex | GEN1 | Natural Gas Fired Combined Cycle | NG | Natural Gas Nonpeaker | 42 | 1993
55846 | Newark Bay Cogeneration Partnership LP | 50385 | Newark Bay Cogeneration Partnership LP | NJ | Essex | GEN2 | Natural Gas Fired Combined Cycle | NG | Natural Gas Nonpeaker | 42 | 1993
55846 | Newark Bay Cogeneration Partnership LP | 50385 | Newark Bay Cogeneration Partnership LP | NJ | Essex | GEN3 | Natural Gas Fired Combined Cycle | NG | Natural Gas Nonpeaker | 55 | 1993
20791 | Windland Inc | 50386 | Windland | CA | Kern | WING | Onshore Wind Turbine | WND | Wind | 15.3 | 1982
4208 | Phillips 66 Company | 50388 | Phillips 66 Carbon Plant | CA | Contra Costa | GEN1 | Petroleum Coke | PC | Hard Coal | 27.3 | 1983
15173 | Placid Refining Co LLC | 50389 | Port Allen (LA) | LA | West Baton Rouge | GEN1 | Natural Gas Fired Combustion Turbine | NG | Natural Gas Peaker | 3.8 | 1990
15173 | Placid Refining Co LLC | 50389 | Port Allen (LA) | LA | West Baton Rouge | GEN2 | Natural Gas Fired Combustion Turbine | NG | Natural Gas Peaker | 3.8 | 1990
22199 | U S Air Force-Eielson AFB | 50392 | Eielson AFB Central Heat & Power Plant | AK | Fairbanks North Star | DG01 | Petroleum Liquids | DFO | Petroleum | 1.5 | 1998
22199 | U S Air Force-Eielson AFB | 50392 | Eielson AFB Central Heat & Power Plant | AK | Fairbanks North Star | DG02 | Petroleum Liquids | DFO | Petroleum | 1.5 | 1998
22199 | U S Air Force-Eielson AFB | 50392 | Eielson AFB Central Heat & Power Plant | AK | Fairbanks North Star | DG03 | Petroleum Liquids | DFO | Petroleum | 1.5 | 1998
22199 | U S Air Force-Eielson AFB | 50392 | Eielson AFB Central Heat & Power Plant | AK | Fairbanks North Star | DG04 | Petroleum Liquids | DFO | Petroleum | 1.5 | 1998
22199 | U S Air Force-Eielson AFB | 50392 | Eielson AFB Central Heat & Power Plant | AK | Fairbanks North Star | DG1 | Petroleum Liquids | DFO | Petroleum | 2.5 | 1987
22199 | U S Air Force-Eielson AFB | 50392 | Eielson AFB Central Heat & Power Plant | AK | Fairbanks North Star | TG1 | Conventional Steam Coal | SUB | Hard Coal | 2.5 | 1952
22199 | U S Air Force-Eielson AFB | 50392 | Eielson AFB Central Heat & Power Plant | AK | Fairbanks North Star | TG2 | Conventional Steam Coal | SUB | Hard Coal | 2.5 | 1952
22199 | U S Air Force-Eielson AFB | 50392 | Eielson AFB Central Heat & Power Plant | AK | Fairbanks North Star | TG3 | Conventional Steam Coal | SUB | Hard Coal | 5 | 1955
22199 | U S Air Force-Eielson AFB | 50392 | Eielson AFB Central Heat & Power Plant | AK | Fairbanks North Star | TG4 | Conventional Steam Coal | SUB | Hard Coal | 5 | 1969
22199 | U S Air Force-Eielson AFB | 50392 | Eielson AFB Central Heat & Power Plant | AK | Fairbanks North Star | TG5 | Conventional Steam Coal | SUB | Hard Coal | 10 | 1987
25438 | Friant Power Authority | 50393 | Friant Hydro Facility | CA | Fresno | FR1 | Conventional Hydroelectric | WAT | Hydro | 18.4 | 1986
25438 | Friant Power Authority | 50393 | Friant Hydro Facility | CA | Fresno | M1 | Conventional Hydroelectric | WAT | Hydro | 9.8 | 1985
25438 | Friant Power Authority | 50393 | Friant Hydro Facility | CA | Fresno | RO1 | Conventional Hydroelectric | WAT | Hydro | 2.4 | 1985
5033 | Domtar Industries Inc | 50395 | Georgia-Pacific Corp - Nekoosa Mill | WI | Wood | HY1 | Conventional Hydroelectric | WAT | Hydro | 0.8 | 1917
5033 | Domtar Industries Inc | 50395 | Georgia-Pacific Corp - Nekoosa Mill | WI | Wood | HY2 | Conventional Hydroelectric | WAT | Hydro | 0.8 | 1917
5033 | Domtar Industries Inc | 50395 | Georgia-Pacific Corp - Nekoosa Mill | WI | Wood | HY3 | Conventional Hydroelectric | WAT | Hydro | 0.8 | 1923
5033 | Domtar Industries Inc | 50395 | Georgia-Pacific Corp - Nekoosa Mill | WI | Wood | HY4 | Conventional Hydroelectric | WAT | Hydro | 0.6 | 1912
5033 | Domtar Industries Inc | 50395 | Georgia-Pacific Corp - Nekoosa Mill | WI | Wood | HY5 | Conventional Hydroelectric | WAT | Hydro | 0.7 | 1950
5033 | Domtar Industries Inc | 50395 | Georgia-Pacific Corp - Nekoosa Mill | WI | Wood | NHG1 | Conventional Hydroelectric | WAT | Hydro | 0.2 | 1926
5033 | Domtar Industries Inc | 50395 | Georgia-Pacific Corp - Nekoosa Mill | WI | Wood | TG14 | Wood/Wood Waste Biomass | BLQ | Biomass | 13.1 | 1991
5033 | Domtar Industries Inc | 50395 | Georgia-Pacific Corp - Nekoosa Mill | WI | Wood | TG6 | Natural Gas Steam Turbine | NG | Natural Gas Peaker | 6 | 1951
5033 | Domtar Industries Inc | 50395 | Georgia-Pacific Corp - Nekoosa Mill | WI | Wood | TG8 | Natural Gas Steam Turbine | NG | Natural Gas Peaker | 16 | 1966
16294 | Roseburg Forest Products Co | 50396 | Dillard Complex | OR | Douglas | GEN1 | Wood/Wood Waste Biomass | WDS | Biomass | 5 | 1955
16294 | Roseburg Forest Products Co | 50396 | Dillard Complex | OR | Douglas | GEN2 | Wood/Wood Waste Biomass | WDS | Biomass | 5 | 1955
16294 | Roseburg Forest Products Co | 50396 | Dillard Complex | OR | Douglas | GEN3 | Wood/Wood Waste Biomass | WDS | Biomass | 7 | 1955
16294 | Roseburg Forest Products Co | 50396 | Dillard Complex | OR | Douglas | GEN4 | Wood/Wood Waste Biomass | WDS | Biomass | 11.5 | 1955
16294 | Roseburg Forest Products Co | 50396 | Dillard Complex | OR | Douglas | GEN5 | Wood/Wood Waste Biomass | WDS | Biomass | 11.5 | 1955
16294 | Roseburg Forest Products Co | 50396 | Dillard Complex | OR | Douglas | GEN6 | Wood/Wood Waste Biomass | WDS | Biomass | 11.5 | 1955
14310 | P H Glatfelter Co | 50397 | P H Glatfelter | PA | York | GEN1 | Conventional Steam Coal | BIT | Hard Coal | 6 | 1948
14310 | P H Glatfelter Co | 50397 | P H Glatfelter | PA | York | GEN2 | Conventional Steam Coal | BIT | Hard Coal | 5.9 | 1975
14310 | P H Glatfelter Co | 50397 | P H Glatfelter | PA | York | GEN3 | Conventional Steam Coal | BIT | Hard Coal | 5.1 | 1948
14310 | P H Glatfelter Co | 50397 | P H Glatfelter | PA | York | GEN4 | Conventional Steam Coal | BIT | Hard Coal | 7.5 | 1962
14310 | P H Glatfelter Co | 50397 | P H Glatfelter | PA | York | GEN5 | Conventional Steam Coal | BIT | Hard Coal | 45.9 | 1989
14310 | P H Glatfelter Co | 50397 | P H Glatfelter | PA | York | GEN6 | Wood/Wood Waste Biomass | BLQ | Biomass | 39.1 | 1994
30002 | International Paper Co | 50398 | International Paper Savanna Mill | GA | Chatham | GE10 | Wood/Wood Waste Biomass | BLQ | Biomass | 82.8 | 1998
30002 | International Paper Co | 50398 | International Paper Savanna Mill | GA | Chatham | GEN9 | Natural Gas Steam Turbine | NG | Natural Gas Peaker | 71.2 | 1981
19560 | Tri-Dam Power Authority | 50400 | Sand Bar Power Plant | CA | Tuolumne | GEN1 | Conventional Hydroelectric | WAT | Hydro | 16.2 | 1986
54837 | INEOS Nitriles Greenlake | 50404 | BP Chemicals Green Lake Plant | TX | Calhoun | TG2 | All Other | WH | Other | 15 | 1989
54837 | INEOS Nitriles Greenlake | 50404 | BP Chemicals Green Lake Plant | TX | Calhoun | TG3 | All Other | WH | Other | 23.8 | 1997
16190 | Sappi Fine Paper North America-Somerset | 50406 | Somerset Plant | ME | Somerset | GEN1 | Wood/Wood Waste Biomass | BLQ | Biomass | 48.5 | 1976
16190 | Sappi Fine Paper North America-Somerset | 50406 | Somerset Plant | ME | Somerset | GEN2 | Wood/Wood Waste Biomass | BLQ | Biomass | 68.4 | 1990
34672 | DTE Energy Services | 50407 | Mobile Energy Services LLC | AL | Mobile | GEN5 | Wood/Wood Waste Biomass | WDS | Biomass | 61 | 1985
34672 | DTE Energy Services | 50407 | Mobile Energy Services LLC | AL | Mobile | GEN6 | Wood/Wood Waste Biomass | WDS | Biomass | 35.7 | 1985
42662 | N E W Hydro LLC | 50408 | Park Mill | WI | Marinette | 1 | Conventional Hydroelectric | WAT | Hydro | 0.4 | 1920
42662 | N E W Hydro LLC | 50408 | Park Mill | WI | Marinette | 10 | Conventional Hydroelectric | WAT | Hydro | 0.3 | 1988
42662 | N E W Hydro LLC | 50408 | Park Mill | WI | Marinette | 2 | Conventional Hydroelectric | WAT | Hydro | 0.2 | 1922
42662 | N E W Hydro LLC | 50408 | Park Mill | WI | Marinette | 3 | Conventional Hydroelectric | WAT | Hydro | 0.4 | 1946
42662 | N E W Hydro LLC | 50408 | Park Mill | WI | Marinette | 6 | Conventional Hydroelectric | WAT | Hydro | 0.4 | 1966
42662 | N E W Hydro LLC | 50408 | Park Mill | WI | Marinette | 7 | Conventional Hydroelectric | WAT | Hydro | 0.4 | 1968
42662 | N E W Hydro LLC | 50409 | Menominee Mill Marinette | MI | Menominee | 4 | Conventional Hydroelectric | WAT | Hydro | 0.4 | 1924
42662 | N E W Hydro LLC | 50409 | Menominee Mill Marinette | MI | Menominee | 5 | Conventional Hydroelectric | WAT | Hydro | 0.4 | 1924
42662 | N E W Hydro LLC | 50409 | Menominee Mill Marinette | MI | Menominee | 8 | Conventional Hydroelectric | WAT | Hydro | 0.5 | 1978
42662 | N E W Hydro LLC | 50409 | Menominee Mill Marinette | MI | Menominee | 9 | Conventional Hydroelectric | WAT | Hydro | 0.5 | 1978
10273 | Kimberly-Clark Corp | 50410 | Chester Operations | PA | Delaware | 5 | Petroleum Coke | PC | Hard Coal | 67 | 1986
19363 | University of M&D-New Jersey | 50411 | University of Medicine Dentistry NJ | NJ | Essex | GEN1 | Natural Gas Fired Combustion Turbine | NG | Natural Gas Peaker | 3.5 | 1989
19363 | University of M&D-New Jersey | 50411 | University of Medicine Dentistry NJ | NJ | Essex | GEN2 | Natural Gas Fired Combustion Turbine | NG | Natural Gas Peaker | 3.5 | 1989
19363 | University of M&D-New Jersey | 50411 | University of Medicine Dentistry NJ | NJ | Essex | GEN3 | Natural Gas Fired Combustion Turbine | NG | Natural Gas Peaker | 3.5 | 1989
21995 | Olmsted County Public Works | 50413 | Olmsted Waste Energy | MN | Olmsted | DGCAT | Petroleum Liquids | DFO | Petroleum | 1.7 | 2009
21995 | Olmsted County Public Works | 50413 | Olmsted Waste Energy | MN | Olmsted | TG2 | Municipal Solid Waste | MSW | Municipal Solid Waste | 2.2 | 1987
21995 | Olmsted County Public Works | 50413 | Olmsted Waste Energy | MN | Olmsted | TG3 | Municipal Solid Waste | MSW | Municipal Solid Waste | 5.5 | 2010
21995 | Olmsted County Public Works | 50413 | Olmsted Waste Energy | MN | Olmsted | TGI | Municipal Solid Waste | MSW | Municipal Solid Waste | 1.9 | 1987
24793 | Briar-Hydro Associates | 50414 | Penacook Upper Falls Hydro | NH | Merrimack | 1 | Conventional Hydroelectric | WAT | Hydro | 3.4 | 1986
18436 | Ampersand Tannery Island Hydro, LLC | 50416 | Tannery Island Power | NY | Jefferson | GEN1 | Conventional Hydroelectric | WAT | Hydro | 0.3 | 1986
18436 | Ampersand Tannery Island Hydro, LLC | 50416 | Tannery Island Power | NY | Jefferson | GEN2 | Conventional Hydroelectric | WAT | Hydro | 0.3 | 1986
18436 | Ampersand Tannery Island Hydro, LLC | 50416 | Tannery Island Power | NY | Jefferson | GEN3 | Conventional Hydroelectric | WAT | Hydro | 0.3 | 1986
18436 | Ampersand Tannery Island Hydro, LLC | 50416 | Tannery Island Power | NY | Jefferson | GEN4 | Conventional Hydroelectric | WAT | Hydro | 0.3 | 1986
18436 | Ampersand Tannery Island Hydro, LLC | 50416 | Tannery Island Power | NY | Jefferson | GEN5 | Conventional Hydroelectric | WAT | Hydro | 0.3 | 1986
21086 | Yakima-Tieton Irrigation Dist | 50421 | Orchard Avenue 1 | WA | YAKIMA | 201 | Conventional Hydroelectric | WAT | Hydro | 0.8 | 1987
21086 | Yakima-Tieton Irrigation Dist | 50421 | Orchard Avenue 1 | WA | YAKIMA | 301 | Conventional Hydroelectric | WAT | Hydro | 0.8 | 1987
21086 | Yakima-Tieton Irrigation Dist | 50423 | Cowiche | WA | Yakima | 983 | Conventional Hydroelectric | WAT | Hydro | 1.7 | 1987
55965 | Verso Corporation | 50424 | Duluth Paper Mill | MN | St Louis | GEN1 | All Other | PUR | Other | 10.6 | 1986
19984 | Warm Springs Forest Prod Indst | 50426 | Warm Springs Forest Products | OR | Jefferson | GEN1 | Wood/Wood Waste Biomass | WDS | Biomass | 3 | 1977
19984 | Warm Springs Forest Prod Indst | 50426 | Warm Springs Forest Products | OR | Jefferson | GEN2 | Wood/Wood Waste Biomass | WDS | Biomass | 3 | 1977
19984 | Warm Springs Forest Prod Indst | 50426 | Warm Springs Forest Products | OR | Jefferson | GEN3 | Wood/Wood Waste Biomass | WDS | Biomass | 3 | 1977
13487 | New York Zoological Society | 50427 | Bronx Zoo | NY | Bronx | GEN1 | Natural Gas Internal Combustion Engine | NG | Natural Gas Peaker | 0.5 | 1991
13487 | New York Zoological Society | 50427 | Bronx Zoo | NY | Bronx | GEN2 | Natural Gas Internal Combustion Engine | NG | Natural Gas Peaker | 0.5 | 1991
13487 | New York Zoological Society | 50427 | Bronx Zoo | NY | Bronx | GEN3 | Natural Gas Internal Combustion Engine | NG | Natural Gas Peaker | 1.1 | 1991
13487 | New York Zoological Society | 50427 | Bronx Zoo | NY | Bronx | GEN4 | Natural Gas Internal Combustion Engine | NG | Natural Gas Peaker | 1.5 | 1995
19588 | University of Michigan | 50431 | University of Michigan | MI | Washtenaw | TG1 | Natural Gas Fired Combined Cycle | NG | Natural Gas Nonpeaker | 12.5 | 1986
19588 | University of Michigan | 50431 | University of Michigan | MI | Washtenaw | TG10 | Natural Gas Fired Combined Cycle | NG | Natural Gas Nonpeaker | 3.5 | 1992
19588 | University of Michigan | 50431 | University of Michigan | MI | Washtenaw | TG7 | Natural Gas Fired Combined Cycle | NG | Natural Gas Nonpeaker | 12.5 | 1975
19588 | University of Michigan | 50431 | University of Michigan | MI | Washtenaw | TG8 | Natural Gas Fired Combined Cycle | NG | Natural Gas Nonpeaker | 12.5 | 1975
19588 | University of Michigan | 50431 | University of Michigan | MI | Washtenaw | TG9 | Natural Gas Fired Combined Cycle | NG | Natural Gas Nonpeaker | 3.5 | 1990
17976 | STS HydroPower Ltd-Ada Dam | 50433 | Ada Dam | MI | Kent | ADA1 | Conventional Hydroelectric | WAT | Hydro | 1.4 | 1984
18194 | STS Hydropower Ltd | 50435 | Sugarloaf Hydro Plant | CO | Lake | SUG1 | Conventional Hydroelectric | WAT | Hydro | 2.5 | 1985
18415 | STS HydroPower Ltd-Cascade Dam | 50436 | Cascade Dam | MI | Kent | CAS1 | Conventional Hydroelectric | WAT | Hydro | 1.6 | 1986
18419 | STS HydroPower Ltd-French LDam | 50437 | French Landing Dam | MI | Wayne | FRL1 | Conventional Hydroelectric | WAT | Hydro | 1.6 | 1988
42662 | N E W Hydro LLC | 50439 | Oconto Falls Lower | WI | Oconto | GEN1 | Conventional Hydroelectric | WAT | Hydro | 0.3 | 1971
42662 | N E W Hydro LLC | 50439 | Oconto Falls Lower | WI | Oconto | GEN2 | Conventional Hydroelectric | WAT | Hydro | 1.7 | 1971
16721 | S D Warren Co.- Westbrook | 50447 | S D Warren Westbrook | ME | Cumberland | GEN1 | Conventional Hydroelectric | WAT | Hydro | 0.6 | 1903
16721 | S D Warren Co.- Westbrook | 50447 | S D Warren Westbrook | ME | Cumberland | GEN2 | Conventional Hydroelectric | WAT | Hydro | 0.6 | 1903
16721 | S D Warren Co.- Westbrook | 50447 | S D Warren Westbrook | ME | Cumberland | GEN3 | Conventional Hydroelectric | WAT | Hydro | 0.6 | 1903
16721 | S D Warren Co.- Westbrook | 50447 | S D Warren Westbrook | ME | Cumberland | GEN4 | Conventional Hydroelectric | WAT | Hydro | 0.8 | 1913
16721 | S D Warren Co.- Westbrook | 50447 | S D Warren Westbrook | ME | Cumberland | GEN5 | Conventional Hydroelectric | WAT | Hydro | 0.8 | 1913
16721 | S D Warren Co.- Westbrook | 50447 | S D Warren Westbrook | ME | Cumberland | GEN6 | Conventional Hydroelectric | WAT | Hydro | 0.8 | 1913
16721 | S D Warren Co.- Westbrook | 50447 | S D Warren Westbrook | ME | Cumberland | GEN7 | Conventional Hydroelectric | WAT | Hydro | 0.6 | 1940
16721 | S D Warren Co.- Westbrook | 50447 | S D Warren Westbrook | ME | Cumberland | GEN9 | Wood/Wood Waste Biomass | WDS | Biomass | 47.5 | 1982
16721 | S D Warren Co.- Westbrook | 50447 | S D Warren Westbrook | ME | Cumberland | GN10 | Wood/Wood Waste Biomass | WDS | Biomass | 15 | 1985
16721 | S D Warren Co.- Westbrook | 50447 | S D Warren Westbrook | ME | Cumberland | GN11 | Conventional Hydroelectric | WAT | Hydro | 0.6 | 1940
16721 | S D Warren Co.- Westbrook | 50447 | S D Warren Westbrook | ME | Cumberland | GN12 | Conventional Hydroelectric | WAT | Hydro | 0.2 | 1940
16721 | S D Warren Co.- Westbrook | 50447 | S D Warren Westbrook | ME | Cumberland | GN13 | Conventional Hydroelectric | WAT | Hydro | 0.2 | 1940
16721 | S D Warren Co.- Westbrook | 50447 | S D Warren Westbrook | ME | Cumberland | GN14 | Conventional Hydroelectric | WAT | Hydro | 0.2 | 1940
16721 | S D Warren Co.- Westbrook | 50447 | S D Warren Westbrook | ME | Cumberland | GN15 | Conventional Hydroelectric | WAT | Hydro | 0.2 | 1940
16721 | S D Warren Co.- Westbrook | 50447 | S D Warren Westbrook | ME | Cumberland | GN16 | Conventional Hydroelectric | WAT | Hydro | 0.5 | 1940
16721 | S D Warren Co.- Westbrook | 50447 | S D Warren Westbrook | ME | Cumberland | GN17 | Conventional Hydroelectric | WAT | Hydro | 0.5 | 1940
16721 | S D Warren Co.- Westbrook | 50447 | S D Warren Westbrook | ME | Cumberland | GN18 | Conventional Hydroelectric | WAT | Hydro | 0.4 | 1987
16721 | S D Warren Co.- Westbrook | 50447 | S D Warren Westbrook | ME | Cumberland | GN19 | Conventional Hydroelectric | WAT | Hydro | 0.4 | 1987
16721 | S D Warren Co.- Westbrook | 50447 | S D Warren Westbrook | ME | Cumberland | GN20 | Conventional Hydroelectric | WAT | Hydro | 0.4 | 1987
9245 | Indeck-Energy Serv Silver Spg | 50449 | Indeck Silver Springs Energy Center | NY | Wyoming | GEN1 | Natural Gas Fired Combined Cycle | NG | Natural Gas Nonpeaker | 39.4 | 1991
9245 | Indeck-Energy Serv Silver Spg | 50449 | Indeck Silver Springs Energy Center | NY | Wyoming | GEN2 | Natural Gas Fired Combined Cycle | NG | Natural Gas Nonpeaker | 17.2 | 1991
9244 | Indeck-Oswego Ltd Partnership | 50450 | Indeck Oswego Energy Center | NY | Oswego | GEN1 | Natural Gas Fired Combined Cycle | NG | Natural Gas Nonpeaker | 41.2 | 1990
9244 | Indeck-Oswego Ltd Partnership | 50450 | Indeck Oswego Energy Center | NY | Oswego | GEN2 | Natural Gas Fired Combined Cycle | NG | Natural Gas Nonpeaker | 16.2 | 1990
9243 | Indeck-Yerkes Ltd Partnership | 50451 | Indeck Yerkes Energy Center | NY | Erie | GEN1 | Natural Gas Fired Combined Cycle | NG | Natural Gas Nonpeaker | 40.6 | 1989
9243 | Indeck-Yerkes Ltd Partnership | 50451 | Indeck Yerkes Energy Center | NY | Erie | GEN2 | Natural Gas Fired Combined Cycle | NG | Natural Gas Nonpeaker | 19.3 | 1989
15400 | Procter & Gamble Co | 50456 | Procter & Gamble Cincinnati Plant | OH | Hamilton | GEN1 | Conventional Steam Coal | BIT | Hard Coal | 12.5 | 1965
9263 | Indeck-Corinth Ltd Partnership | 50458 | Indeck Corinth Energy Center | NY | Saratoga | GEN1 | Natural Gas Fired Combined Cycle | NG | Natural Gas Nonpeaker | 92 | 1995
9263 | Indeck-Corinth Ltd Partnership | 50458 | Indeck Corinth Energy Center | NY | Saratoga | GEN2 | Natural Gas Fired Combined Cycle | NG | Natural Gas Nonpeaker | 55 | 1995
7857 | Great Lakes Tissue Co | 50461 | Cheboygan | MI | Cheboygan | GEN1 | Conventional Hydroelectric | WAT | Hydro | 1.5 | 1984
15394 | Procter & Gamble Ppr Prdts Co | 50463 | Procter & Gamble Mehoopany Mill | PA | Wyoming | GEN1 | Natural Gas Fired Combustion Turbine | NG | Natural Gas Peaker | 53.6 | 1985
15394 | Procter & Gamble Ppr Prdts Co | 50463 | Procter & Gamble Mehoopany Mill | PA | Wyoming | GEN2 | Natural Gas Steam Turbine | NG | Natural Gas Peaker | 2.6 | 1984
15394 | Procter & Gamble Ppr Prdts Co | 50463 | Procter & Gamble Mehoopany Mill | PA | Wyoming | GEN3 | Natural Gas Fired Combustion Turbine | NG | Natural Gas Peaker | 64 | 2013
15375 | Procter&Gamble Paper Products Co-Oxnard | 50464 | Oxnard | CA | Ventura | GEN1 | Natural Gas Fired Combustion Turbine | NG | Natural Gas Peaker | 19.2 | 1982
15375 | Procter&Gamble Paper Products Co-Oxnard | 50464 | Oxnard | CA | Ventura | GEN2 | Natural Gas Fired Combustion Turbine | NG | Natural Gas Peaker | 49.5 | 1989
20542 | Weyerhaeuser Co | 50465 | Flint River Operations | GA | Macon | GEN1 | Wood/Wood Waste Biomass | BLQ | Biomass | 46.6 | 1980
20542 | Weyerhaeuser Co | 50465 | Flint River Operations | GA | Macon | GEN2 | Wood/Wood Waste Biomass | WDS | Biomass | 38.5 | 2015
2522 | Buckeye Florida Ltd Partners | 50466 | Buckeye Florida LP | FL | Taylor | GEN2 | Wood/Wood Waste Biomass | BLQ | Biomass | 8.2 | 1953
2522 | Buckeye Florida Ltd Partners | 50466 | Buckeye Florida LP | FL | Taylor | GEN3 | Wood/Wood Waste Biomass | BLQ | Biomass | 10.4 | 1965
2522 | Buckeye Florida Ltd Partners | 50466 | Buckeye Florida LP | FL | Taylor | GEN4 | Wood/Wood Waste Biomass | BLQ | Biomass | 14.8 | 1956
2522 | Buckeye Florida Ltd Partners | 50466 | Buckeye Florida LP | FL | Taylor | GEN5 | Wood/Wood Waste Biomass | BLQ | Biomass | 11 | 1964
2522 | Buckeye Florida Ltd Partners | 50466 | Buckeye Florida LP | FL | Taylor | GEN6 | Wood/Wood Waste Biomass | BLQ | Biomass | 25 | 2011
55876 | Capitol Broadcasting Company Inc | 50468 | Rocky Mount Mill | NC | Nash | 1 | Conventional Hydroelectric | WAT | Hydro | 0.6 | 1949
55876 | Capitol Broadcasting Company Inc | 50468 | Rocky Mount Mill | NC | Nash | 2 | Conventional Hydroelectric | WAT | Hydro | 0.5 | 1941
55876 | Capitol Broadcasting Company Inc | 50468 | Rocky Mount Mill | NC | Nash | 3 | Conventional Hydroelectric | WAT | Hydro | 0.5 | 1949
470 | Covanta Energy of Niagara LP | 50472 | Covanta Niagara LP | NY | Niagara | GEN1 | Municipal Solid Waste | MSW | Municipal Solid Waste | 25 | 1980
470 | Covanta Energy of Niagara LP | 50472 | Covanta Niagara LP | NY | Niagara | GEN2 | Municipal Solid Waste | MSW | Municipal Solid Waste | 25 | 1980
20558 | White Springs Agrici Chem Inc | 50474 | Swift Creek Chemical Complex | FL | Hamilton | SCC | All Other | OTH | Other | 21 | 1980
5065 | Equistar Chemicals LP | 50475 | Corpus Christi | TX | Nueces | GEN1 | Natural Gas Fired Combustion Turbine | NG | Natural Gas Peaker | 41 | 1989
14369 | PCA-Tomahawk Mill | 50476 | Packaging of America Tomahawk Mill | WI | Lincoln | GEN1 | Natural Gas Steam Turbine | NG | Natural Gas Peaker | 6.3 | 1948
14369 | PCA-Tomahawk Mill | 50476 | Packaging of America Tomahawk Mill | WI | Lincoln | GEN2 | Natural Gas Steam Turbine | NG | Natural Gas Peaker | 9.4 | 1978
14369 | PCA-Tomahawk Mill | 50476 | Packaging of America Tomahawk Mill | WI | Lincoln | GEN3 | Conventional Hydroelectric | WAT | Hydro | 1 | 1920
14369 | PCA-Tomahawk Mill | 50476 | Packaging of America Tomahawk Mill | WI | Lincoln | GEN4 | Conventional Hydroelectric | WAT | Hydro | 1 | 1920
14369 | PCA-Tomahawk Mill | 50476 | Packaging of America Tomahawk Mill | WI | Lincoln | GEN5 | Conventional Hydroelectric | WAT | Hydro | 1 | 1920
7167 | GP Big Island LLC | 50479 | Georgia-Pacific Big Island | VA | Bedford | BHG1 | Conventional Hydroelectric | WAT | Hydro | 0.2 | 1920
7167 | GP Big Island LLC | 50479 | Georgia-Pacific Big Island | VA | Bedford | BHG2 | Conventional Hydroelectric | WAT | Hydro | 0.2 | 1920
7167 | GP Big Island LLC | 50479 | Georgia-Pacific Big Island | VA | Bedford | GEN1 | Wood/Wood Waste Biomass | WDS | Biomass | 7.5 | 1965
5610 | Eastman Chemical Co-TN Ops | 50481 | Tennessee Eastman Operations | TN | Sullivan | TG10 | Conventional Steam Coal | BIT | Hard Coal | 6 | 1946
5610 | Eastman Chemical Co-TN Ops | 50481 | Tennessee Eastman Operations | TN | Sullivan | TG11 | Conventional Steam Coal | BIT | Hard Coal | 6 | 1949
5610 | Eastman Chemical Co-TN Ops | 50481 | Tennessee Eastman Operations | TN | Sullivan | TG12 | Conventional Steam Coal | BIT | Hard Coal | 6 | 1953
5610 | Eastman Chemical Co-TN Ops | 50481 | Tennessee Eastman Operations | TN | Sullivan | TG13 | Conventional Steam Coal | BIT | Hard Coal | 7 | 1960
5610 | Eastman Chemical Co-TN Ops | 50481 | Tennessee Eastman Operations | TN | Sullivan | TG14 | Conventional Steam Coal | BIT | Hard Coal | 10 | 1962
5610 | Eastman Chemical Co-TN Ops | 50481 | Tennessee Eastman Operations | TN | Sullivan | TG15 | Conventional Steam Coal | BIT | Hard Coal | 7.5 | 1963
5610 | Eastman Chemical Co-TN Ops | 50481 | Tennessee Eastman Operations | TN | Sullivan | TG16 | Conventional Steam Coal | BIT | Hard Coal | 10.4 | 1966
5610 | Eastman Chemical Co-TN Ops | 50481 | Tennessee Eastman Operations | TN | Sullivan | TG17 | Conventional Steam Coal | BIT | Hard Coal | 10.4 | 1966
5610 | Eastman Chemical Co-TN Ops | 50481 | Tennessee Eastman Operations | TN | Sullivan | TG18 | Conventional Steam Coal | BIT | Hard Coal | 10.4 | 1967
5610 | Eastman Chemical Co-TN Ops | 50481 | Tennessee Eastman Operations | TN | Sullivan | TG19 | Conventional Steam Coal | BIT | Hard Coal | 10.4 | 1970
5610 | Eastman Chemical Co-TN Ops | 50481 | Tennessee Eastman Operations | TN | Sullivan | TG20 | Conventional Steam Coal | BIT | Hard Coal | 10.4 | 1972
5610 | Eastman Chemical Co-TN Ops | 50481 | Tennessee Eastman Operations | TN | Sullivan | TG21 | Conventional Steam Coal | BIT | Hard Coal | 15 | 1969
5610 | Eastman Chemical Co-TN Ops | 50481 | Tennessee Eastman Operations | TN | Sullivan | TG22 | Conventional Steam Coal | BIT | Hard Coal | 15.4 | 1982
5610 | Eastman Chemical Co-TN Ops | 50481 | Tennessee Eastman Operations | TN | Sullivan | TG24 | Conventional Steam Coal | BIT | Hard Coal | 16.8 | 1983
5610 | Eastman Chemical Co-TN Ops | 50481 | Tennessee Eastman Operations | TN | Sullivan | TG25 | Conventional Steam Coal | BIT | Hard Coal | 18 | 1994
5610 | Eastman Chemical Co-TN Ops | 50481 | Tennessee Eastman Operations | TN | Sullivan | TG26 | Conventional Steam Coal | BIT | Hard Coal | 16.6 | 1994
5610 | Eastman Chemical Co-TN Ops | 50481 | Tennessee Eastman Operations | TN | Sullivan | TGO7 | Conventional Steam Coal | BIT | Hard Coal | 6 | 1936
5610 | Eastman Chemical Co-TN Ops | 50481 | Tennessee Eastman Operations | TN | Sullivan | TGO8 | Conventional Steam Coal | BIT | Hard Coal | 6 | 1939
5610 | Eastman Chemical Co-TN Ops | 50481 | Tennessee Eastman Operations | TN | Sullivan | TGO9 | Conventional Steam Coal | BIT | Hard Coal | 6 | 1941
19365 | United States Sugar Corp | 50482 | Clewiston Sugar House | FL | Hendry | TG5 | Other Waste Biomass | AB | Biomass | 21.6 | 1997
19365 | United States Sugar Corp | 50482 | Clewiston Sugar House | FL | Hendry | TG6 | Other Waste Biomass | AB | Biomass | 15 | 2004
19365 | United States Sugar Corp | 50482 | Clewiston Sugar House | FL | Hendry | TG7 | Other Waste Biomass | AB | Biomass | 20 | 2006
19365 | United States Sugar Corp | 50482 | Clewiston Sugar House | FL | Hendry | TG8 | Other Waste Biomass | AB | Biomass | 14 | 2007
59099 | New Dimension Energy Company, LLC | 50485 | Altech III | CA | Riverside | GEN1 | Onshore Wind Turbine | WND | Wind | 21.7 | 1985
59099 | New Dimension Energy Company, LLC | 50485 | Altech III | CA | Riverside | GEN2 | Onshore Wind Turbine | WND | Wind | 3.4 | 1984
14306 | Eagle 2 US LLC | 50487 | PPG Powerhouse A | LA | Calcasieu | A1 | All Other | PUR | Other | 7.5 | 1943
14306 | Eagle 2 US LLC | 50487 | PPG Powerhouse A | LA | Calcasieu | A2 | All Other | PUR | Other | 7.5 | 1943
14306 | Eagle 2 US LLC | 50487 | PPG Powerhouse A | LA | Calcasieu | A4 | All Other | PUR | Other | 7.5 | 1943
14306 | Eagle 2 US LLC | 50487 | PPG Powerhouse A | LA | Calcasieu | A7 | All Other | PUR | Other | 10 | 1950
14306 | Eagle 2 US LLC | 50487 | PPG Powerhouse A | LA | Calcasieu | A9 | All Other | PUR | Other | 20 | 1957
14306 | Eagle 2 US LLC | 50488 | PPG Riverside | LA | Calcasieu | GEN1 | All Other | PUR | Other | 35 | 1947
14306 | Eagle 2 US LLC | 50488 | PPG Riverside | LA | Calcasieu | GEN2 | All Other | PUR | Other | 45 | 1950
14306 | Eagle 2 US LLC | 50488 | PPG Riverside | LA | Calcasieu | GEN3 | All Other | PUR | Other | 82 | 1969
14306 | Eagle 2 US LLC | 50489 | PPG Powerhouse C | LA | Calcasieu | C1 | Natural Gas Fired Combustion Turbine | NG | Natural Gas Peaker | 73.1 | 1977
14306 | Eagle 2 US LLC | 50489 | PPG Powerhouse C | LA | Calcasieu | C2 | Natural Gas Fired Combustion Turbine | NG | Natural Gas Peaker | 73.1 | 1978
14306 | Eagle 2 US LLC | 50489 | PPG Powerhouse C | LA | Calcasieu | C3 | Natural Gas Steam Turbine | NG | Natural Gas Peaker | 57.1 | 1977
14306 | Eagle 2 US LLC | 50489 | PPG Powerhouse C | LA | Calcasieu | C4 | Natural Gas Fired Combustion Turbine | NG | Natural Gas Peaker | 77.2 | 1986
14306 | Eagle 2 US LLC | 50489 | PPG Powerhouse C | LA | Calcasieu | C5 | Natural Gas Fired Combustion Turbine | NG | Natural Gas Peaker | 77.2 | 1986
14306 | Eagle 2 US LLC | 50490 | PPG Plant C Caustic | LA | Calcasieu | TE | Natural Gas Steam Turbine | NG | Natural Gas Peaker | 3.4 | 1986
50033 | PPG Industries Inc Natrium | 50491 | PPG Natrium Plant | WV | Marshall | GEN3 | Conventional Steam Coal | BIT | Hard Coal | 7.5 | 1943
50033 | PPG Industries Inc Natrium | 50491 | PPG Natrium Plant | WV | Marshall | GEN4 | Conventional Steam Coal | BIT | Hard Coal | 7.5 | 1943
50033 | PPG Industries Inc Natrium | 50491 | PPG Natrium Plant | WV | Marshall | GEN6 | Conventional Steam Coal | BIT | Hard Coal | 26 | 1954
50033 | PPG Industries Inc Natrium | 50491 | PPG Natrium Plant | WV | Marshall | GEN7 | Conventional Steam Coal | BIT | Hard Coal | 82 | 1966
16764 | City of San Diego | 50492 | Gas Utilization Facility | CA | San Diego | 1 | Other Waste Biomass | OBG | Biomass | 2.3 | 1985
16764 | City of San Diego | 50492 | Gas Utilization Facility | CA | San Diego | 2 | Other Waste Biomass | OBG | Biomass | 2.3 | 1985
16764 | City of San Diego | 50492 | Gas Utilization Facility | CA | San Diego | 3 | Conventional Hydroelectric | WAT | Hydro | 1.5 | 2002
59986 | Double C Generation Limited Partnership | 50493 | Double C | CA | Kern | DC1 | Natural Gas Fired Combustion Turbine | NG | Natural Gas Peaker | 24.9 | 1989
59986 | Double C Generation Limited Partnership | 50493 | Double C | CA | Kern | DC2 | Natural Gas Fired Combustion Turbine | NG | Natural Gas Peaker | 24.9 | 1989
59987 | Kern Front Limited | 50494 | Kern Front | CA | Kern | KF1 | Natural Gas Fired Combustion Turbine | NG | Natural Gas Peaker | 24.9 | 1989
59987 | Kern Front Limited | 50494 | Kern Front | CA | Kern | KF2 | Natural Gas Fired Combustion Turbine | NG | Natural Gas Peaker | 24.9 | 1989
59988 | High Sierra Limited | 50495 | High Sierra | CA | Kern | HS1 | Natural Gas Fired Combustion Turbine | NG | Natural Gas Peaker | 24.9 | 1989
59988 | High Sierra Limited | 50495 | High Sierra | CA | Kern | HS2 | Natural Gas Fired Combustion Turbine | NG | Natural Gas Peaker | 24.9 | 1989
56516 | Morris Energy Operations Company, LLC | 50497 | Bayonne Plant Holding LLC | NJ | Hudson | GTG1 | Natural Gas Fired Combined Cycle | NG | Natural Gas Nonpeaker | 43.4 | 1988
56516 | Morris Energy Operations Company, LLC | 50497 | Bayonne Plant Holding LLC | NJ | Hudson | GTG2 | Natural Gas Fired Combined Cycle | NG | Natural Gas Nonpeaker | 43.4 | 1988
56516 | Morris Energy Operations Company, LLC | 50497 | Bayonne Plant Holding LLC | NJ | Hudson | GTG3 | Natural Gas Fired Combined Cycle | NG | Natural Gas Nonpeaker | 43.4 | 1988
56516 | Morris Energy Operations Company, LLC | 50497 | Bayonne Plant Holding LLC | NJ | Hudson | STG1 | Natural Gas Fired Combined Cycle | NG | Natural Gas Nonpeaker | 61.4 | 1988
50168 | Maxim Power (USA) Inc | 50498 | Capital District Energy Center | CT | Hartford | GTG | Natural Gas Fired Combined Cycle | NG | Natural Gas Nonpeaker | 44.1 | 1988
50168 | Maxim Power (USA) Inc | 50498 | Capital District Energy Center | CT | Hartford | STG | Natural Gas Fired Combined Cycle | NG | Natural Gas Nonpeaker | 34.1 | 1988
22175 | PCS Phosphate | 50509 | PCS Phosphate | NC | Beaufort | GEN1 | All Other | WH | Other | 54 | 1984
13727 | Northbrook New York LLC | 50512 | Glen Park Hydroelectric Project | NY | Jefferson | GEN1 | Conventional Hydroelectric | WAT | Hydro | 14.5 | 1999
13727 | Northbrook New York LLC | 50512 | Glen Park Hydroelectric Project | NY | Jefferson | GEN2 | Conventional Hydroelectric | WAT | Hydro | 14.5 | 1999
13727 | Northbrook New York LLC | 50512 | Glen Park Hydroelectric Project | NY | Jefferson | GEN3 | Conventional Hydroelectric | WAT | Hydro | 3.6 | 1999
18121 | Stillwater Associates | 50513 | Stillwater Reservoir Hydro | NY | Herkimer | GEN1 | Conventional Hydroelectric | WAT | Hydro | 1.8 | 1987
6495 | Fort Miller Associates | 50514 | Fort Miller Hydroelectric Facility | NY | Saratoga | GEN1 | Conventional Hydroelectric | WAT | Hydro | 2.5 | 1984
6495 | Fort Miller Associates | 50514 | Fort Miller Hydroelectric Facility | NY | Saratoga | GEN2 | Conventional Hydroelectric | WAT | Hydro | 2.5 | 1984
55985 | Tesoro Refining and Marketing Company | 50530 | Equilon Los Angeles Refining | CA | Los Angeles | GEN1 | Other Gases | OG | Biomass | 30 | 1982
55985 | Tesoro Refining and Marketing Company | 50530 | Equilon Los Angeles Refining | CA | Los Angeles | GEN2 | Other Gases | OG | Biomass | 30 | 1982
55985 | Tesoro Refining and Marketing Company | 50530 | Equilon Los Angeles Refining | CA | Los Angeles | GEN3 | Other Gases | OG | Biomass | 23 | 1991
56899 | Wind Stream Operations LLC | 50532 | Victory Garden (Tehachapi) | CA | Kern | 15SLE | Onshore Wind Turbine | WND | Wind | 1.5 | 2000
56899 | Wind Stream Operations LLC | 50532 | Victory Garden (Tehachapi) | CA | Kern | WGNS | Onshore Wind Turbine | WND | Wind | 19.6 | 1981
55759 | H H Management LLC | 50533 | Painted Hills | CA | Riverside | WGNS | Onshore Wind Turbine | WND | Wind | 19 | 1985
59099 | New Dimension Energy Company, LLC | 50534 | Santa Clara (85C) | CA | Alameda | WGNS | Onshore Wind Turbine | WND | Wind | 18 | 1986
11556 | Brookfield Energy Marketing LP | 50535 | Mesa Wind Power Corp | CA | Riverside | WGNS | Onshore Wind Turbine | WND | Wind | 29.9 | 1984
17288 | Sky River LLC | 50536 | Sky River LLC | CA | Kern | WGNS | Onshore Wind Turbine | WND | Wind | 76.9 | 1991
9297 | IPT SRI Cogeneration Inc | 50537 | SRI International Cogen Project | CA | SAN MATEO | GEN1 | Natural Gas Fired Combustion Turbine | NG | Natural Gas Peaker | 6 | 1987
1966 | Boltonville Hydro Associates | 50539 | Boltonville Hydro Associates | VT | Orange | 1 | Conventional Hydroelectric | WAT | Hydro | 0.5 | 1984
1966 | Boltonville Hydro Associates | 50539 | Boltonville Hydro Associates | VT | Orange | 2 | Conventional Hydroelectric | WAT | Hydro | 0.3 | 1984
1966 | Boltonville Hydro Associates | 50539 | Boltonville Hydro Associates | VT | Orange | 3 | Conventional Hydroelectric | WAT | Hydro | 0.3 | 1989
2696 | Tesoro Carson Refinery | 50540 | BP Carson Refinery | CA | Los Angeles | GEN1 | Other Gases | OG | Biomass | 12 | 1984
2696 | Tesoro Carson Refinery | 50540 | BP Carson Refinery | CA | Los Angeles | GEN2 | Natural Gas Steam Turbine | NG | Natural Gas Peaker | 1.5 | 1982
8303 | Harbor Cogeneration Co. | 50541 | Harbor Cogen | CA | Los Angeles | GEN1 | Natural Gas Fired Combined Cycle | NG | Natural Gas Nonpeaker | 82.3 | 1988
8303 | Harbor Cogeneration Co. | 50541 | Harbor Cogen | CA | Los Angeles | ST1 | Natural Gas Fired Combined Cycle | NG | Natural Gas Nonpeaker | 13.6 | 2001
8303 | Harbor Cogeneration Co. | 50541 | Harbor Cogen | CA | Los Angeles | ST2 | Natural Gas Fired Combined Cycle | NG | Natural Gas Nonpeaker | 11.5 | 2001
26840 | Port Townsend Paper Co | 50544 | Port Townsend Paper | WA | Jefferson | GEN4 | Wood/Wood Waste Biomass | BLQ | Biomass | 3 | 1929
26840 | Port Townsend Paper Co | 50544 | Port Townsend Paper | WA | Jefferson | GEN6 | Wood/Wood Waste Biomass | BLQ | Biomass | 7.5 | 1986
26840 | Port Townsend Paper Co | 50544 | Port Townsend Paper | WA | Jefferson | HDRO | Conventional Hydroelectric | WAT | Hydro | 0.4 | 1982
23576 | Lawrence Hydroelectric Assoc | 50545 | Lawrence Hydroelectric Associates | MA | Essex | GEN1 | Conventional Hydroelectric | WAT | Hydro | 7.4 | 1981
23576 | Lawrence Hydroelectric Assoc | 50545 | Lawrence Hydroelectric Associates | MA | Essex | GEN2 | Conventional Hydroelectric | WAT | Hydro | 7.4 | 1981
13402 | Nevada Irrigation District | 50546 | Bowman | CA | Nevada | GEN1 | Conventional Hydroelectric | WAT | Hydro | 3.6 | 1986
49751 | FPL Energy Cabazon Wind | 50552 | Cabazon Wind Farm | CA | Riverside | WGNS | Onshore Wind Turbine | WND | Wind | 39.7 | 1999
55963 | AE Power Services LLC | 50553 | Edom Hills Project 1 LLC | CA | Riverside | 1 | Onshore Wind Turbine | WND | Wind | 20 | 2008
19876 | Virginia Electric & Power Co | 50555 | Rosemary Power Station | NC | Halifax | GEN1 | Natural Gas Fired Combined Cycle | NG | Natural Gas Nonpeaker | 86 | 1990
19876 | Virginia Electric & Power Co | 50555 | Rosemary Power Station | NC | Halifax | GEN2 | Natural Gas Fired Combined Cycle | NG | Natural Gas Nonpeaker | 40 | 1990
19876 | Virginia Electric & Power Co | 50555 | Rosemary Power Station | NC | Halifax | GEN3 | Natural Gas Fired Combined Cycle | NG | Natural Gas Nonpeaker | 54 | 1990
17355 | Oklahoma Cogeneration LLC | 50558 | Oklahoma Cogeneration Project | OK | Oklahoma | GT01 | Natural Gas Fired Combined Cycle | NG | Natural Gas Nonpeaker | 72.5 | 1989
17355 | Oklahoma Cogeneration LLC | 50558 | Oklahoma Cogeneration Project | OK | Oklahoma | ST01 | Natural Gas Fired Combined Cycle | NG | Natural Gas Nonpeaker | 49.9 | 1989
58650 | IHI Power Services Corp | 50560 | Pacific-Ultrapower Chinese Station | CA | Tuolumne | GEN1 | Wood/Wood Waste Biomass | WDS | Biomass | 25 | 1986
49942 | Eagle Point Power Generation LLC | 50561 | Eagle Point Power Generation | NJ | Gloucester | GTG1 | Natural Gas Fired Combined Cycle | NG | Natural Gas Nonpeaker | 90 | 1990
49942 | Eagle Point Power Generation LLC | 50561 | Eagle Point Power Generation | NJ | Gloucester | GTG2 | Natural Gas Fired Combined Cycle | NG | Natural Gas Nonpeaker | 90 | 1990
49942 | Eagle Point Power Generation LLC | 50561 | Eagle Point Power Generation | NJ | Gloucester | STG1 | Natural Gas Fired Combined Cycle | NG | Natural Gas Nonpeaker | 45 | 1991
54843 | WM Illinois Renewable Energy LLC | 50563 | Settlers Hill Gas Recovery | IL | Kane | GEN1 | Landfill Gas | LFG | Biomass | 3 | 1988
54843 | WM Illinois Renewable Energy LLC | 50563 | Settlers Hill Gas Recovery | IL | Kane | GEN2 | Landfill Gas | LFG | Biomass | 3 | 1998
54842 | WM Renewable Energy LLC | 50564 | New Milford Gas Recovery | CT | Litchfield | GEN2 | Landfill Gas | LFG | Biomass | 0.8 | 2008
54842 | WM Renewable Energy LLC | 50564 | New Milford Gas Recovery | CT | Litchfield | GEN3 | Landfill Gas | LFG | Biomass | 0.8 | 2008
54842 | WM Renewable Energy LLC | 50564 | New Milford Gas Recovery | CT | Litchfield | GEN4 | Landfill Gas | LFG | Biomass | 0.8 | 2008
54842 | WM Renewable Energy LLC | 50565 | Monroe Livingston Gas Recovery | NY | Monroe | GEN1 | Landfill Gas | LFG | Biomass | 0.8 | 1988
54842 | WM Renewable Energy LLC | 50565 | Monroe Livingston Gas Recovery | NY | Monroe | GEN2 | Landfill Gas | LFG | Biomass | 0.8 | 1988
54843 | WM Illinois Renewable Energy LLC | 50566 | Milam Gas Recovery | IL | St Clair | GEN1 | Landfill Gas | LFG | Biomass | 0.8 | 1991
54843 | WM Illinois Renewable Energy LLC | 50566 | Milam Gas Recovery | IL | St Clair | GEN2 | Landfill Gas | LFG | Biomass | 0.8 | 1991
54843 | WM Illinois Renewable Energy LLC | 50566 | Milam Gas Recovery | IL | St Clair | GEN3 | Landfill Gas | LFG | Biomass | 0.8 | 1993
54842 | WM Renewable Energy LLC | 50568 | High Acres Gas Recovery | NY | Monroe | GEN1 | Landfill Gas | LFG | Biomass | 0.8 | 1991
54842 | WM Renewable Energy LLC | 50568 | High Acres Gas Recovery | NY | Monroe | GEN2 | Landfill Gas | LFG | Biomass | 0.8 | 1991
54842 | WM Renewable Energy LLC | 50568 | High Acres Gas Recovery | NY | Monroe | GEN3 | Landfill Gas | LFG | Biomass | 0.8 | 1991
54842 | WM Renewable Energy LLC | 50568 | High Acres Gas Recovery | NY | Monroe | GEN4 | Landfill Gas | LFG | Biomass | 0.8 | 1991
54842 | WM Renewable Energy LLC | 50568 | High Acres Gas Recovery | NY | Monroe | GEN5 | Landfill Gas | LFG | Biomass | 1.6 | 2008
54842 | WM Renewable Energy LLC | 50568 | High Acres Gas Recovery | NY | Monroe | GEN6 | Landfill Gas | LFG | Biomass | 1.6 | 2008
54842 | WM Renewable Energy LLC | 50568 | High Acres Gas Recovery | NY | Monroe | GEN7 | Landfill Gas | LFG | Biomass | 1.6 | 2008
54842 | WM Renewable Energy LLC | 50568 | High Acres Gas Recovery | NY | Monroe | GEN8 | Landfill Gas | LFG | Biomass | 1.6 | 2008
54842 | WM Renewable Energy LLC | 50569 | DFW Gas Recovery | TX | Denton | GEN1 | Landfill Gas | LFG | Biomass | 3 | 1988
54842 | WM Renewable Energy LLC | 50569 | DFW Gas Recovery | TX | Denton | GEN2 | Landfill Gas | LFG | Biomass | 3 | 1988
54842 | WM Renewable Energy LLC | 50569 | DFW Gas Recovery | TX | Denton | GEN3 | Landfill Gas | LFG | Biomass | 1.6 | 2009
54842 | WM Renewable Energy LLC | 50569 | DFW Gas Recovery | TX | Denton | GEN4 | Landfill Gas | LFG | Biomass | 1.6 | 2009
54842 | WM Renewable Energy LLC | 50569 | DFW Gas Recovery | TX | Denton | GEN5 | Landfill Gas | LFG | Biomass | 1.6 | 2009
54842 | WM Renewable Energy LLC | 50569 | DFW Gas Recovery | TX | Denton | GEN6 | Landfill Gas | LFG | Biomass | 1.6 | 2009
54842 | WM Renewable Energy LLC | 50570 | Chestnut Ridge Gas Recovery | TN | Anderson | GEN1 | Landfill Gas | LFG | Biomass | 0.8 | 1992
54842 | WM Renewable Energy LLC | 50570 | Chestnut Ridge Gas Recovery | TN | Anderson | GEN2 | Landfill Gas | LFG | Biomass | 0.8 | 1992
54842 | WM Renewable Energy LLC | 50570 | Chestnut Ridge Gas Recovery | TN | Anderson | GEN3 | Landfill Gas | LFG | Biomass | 0.8 | 1992
54842 | WM Renewable Energy LLC | 50570 | Chestnut Ridge Gas Recovery | TN | Anderson | GEN4 | Landfill Gas | LFG | Biomass | 0.8 | 1992
54842 | WM Renewable Energy LLC | 50570 | Chestnut Ridge Gas Recovery | TN | Anderson | GEN5 | Landfill Gas | LFG | Biomass | 1.6 | 2011
54842 | WM Renewable Energy LLC | 50571 | Altamont Gas Recovery | CA | Alameda | GEN1 | Landfill Gas | LFG | Biomass | 3 | 1969
54842 | WM Renewable Energy LLC | 50571 | Altamont Gas Recovery | CA | Alameda | GEN2 | Landfill Gas | LFG | Biomass | 3 | 1989
54842 | WM Renewable Energy LLC | 50571 | Altamont Gas Recovery | CA | Alameda | GEN3 | Landfill Gas | LFG | Biomass | 1.3 | 2002
54842 | WM Renewable Energy LLC | 50571 | Altamont Gas Recovery | CA | Alameda | GEN4 | Landfill Gas | LFG | Biomass | 1.3 | 2002
54842 | WM Renewable Energy LLC | 50572 | CSL Gas Recovery | FL | Broward | GEN1 | Landfill Gas | LFG | Biomass | 3 | 1989
54842 | WM Renewable Energy LLC | 50572 | CSL Gas Recovery | FL | Broward | GEN2 | Landfill Gas | LFG | Biomass | 3 | 1989
54842 | WM Renewable Energy LLC | 50572 | CSL Gas Recovery | FL | Broward | GEN3 | Landfill Gas | LFG | Biomass | 3 | 1989
54842 | WM Renewable Energy LLC | 50572 | CSL Gas Recovery | FL | Broward | GEN4 | Landfill Gas | LFG | Biomass | 2.2 | 2000
54843 | WM Illinois Renewable Energy LLC | 50573 | CID Gas Recovery | IL | COOK | GEN2 | Landfill Gas | LFG | Biomass | 3 | 1989
54843 | WM Illinois Renewable Energy LLC | 50575 | Lake Gas Recovery | IL | Cook | GEN2 | Landfill Gas | LFG | Biomass | 3 | 1993
54843 | WM Illinois Renewable Energy LLC | 50575 | Lake Gas Recovery | IL | Cook | GEN3 | Landfill Gas | LFG | Biomass | 3 | 1993
54842 | WM Renewable Energy LLC | 50576 | Metro Gas Recovery | WI | Milwaukee | GEN1 | Landfill Gas | LFG | Biomass | 3 | 1985
54842 | WM Renewable Energy LLC | 50576 | Metro Gas Recovery | WI | Milwaukee | GEN2 | Landfill Gas | LFG | Biomass | 3 | 1985
54842 | WM Renewable Energy LLC | 50576 | Metro Gas Recovery | WI | Milwaukee | GEN3 | Landfill Gas | LFG | Biomass | 0.8 | 2000
54842 | WM Renewable Energy LLC | 50576 | Metro Gas Recovery | WI | Milwaukee | GEN4 | Landfill Gas | LFG | Biomass | 0.8 | 2000
54842 | WM Renewable Energy LLC | 50576 | Metro Gas Recovery | WI | Milwaukee | GEN5 | Landfill Gas | LFG | Biomass | 0.8 | 2000
54842 | WM Renewable Energy LLC | 50576 | Metro Gas Recovery | WI | Milwaukee | GEN6 | Landfill Gas | LFG | Biomass | 0.8 | 2000
54842 | WM Renewable Energy LLC | 50577 | Omega Hills Gas Recovery | WI | Washington | GEN1 | Landfill Gas | LFG | Biomass | 3 | 1985
54842 | WM Renewable Energy LLC | 50577 | Omega Hills Gas Recovery | WI | Washington | GEN2 | Landfill Gas | LFG | Biomass | 3 | 1985
54842 | WM Renewable Energy LLC | 50577 | Omega Hills Gas Recovery | WI | Washington | GEN3 | Landfill Gas | LFG | Biomass | 3.3 | 2001
54842 | WM Renewable Energy LLC | 50577 | Omega Hills Gas Recovery | WI | Washington | GEN5 | Landfill Gas | LFG | Biomass | 3.3 | 2010
39245 | Saint John's Health Center | 50610 | Saint Johns Health Center | CA | LOS ANGELES | 01 | Natural Gas Fired Combustion Turbine | NG | Natural Gas Peaker | 1.2 | 1992
58224 | Westwood Generation LLC | 50611 | Westwood Generation LLC | PA | Schuylkill | GEN1 | Conventional Steam Coal | WC | Hard Coal | 36 | 1987
59989 | McKittrick Limited | 50612 | McKittrick Cogen Facility | CA | Kern | GEN1 | Natural Gas Fired Combustion Turbine | NG | Natural Gas Peaker | 46 | 1991
13008 | Expera Mosinee LLC | 50614 | Expera Specialty Solutions - Mosinee Mill | WI | Marathon | GEN1 | Wood/Wood Waste Biomass | BLQ | Biomass | 15 | 1976
13008 | Expera Mosinee LLC | 50614 | Expera Specialty Solutions - Mosinee Mill | WI | Marathon | HYD1 | Conventional Hydroelectric | WAT | Hydro | 2.2 | 1924
13008 | Expera Mosinee LLC | 50614 | Expera Specialty Solutions - Mosinee Mill | WI | Marathon | HYD2 | Conventional Hydroelectric | WAT | Hydro | 0.6 | 1916
13008 | Expera Mosinee LLC | 50614 | Expera Specialty Solutions - Mosinee Mill | WI | Marathon | HYD3 | Conventional Hydroelectric | WAT | Hydro | 0.6 | 1916
13008 | Expera Mosinee LLC | 50614 | Expera Specialty Solutions - Mosinee Mill | WI | Marathon | WEST | Wood/Wood Waste Biomass | BLQ | Biomass | 5 | 1951
54876 | Flambeau River Papers | 50620 | Flambeau River Papers | WI | PRICE | GEN1 | Wood/Wood Waste Biomass | WDS | Biomass | 5.7 | 1982
18000 | State of Rhode Island | 50621 | Central Power Plant | RI | Providence | GEN3 | Petroleum Liquids | RFO | Petroleum | 2 | 1958
18000 | State of Rhode Island | 50621 | Central Power Plant | RI | Providence | GEN4 | Petroleum Liquids | RFO | Petroleum | 2 | 1958
18000 | State of Rhode Island | 50621 | Central Power Plant | RI | Providence | GEN5 | Petroleum Liquids | DFO | Petroleum | 3 | 2004
18000 | State of Rhode Island | 50621 | Central Power Plant | RI | Providence | GEN6 | Petroleum Liquids | DFO | Petroleum | 3 | 2004
18000 | State of Rhode Island | 50621 | Central Power Plant | RI | Providence | GEN7 | Natural Gas Internal Combustion Engine | NG | Natural Gas Peaker | 2 | 2015
1569 | Berry Petroleum Co | 50622 | Berry Cogen Tanne Hills 18 | CA | Kern | GEN1 | Natural Gas Fired Combustion Turbine | NG | Natural Gas Peaker | 8.8 | 1986
1569 | Berry Petroleum Co | 50622 | Berry Cogen Tanne Hills 18 | CA | Kern | GEN2 | Natural Gas Fired Combustion Turbine | NG | Natural Gas Peaker | 8.8 | 1986
15174 | Freeport McMoRan Oil & Gas | 50623 | Gaviota Oil Plant | CA | Santa Barbara | GENA | Natural Gas Fired Combustion Turbine | NG | Natural Gas Peaker | 3.5 | 1987
15174 | Freeport McMoRan Oil & Gas | 50623 | Gaviota Oil Plant | CA | Santa Barbara | GENB | Natural Gas Fired Combustion Turbine | NG | Natural Gas Peaker | 3.5 | 1987
15174 | Freeport McMoRan Oil & Gas | 50623 | Gaviota Oil Plant | CA | Santa Barbara | GENC | Natural Gas Fired Combustion Turbine | NG | Natural Gas Peaker | 3.5 | 1987
15174 | Freeport McMoRan Oil & Gas | 50623 | Gaviota Oil Plant | CA | Santa Barbara | GEND | Natural Gas Fired Combustion Turbine | NG | Natural Gas Peaker | 3.5 | 1987
12736 | Exxon Mobil Oil Corporation | 50624 | ExxonMobil Oil Torrance Refinery | CA | Los Angeles | EXP1 | All Other | WH | Other | 7.5 | 1983
12736 | Exxon Mobil Oil Corporation | 50624 | ExxonMobil Oil Torrance Refinery | CA | Los Angeles | GTG1 | Natural Gas Fired Combustion Turbine | NG | Natural Gas Peaker | 22.5 | 1988
12736 | Exxon Mobil Oil Corporation | 50624 | ExxonMobil Oil Torrance Refinery | CA | Los Angeles | STG1 | All Other | WH | Other | 19.3 | 1988
6090 | ExxonMobil Oil Corp | 50625 | ExxonMobil Beaumont Refinery | TX | Jefferson | ETG | Other Gases | OG | Biomass | 7.5 | 1978
6090 | ExxonMobil Oil Corp | 50625 | ExxonMobil Beaumont Refinery | TX | Jefferson | TG22 | Natural Gas Steam Turbine | NG | Natural Gas Peaker | 27.2 | 1978
6090 | ExxonMobil Oil Corp | 50625 | ExxonMobil Beaumont Refinery | TX | Jefferson | TG23 | Natural Gas Steam Turbine | NG | Natural Gas Peaker | 40.5 | 1993
6090 | ExxonMobil Oil Corp | 50625 | ExxonMobil Beaumont Refinery | TX | Jefferson | TG24 | Natural Gas Fired Combustion Turbine | NG | Natural Gas Peaker | 38.6 | 1993
6090 | ExxonMobil Oil Corp | 50625 | ExxonMobil Beaumont Refinery | TX | Jefferson | TG32 | Natural Gas Steam Turbine | NG | Natural Gas Peaker | 25 | 1970
6090 | ExxonMobil Oil Corp | 50625 | ExxonMobil Beaumont Refinery | TX | Jefferson | TG33 | Natural Gas Steam Turbine | NG | Natural Gas Peaker | 20 | 1966
6090 | ExxonMobil Oil Corp | 50625 | ExxonMobil Beaumont Refinery | TX | Jefferson | TG34 | Natural Gas Steam Turbine | NG | Natural Gas Peaker | 30 | 1967
6090 | ExxonMobil Oil Corp | 50625 | ExxonMobil Beaumont Refinery | TX | Jefferson | TG41 | Natural Gas Fired Combustion Turbine | NG | Natural Gas Peaker | 163 | 2005
6090 | ExxonMobil Oil Corp | 50625 | ExxonMobil Beaumont Refinery | TX | Jefferson | TG42 | Natural Gas Fired Combustion Turbine | NG | Natural Gas Peaker | 163 | 2005
6090 | ExxonMobil Oil Corp | 50625 | ExxonMobil Beaumont Refinery | TX | Jefferson | TG43 | Natural Gas Fired Combustion Turbine | NG | Natural Gas Peaker | 163 | 2004
56392 | Chalmette Refining LLC | 50626 | Chalmette Refining LLC | LA | St Bernard | GEN1 | All Other | OTH | Other | 5.7 | 1990
5519 | ExxonMobil Oil Corp | 50627 | ExxonMobil Oil Joliet Refinery | IL | Will | GTG1 | Other Gases | OG | Biomass | 22 | 1987
5519 | ExxonMobil Oil Corp | 50627 | ExxonMobil Oil Joliet Refinery | IL | Will | MG | Other Gases | OG | Biomass | 11.2 | 1986
5519 | ExxonMobil Oil Corp | 50627 | ExxonMobil Oil Joliet Refinery | IL | Will | STG1 | Other Gases | OG | Biomass | 6.5 | 1987
19691 | Paulsboro Refining Company - LLC | 50628 | Paulsboro Refinery | NJ | Gloucester | GEN1 | Natural Gas Fired Combustion Turbine | NG | Natural Gas Peaker | 27 | 1991
19691 | Paulsboro Refining Company - LLC | 50628 | Paulsboro Refinery | NJ | Gloucester | GEN2 | Other Gases | OG | Biomass | 15 | 1982
19691 | Paulsboro Refining Company - LLC | 50628 | Paulsboro Refinery | NJ | Gloucester | GEN3 | Other Gases | OG | Biomass | 15 | 1991
19691 | Paulsboro Refining Company - LLC | 50628 | Paulsboro Refinery | NJ | Gloucester | GEN4 | Petroleum Coke | PC | Hard Coal | 18 | 2006
4482 | Covanta Lake Inc | 50629 | Covanta Lake County Energy | FL | Lake | GEN1 | Municipal Solid Waste | MSW | Municipal Solid Waste | 15.5 | 1990
4476 | Covanta Marion Inc | 50630 | Covanta Marion Inc | OR | MARION | GEN1 | Municipal Solid Waste | MSW | Municipal Solid Waste | 13.1 | 1986
4498 | Covanta Stanislaus Inc | 50632 | Covanta Stanislaus Energy | CA | Stanislaus | GEN1 | Municipal Solid Waste | MSW | Municipal Solid Waste | 24 | 1988
3102 | Mosaic Company | 50633 | Mosaic Co Bartow Facility | FL | Polk | GEN1 | All Other | WH | Other | 36.9 | 1985
3102 | Mosaic Company | 50633 | Mosaic Co Bartow Facility | FL | Polk | GEN2 | All Other | WH | Other | 45 | 1992
2138 | Brainerd Public Utilities | 50636 | Brainerd Public Utilities | MN | Crow Wing | 1 | Conventional Hydroelectric | WAT | Hydro | 0.6 | 1917
2138 | Brainerd Public Utilities | 50636 | Brainerd Public Utilities | MN | Crow Wing | 2 | Conventional Hydroelectric | WAT | Hydro | 0.6 | 1917
2138 | Brainerd Public Utilities | 50636 | Brainerd Public Utilities | MN | Crow Wing | 3 | Conventional Hydroelectric | WAT | Hydro | 0.5 | 1936
2138 | Brainerd Public Utilities | 50636 | Brainerd Public Utilities | MN | Crow Wing | 4 | Conventional Hydroelectric | WAT | Hydro | 0.6 | 1936
2138 | Brainerd Public Utilities | 50636 | Brainerd Public Utilities | MN | Crow Wing | 5 | Conventional Hydroelectric | WAT | Hydro | 0.6 | 1940
56225 | Clearwater Paper Corporation | 50637 | Clearwater Paper IPP Lewiston | ID | Nez Perce | GEN1 | Natural Gas Steam Turbine | NG | Natural Gas Peaker | 10 | 1950
56225 | Clearwater Paper Corporation | 50637 | Clearwater Paper IPP Lewiston | ID | Nez Perce | GEN2 | Natural Gas Steam Turbine | NG | Natural Gas Peaker | 10 | 1977
56225 | Clearwater Paper Corporation | 50637 | Clearwater Paper IPP Lewiston | ID | Nez Perce | GEN3 | Wood/Wood Waste Biomass | BLQ | Biomass | 28.8 | 1981
56225 | Clearwater Paper Corporation | 50637 | Clearwater Paper IPP Lewiston | ID | Nez Perce | GEN4 | Wood/Wood Waste Biomass | BLQ | Biomass | 65 | 1991
56225 | Clearwater Paper Corporation | 50638 | Clearwater Paper APP CB | AR | Desha | GEN1 | Natural Gas Steam Turbine | NG | Natural Gas Peaker | 20 | 1977
16653 | Sappi Cloquet LLC | 50639 | Sappi Cloquet Mill | MN | Carlton | GEN3 | Wood/Wood Waste Biomass | WDS | Biomass | 19.2 | 1976
16653 | Sappi Cloquet LLC | 50639 | Sappi Cloquet Mill | MN | Carlton | GEN4 | Wood/Wood Waste Biomass | WDS | Biomass | 41.5 | 1997
16653 | Sappi Cloquet LLC | 50639 | Sappi Cloquet Mill | MN | Carlton | GEN5 | Wood/Wood Waste Biomass | BLQ | Biomass | 27.6 | 2001
16653 | Sappi Cloquet LLC | 50639 | Sappi Cloquet Mill | MN | Carlton | HGN1 | Conventional Hydroelectric | WAT | Hydro | 1.8 | 1950
16653 | Sappi Cloquet LLC | 50639 | Sappi Cloquet Mill | MN | Carlton | HGN5 | Conventional Hydroelectric | WAT | Hydro | 0.8 | 1929
16653 | Sappi Cloquet LLC | 50639 | Sappi Cloquet Mill | MN | Carlton | HGN6 | Conventional Hydroelectric | WAT | Hydro | 0.8 | 1929
16653 | Sappi Cloquet LLC | 50639 | Sappi Cloquet Mill | MN | Carlton | HGN7 | Conventional Hydroelectric | WAT | Hydro | 2.8 | 1980
15262 | Potlatch Land and Lumber LLC | 50640 | Warren Lumber Mill | AR | BRADLEY | GEN6 | Wood/Wood Waste Biomass | WDS | Biomass | 15 | 1991
4497 | Covanta Indianapolis Inc | 50647 | Covanta Indianapolis Energy | IN | Marion | GEN1 | Municipal Solid Waste | MSW | Municipal Solid Waste | 6.5 | 1988
4474 | Covanta Bristol Inc | 50648 | Covanta Bristol Energy | CT | HARTFORD | GEN1 | Municipal Solid Waste | MSW | Municipal Solid Waste | 16.3 | 1987
4484 | Covanta Babylon Inc | 50649 | Covanta Babylon Inc | NY | Suffolk | GEN1 | Municipal Solid Waste | MSW | Municipal Solid Waste | 17 | 1989
1950 | ReEnergy Stratton LLC | 50650 | ReEnergy Stratton LLC | ME | Franklin | UNI1 | Wood/Wood Waste Biomass | WDS | Biomass | 45.7 | 1989
2598 | Burrows Paper Corp | 50652 | Lyonsdale Associates | NY | Lewis | GEN1 | Conventional Hydroelectric | WAT | Hydro | 1.5 | 1984
2598 | Burrows Paper Corp | 50652 | Lyonsdale Associates | NY | Lewis | GEN2 | Conventional Hydroelectric | WAT | Hydro | 1.5 | 1984
34691 | Ormat Nevada Inc | 50654 | Steamboat Hills LP | NV | Washoe | GEN1 | Geothermal | GEO | Geothermal | 14.6 | 1988
34691 | Ormat Nevada Inc | 50654 | Steamboat Hills LP | NV | Washoe | OEC41 | Geothermal | GEO | Geothermal | 5.5 | 2007
9097 | Huntington Resource Recovery | 50656 | Huntington Resource Recovery Facility | NY | SUFFOLK | GEN1 | Municipal Solid Waste | MSW | Municipal Solid Waste | 28 | 1991
49760 | Covanta Montgomery, Inc. | 50657 | Montgomery County Resource Recovery | MD | Montgomery | GEN1 | Municipal Solid Waste | MSW | Municipal Solid Waste | 67.8 | 1995
4425 | Covanta Fairfax Inc | 50658 | Covanta Fairfax Energy | VA | Fairfax | GEN1 | Municipal Solid Waste | MSW | Municipal Solid Waste | 62 | 1990
4425 | Covanta Fairfax Inc | 50658 | Covanta Fairfax Energy | VA | Fairfax | GEN2 | Municipal Solid Waste | MSW | Municipal Solid Waste | 62 | 1990
56316 | Covanta Tulsa Renewable Energy LLC | 50660 | Covanta Tulsa Renewable Energy LLC | OK | Tulsa | GEN1 | Municipal Solid Waste | MSW | Municipal Solid Waste | 16.8 | 1989
13982 | Ogden Projects Inc-Haverhill | 50661 | Covanta Haverhill | MA | Essex | GEN1 | Municipal Solid Waste | MSW | Municipal Solid Waste | 46 | 1989
4487 | Covanta Onondega LP | 50662 | Onondaga County Resource Recovery | NY | Onondaga | GEN1 | Municipal Solid Waste | MSW | Municipal Solid Waste | 39.5 | 1994
4496 | Covanta Alexandria/Arlington | 50663 | Covanta Alexandria/Arlington Energy | VA | Alexandria City | GEN1 | Municipal Solid Waste | MSW | Municipal Solid Waste | 14.5 | 1987
4496 | Covanta Alexandria/Arlington | 50663 | Covanta Alexandria/Arlington Energy | VA | Alexandria City | GEN2 | Municipal Solid Waste | MSW | Municipal Solid Waste | 14.5 | 1987
14519 | Pasco County | 50666 | Pasco Cnty Solid Waste Resource Recovery | FL | Pasco | GEN1 | Municipal Solid Waste | MSW | Municipal Solid Waste | 31.2 | 1991
14395 | Palm Springs City of | 50674 | Municipal Cogen Plant | CA | Riverside | GEN1A | Natural Gas Internal Combustion Engine | NG | Natural Gas Peaker | 1.2 | 2015
56838 | KEI (Maine) Power Management (III) LLC | 50688 | Gardiner | ME | Kennebec | GEN1 | Conventional Hydroelectric | WAT | Hydro | 1 | 1985
2770 | Terra-Gen Operating Co LLC | 50690 | San Gorgonio Westwinds II LLC | CA | Riverside | GEN1 | Onshore Wind Turbine | WND | Wind | 43.4 | 1999
14155 | Orange County Sanitation Dist | 50696 | Plant No 1 Orange County | CA | Orange | GEN1 | Other Waste Biomass | OBG | Biomass | 2.5 | 1993
14155 | Orange County Sanitation Dist | 50696 | Plant No 1 Orange County | CA | Orange | GEN2 | Other Waste Biomass | OBG | Biomass | 2.5 | 1993
14155 | Orange County Sanitation Dist | 50696 | Plant No 1 Orange County | CA | Orange | GEN3 | Other Waste Biomass | OBG | Biomass | 2.5 | 1993
56837 | KEI (Maine) Power Management (II) LLC | 50699 | Pumpkin Hill | ME | Penobscot | GEN1 | Conventional Hydroelectric | WAT | Hydro | 1 | 1987
15795 | William G. Reed Jr | 50700 | Lilliwaup Falls Generating | WA | Mason | 4735 | Conventional Hydroelectric | WAT | Hydro | 0.2 | 1986
15795 | William G. Reed Jr | 50700 | Lilliwaup Falls Generating | WA | Mason | 4736 | Conventional Hydroelectric | WAT | Hydro | 0.2 | 1986
15795 | William G. Reed Jr | 50700 | Lilliwaup Falls Generating | WA | Mason | 4737 | Conventional Hydroelectric | WAT | Hydro | 0.2 | 1986
15795 | William G. Reed Jr | 50700 | Lilliwaup Falls Generating | WA | Mason | 4738 | Conventional Hydroelectric | WAT | Hydro | 0.2 | 1986
15795 | William G. Reed Jr | 50700 | Lilliwaup Falls Generating | WA | Mason | 4739 | Conventional Hydroelectric | WAT | Hydro | 0.2 | 1986
15795 | William G. Reed Jr | 50700 | Lilliwaup Falls Generating | WA | Mason | 4740 | Conventional Hydroelectric | WAT | Hydro | 0.2 | 1986
15795 | William G. Reed Jr | 50700 | Lilliwaup Falls Generating | WA | Mason | 4741 | Conventional Hydroelectric | WAT | Hydro | 0.2 | 1986
4211 | Consolidated Hydro NH, Inc | 50702 | Salmon Falls | ME | York | GEN1 | Conventional Hydroelectric | WAT | Hydro | 0.4 | 1986
4211 | Consolidated Hydro NH, Inc | 50702 | Salmon Falls | ME | York | GEN2 | Conventional Hydroelectric | WAT | Hydro | 0.4 | 1986
4211 | Consolidated Hydro NH, Inc | 50702 | Salmon Falls | ME | York | GEN3 | Conventional Hydroelectric | WAT | Hydro | 0.4 | 1986
17902 | Somersworth Hydro Company, Inc. | 50704 | Somersworth Lower Great Dam | NH | Strafford | GEN1 | Conventional Hydroelectric | WAT | Hydro | 1.3 | 1985
30151 | Tri-State G & T Assn, Inc | 50707 | JM Shafer Generating Station | CO | Weld | LMA | Natural Gas Fired Combined Cycle | NG | Natural Gas Nonpeaker | 58.5 | 1994
30151 | Tri-State G & T Assn, Inc | 50707 | JM Shafer Generating Station | CO | Weld | LMB | Natural Gas Fired Combined Cycle | NG | Natural Gas Nonpeaker | 58.5 | 1994
30151 | Tri-State G & T Assn, Inc | 50707 | JM Shafer Generating Station | CO | Weld | LMC | Natural Gas Fired Combined Cycle | NG | Natural Gas Nonpeaker | 58.5 | 1994
30151 | Tri-State G & T Assn, Inc | 50707 | JM Shafer Generating Station | CO | Weld | LMD | Natural Gas Fired Combined Cycle | NG | Natural Gas Nonpeaker | 58.5 | 1994
30151 | Tri-State G & T Assn, Inc | 50707 | JM Shafer Generating Station | CO | Weld | LME | Natural Gas Fired Combined Cycle | NG | Natural Gas Nonpeaker | 58.5 | 1994
30151 | Tri-State G & T Assn, Inc | 50707 | JM Shafer Generating Station | CO | Weld | STA | Natural Gas Fired Combined Cycle | NG | Natural Gas Nonpeaker | 52.2 | 1994
30151 | Tri-State G & T Assn, Inc | 50707 | JM Shafer Generating Station | CO | Weld | STB | Natural Gas Fired Combined Cycle | NG | Natural Gas Nonpeaker | 52.2 | 1994
18814 | Thermo Greeley LLC | 50709 | Thermo Greeley | CO | Weld | GEN1 | Natural Gas Fired Combustion Turbine | NG | Natural Gas Peaker | 37 | 1996
19511 | University of Alaska | 50711 | University of Alaska Fairbanks | AK | Fairbanks North Star | GEN1 | Conventional Steam Coal | SUB | Hard Coal | 1.5 | 1964
19511 | University of Alaska | 50711 | University of Alaska Fairbanks | AK | Fairbanks North Star | GEN2 | Conventional Steam Coal | SUB | Hard Coal | 1.5 | 1964
19511 | University of Alaska | 50711 | University of Alaska Fairbanks | AK | Fairbanks North Star | GEN3 | Conventional Steam Coal | SUB | Hard Coal | 10 | 1981
19511 | University of Alaska | 50711 | University of Alaska Fairbanks | AK | Fairbanks North Star | GEN4 | Petroleum Liquids | DFO | Petroleum | 9.6 | 2000
7601 | Green Mountain Power Corp | 50713 | Huntington Falls | VT | Addison | GEN1 | Conventional Hydroelectric | WAT | Hydro | 0.8 | 1988
7601 | Green Mountain Power Corp | 50713 | Huntington Falls | VT | Addison | GEN2 | Conventional Hydroelectric | WAT | Hydro | 0.8 | 1988
7601 | Green Mountain Power Corp | 50713 | Huntington Falls | VT | Addison | GEN3 | Conventional Hydroelectric | WAT | Hydro | 4.1 | 1988
22696 | Notch Butte Hydro Co Inc | 50718 | Notch Butte Hydro | ID | Lincoln | HYD1 | Conventional Hydroelectric | WAT | Hydro | 1 | 1986
54843 | WM Illinois Renewable Energy LLC | 50721 | Tazewell Gas Recovery | IL | Tazewell | GEN1 | Landfill Gas | LFG | Biomass | 0.8 | 1989
54843 | WM Illinois Renewable Energy LLC | 50721 | Tazewell Gas Recovery | IL | Tazewell | GEN2 | Landfill Gas | LFG | Biomass | 0.8 | 1989
54843 | WM Illinois Renewable Energy LLC | 50721 | Tazewell Gas Recovery | IL | Tazewell | GEN3 | Landfill Gas | LFG | Biomass | 0.8 | 1999
2836 | BP America Inc | 50722 | BP Naperville Cogeneration Facility | IL | DuPage | GEN1 | Natural Gas Fired Combustion Turbine | NG | Natural Gas Peaker | 8.3 | 1990
19517 | United States Steel- Clairton | 50729 | Clairton Works | PA | Allegheny | GEN1 | Other Gases | OG | Biomass | 21 | 1955
19517 | United States Steel- Clairton | 50729 | Clairton Works | PA | Allegheny | GEN3 | Other Gases | OG | Biomass | 10 | 1955
19370 | United States Steel Corporation | 50730 | Fairfield Works | AL | Jefferson | GEN1 | Other Gases | BFG | Biomass | 20 | 1928
19370 | United States Steel Corporation | 50730 | Fairfield Works | AL | Jefferson | GEN2 | Other Gases | BFG | Biomass | 20 | 1928
19370 | United States Steel Corporation | 50730 | Fairfield Works | AL | Jefferson | GEN3 | Other Gases | BFG | Biomass | 20 | 1941
19370 | United States Steel Corporation | 50730 | Fairfield Works | AL | Jefferson | GEN4 | Other Gases | BFG | Biomass | 22 | 1995
19519 | United States Steel-Mon Valley | 50732 | Mon Valley Works | PA | Allegheny | GEN1 | Other Gases | BFG | Biomass | 25 | 1943
19519 | United States Steel-Mon Valley | 50732 | Mon Valley Works | PA | Allegheny | GEN2 | Other Gases | BFG | Biomass | 25 | 1943
19519 | United States Steel-Mon Valley | 50732 | Mon Valley Works | PA | Allegheny | GEN3 | Other Gases | BFG | Biomass | 2.5 | 2002
19526 | United States Steel-Gary | 50733 | Gary Works | IN | Lake | STG1 | Other Gases | BFG | Biomass | 161 | 1997
57182 | ReEnergy Sterling CT LP | 50736 | Exeter Energy LP | CT | Windham | GEN1 | All Other | TDF | Other | 31.3 | 1991
15085 | Pinetree Power Tamworth Inc | 50739 | Pinetree Power Tamworth | NH | Carroll | GEN1 | Wood/Wood Waste Biomass | WDS | Biomass | 25 | 1987
15213 | Pontook Operating LP | 50741 | Pontook Hydro Facility | NH | Coos | GEN1 | Conventional Hydroelectric | WAT | Hydro | 3.5 | 1986
15213 | Pontook Operating LP | 50741 | Pontook Hydro Facility | NH | Coos | GEN2 | Conventional Hydroelectric | WAT | Hydro | 3.5 | 1986
15213 | Pontook Operating LP | 50741 | Pontook Hydro Facility | NH | Coos | GEN3 | Conventional Hydroelectric | WAT | Hydro | 3.5 | 1986
18020 | Starrett City Inc | 50743 | Starrett City Cogen Facility | NY | Kings | GEN1 | Natural Gas Steam Turbine | NG | Natural Gas Peaker | 6 | 1974
18020 | Starrett City Inc | 50743 | Starrett City Cogen Facility | NY | Kings | GEN2 | Natural Gas Steam Turbine | NG | Natural Gas Peaker | 6 | 1974
18020 | Starrett City Inc | 50743 | Starrett City Cogen Facility | NY | Kings | GEN3 | Petroleum Liquids | DFO | Petroleum | 2 | 1974
18020 | Starrett City Inc | 50743 | Starrett City Cogen Facility | NY | Kings | GEN4 | Petroleum Liquids | DFO | Petroleum | 2 | 1974
18020 | Starrett City Inc | 50743 | Starrett City Cogen Facility | NY | Kings | GEN5 | Petroleum Liquids | DFO | Petroleum | 2 | 1974
14182 | Sterling Power Partners LP | 50744 | Sterling Power Plant | NY | Oneida | GEN1 | Natural Gas Fired Combined Cycle | NG | Natural Gas Nonpeaker | 47.7 | 1991
14182 | Sterling Power Partners LP | 50744 | Sterling Power Plant | NY | Oneida | GEN2 | Natural Gas Fired Combined Cycle | NG | Natural Gas Nonpeaker | 16.5 | 1991
14182 | Sterling Power Partners LP | 50744 | Sterling Power Plant | NY | Oneida | GEN3 | Petroleum Liquids | DFO | Petroleum | 1.1 | 1991
2871 | OLS Energy-Agnews Inc. | 50748 | Agnews Power Plant | CA | Santa Clara | GEN1 | Natural Gas Fired Combined Cycle | NG | Natural Gas Nonpeaker | 24.4 | 1990
2871 | OLS Energy-Agnews Inc. | 50748 | Agnews Power Plant | CA | Santa Clara | GEN2 | Natural Gas Fired Combined Cycle | NG | Natural Gas Nonpeaker | 7.6 | 1990
23005 | Aera Energy LLC-Coalinga | 50750 | Coalinga Cogeneration Facility | CA | Fresno | GEN1 | Natural Gas Fired Combustion Turbine | NG | Natural Gas Peaker | 3.4 | 1988
23005 | Aera Energy LLC-Coalinga | 50750 | Coalinga Cogeneration Facility | CA | Fresno | GEN2 | Natural Gas Fired Combustion Turbine | NG | Natural Gas Peaker | 3.4 | 1988
54713 | Chevron USA Inc | 50751 | Southeast Kern River Cogen | CA | Kern | GTG1 | Natural Gas Fired Combustion Turbine | NG | Natural Gas Peaker | 24 | 1989
54713 | Chevron USA Inc | 50751 | Southeast Kern River Cogen | CA | Kern | GTG2 | Natural Gas Fired Combustion Turbine | NG | Natural Gas Peaker | 3.4 | 1989
54713 | Chevron USA Inc | 50751 | Southeast Kern River Cogen | CA | Kern | GTG3 | Natural Gas Fired Combustion Turbine | NG | Natural Gas Peaker | 3.4 | 1989
164 | AERA Energy LLC | 50752 | South Belridge Cogeneration Facility | CA | Kern | GEN1 | Natural Gas Fired Combustion Turbine | NG | Natural Gas Peaker | 31.4 | 1985
164 | AERA Energy LLC | 50752 | South Belridge Cogeneration Facility | CA | Kern | GEN2 | Natural Gas Fired Combustion Turbine | NG | Natural Gas Peaker | 31.4 | 1985
164 | AERA Energy LLC | 50752 | South Belridge Cogeneration Facility | CA | Kern | GEN3 | Natural Gas Fired Combustion Turbine | NG | Natural Gas Peaker | 31.4 | 1986
13938 | Oak Creek Energy System Inc II | 50754 | Oak Creek Energy Systems I | CA | Kern | GEN1 | Onshore Wind Turbine | WND | Wind | 3.5 | 1982
13938 | Oak Creek Energy System Inc II | 50754 | Oak Creek Energy Systems I | CA | Kern | GEN2 | Onshore Wind Turbine | WND | Wind | 4.2 | 1993
13938 | Oak Creek Energy System Inc II | 50754 | Oak Creek Energy Systems I | CA | Kern | GEN3 | Onshore Wind Turbine | WND | Wind | 23.1 | 1999
13938 | Oak Creek Energy System Inc II | 50754 | Oak Creek Energy Systems I | CA | Kern | GEN4 | Onshore Wind Turbine | WND | Wind | 3.7 | 1999
12745 | Modesto Irrigation District | 50755 | New Hogan Power Plant | CA | Calaveras | GEN1 | Conventional Hydroelectric | WAT | Hydro | 2 | 1989
12745 | Modesto Irrigation District | 50755 | New Hogan Power Plant | CA | Calaveras | GEN2 | Conventional Hydroelectric | WAT | Hydro | 1 | 1989
19013 | Topsham Hydro Partners | 50758 | Pejepscot Hydroelectric Project | ME | Sagadahoc | GEN1 | Conventional Hydroelectric | WAT | Hydro | 12.3 | 1987
19013 | Topsham Hydro Partners | 50758 | Pejepscot Hydroelectric Project | ME | Sagadahoc | GEN2 | Conventional Hydroelectric | WAT | Hydro | 0.4 | 1987
19013 | Topsham Hydro Partners | 50758 | Pejepscot Hydroelectric Project | ME | Sagadahoc | GEN3 | Conventional Hydroelectric | WAT | Hydro | 0.5 | 1987
19013 | Topsham Hydro Partners | 50758 | Pejepscot Hydroelectric Project | ME | Sagadahoc | GEN4 | Conventional Hydroelectric | WAT | Hydro | 0.5 | 1987
57144 | Northbrook Carthage LLC | 50759 | West End Dam Hydroelectric Project | NY | Jefferson | GEN1 | Conventional Hydroelectric | WAT | Hydro | 2.2 | 1985
57144 | Northbrook Carthage LLC | 50759 | West End Dam Hydroelectric Project | NY | Jefferson | GEN2 | Conventional Hydroelectric | WAT | Hydro | 2.2 | 1985
34691 | Ormat Nevada Inc | 50762 | Ormesa IH | CA | Imperial | OE11 | Geothermal | GEO | Geothermal | 1.2 | 1989
34691 | Ormat Nevada Inc | 50762 | Ormesa IH | CA | Imperial | OE12 | Geothermal | GEO | Geothermal | 1.2 | 1989
34691 | Ormat Nevada Inc | 50762 | Ormesa IH | CA | Imperial | OE14 | Geothermal | GEO | Geothermal | 1.2 | 1989
34691 | Ormat Nevada Inc | 50762 | Ormesa IH | CA | Imperial | OE15 | Geothermal | GEO | Geothermal | 1.2 | 1989
34691 | Ormat Nevada Inc | 50762 | Ormesa IH | CA | Imperial | OE21 | Geothermal | GEO | Geothermal | 1.2 | 1989
34691 | Ormat Nevada Inc | 50762 | Ormesa IH | CA | Imperial | OE22 | Geothermal | GEO | Geothermal | 1.2 | 1989
34691 | Ormat Nevada Inc | 50762 | Ormesa IH | CA | Imperial | OE24 | Geothermal | GEO | Geothermal | 1.2 | 1989
34691 | Ormat Nevada Inc | 50762 | Ormesa IH | CA | Imperial | OE25 | Geothermal | GEO | Geothermal | 1.2 | 1989
34691 | Ormat Nevada Inc | 50763 | Steamboat 1 | NV | Washoe | OE11 | Geothermal | GEO | Geothermal | 1.2 | 1986
34691 | Ormat Nevada Inc | 50763 | Steamboat 1 | NV | Washoe | OE12 | Geothermal | GEO | Geothermal | 1.2 | 1986
34691 | Ormat Nevada Inc | 50763 | Steamboat 1 | NV | Washoe | OE13 | Geothermal | GEO | Geothermal | 1.2 | 1986
34691 | Ormat Nevada Inc | 50763 | Steamboat 1 | NV | Washoe | OE14 | Geothermal | GEO | Geothermal | 1.2 | 1986
34691 | Ormat Nevada Inc | 50763 | Steamboat 1 | NV | Washoe | OE21 | Geothermal | GEO | Geothermal | 1.2 | 1986
34691 | Ormat Nevada Inc | 50763 | Steamboat 1 | NV | Washoe | OE22 | Geothermal | GEO | Geothermal | 1.2 | 1986
34691 | Ormat Nevada Inc | 50763 | Steamboat 1 | NV | Washoe | OE23 | Geothermal | GEO | Geothermal | 1.2 | 1986
50131 | Enel Stillwater LLC | 50765 | Stillwater Facility | NV | Churchill | 1 | Solar Photovoltaic | SUN | Solar PV | 22 | 2012
50131 | Enel Stillwater LLC | 50765 | Stillwater Facility | NV | Churchill | 1-1 | Geothermal | GEO | Geothermal | 11.8 | 2009
50131 | Enel Stillwater LLC | 50765 | Stillwater Facility | NV | Churchill | 1-2 | Geothermal | GEO | Geothermal | 11.8 | 2009
50131 | Enel Stillwater LLC | 50765 | Stillwater Facility | NV | Churchill | 2-1 | Geothermal | GEO | Geothermal | 11.8 | 2009
50131 | Enel Stillwater LLC | 50765 | Stillwater Facility | NV | Churchill | 2-2 | Geothermal | GEO | Geothermal | 11.8 | 2009
34691 | Ormat Nevada Inc | 50766 | Ormesa I | CA | Imperial | ITLU1 | Geothermal | GEO | Geothermal | 12 | 2003
34691 | Ormat Nevada Inc | 50766 | Ormesa I | CA | Imperial | ITLU2 | Geothermal | GEO | Geothermal | 12 | 2003
34691 | Ormat Nevada Inc | 50766 | Ormesa I | CA | Imperial | OE31 | Geothermal | GEO | Geothermal | 1.2 | 1986
34691 | Ormat Nevada Inc | 50766 | Ormesa I | CA | Imperial | OE32 | Geothermal | GEO | Geothermal | 1.2 | 1986
57184 | Ampersand Mount Ida Hydro LLC | 50768 | Forestport | NY | Oneida | 1 | Conventional Hydroelectric | WAT | Hydro | 3.4 | 1987
19781 | Viking Energy Corp | 50770 | Viking Energy of McBain | MI | Missaukee | GEN1 | Wood/Wood Waste Biomass | WDS | Biomass | 18 | 1988
19900 | Viking Energy Corp | 50771 | Viking Energy of Northumberland | PA | Northumberland | GEN1 | Wood/Wood Waste Biomass | WDS | Biomass | 18 | 1988
19781 | Viking Energy Corp | 50772 | Viking Energy of Lincoln | MI | Alcona | GEN1 | Wood/Wood Waste Biomass | WDS | Biomass | 18 | 1989
54827 | Telogia Power LLC | 50774 | Telogia Power | FL | Liberty | GEN1 | Wood/Wood Waste Biomass | WDS | Biomass | 14 | 1986
14432 | Panther Creek Power Operating, LLC | 50776 | Panther Creek Energy Facility | PA | Carbon | GEN1 | Conventional Steam Coal | WC | Hard Coal | 94 | 1992
55914 | GE Energy Financial Services | 50799 | Parlin Power Plant | NJ | Middlesex | GEN1 | Natural Gas Fired Combined Cycle | NG | Natural Gas Nonpeaker | 45.9 | 1991
55914 | GE Energy Financial Services | 50799 | Parlin Power Plant | NJ | Middlesex | GEN2 | Natural Gas Fired Combined Cycle | NG | Natural Gas Nonpeaker | 45.9 | 1991
55914 | GE Energy Financial Services | 50799 | Parlin Power Plant | NJ | Middlesex | GEN3 | Natural Gas Fired Combined Cycle | NG | Natural Gas Nonpeaker | 21.6 | 1991
55914 | GE Energy Financial Services | 50799 | Parlin Power Plant | NJ | Middlesex | GEN4 | Natural Gas Fired Combined Cycle | NG | Natural Gas Nonpeaker | 21.6 | 1991
18153 | RockTenn-Uncasville | 50801 | Uncasville Mill | CT | New London | GEN1 | Natural Gas Steam Turbine | NG | Natural Gas Peaker | 2.8 | 1990
27718 | RockTenn-Seminole | 50803 | Seminole Mill | FL | Duval | GEN3 | Natural Gas Steam Turbine | NG | Natural Gas Peaker | 30 | 1957
20505 | Weyerhaeuser NR Port Wentworth | 50804 | Port Wentworth Mill | GA | Chatham | GEN4 | Wood/Wood Waste Biomass | BLQ | Biomass | 47.3 | 1991
20505 | Weyerhaeuser NR Port Wentworth | 50804 | Port Wentworth Mill | GA | Chatham | GEN5 | Wood/Wood Waste Biomass | BLQ | Biomass | 25 | 2004
18162 | WestRock-Florence | 50806 | Florence Mill | SC | Florence | GEN1 | Wood/Wood Waste Biomass | BLQ | Biomass | 12.5 | 1963
18162 | WestRock-Florence | 50806 | Florence Mill | SC | Florence | GEN2 | Wood/Wood Waste Biomass | BLQ | Biomass | 16 | 1974
18162 | WestRock-Florence | 50806 | Florence Mill | SC | Florence | GEN3 | Wood/Wood Waste Biomass | WDS | Biomass | 79.1 | 1987
18157 | WestRock Corp-Panama City | 50807 | WestRock Panama City Mill | FL | Bay | GEN3 | Wood/Wood Waste Biomass | BLQ | Biomass | 4 | 1930
18157 | WestRock Corp-Panama City | 50807 | WestRock Panama City Mill | FL | Bay | GEN4 | Wood/Wood Waste Biomass | BLQ | Biomass | 10 | 1949
18157 | WestRock Corp-Panama City | 50807 | WestRock Panama City Mill | FL | Bay | GEN6 | Wood/Wood Waste Biomass | WDS | Biomass | 20 | 1956
18155 | Westrock (LA) | 50810 | Westrock Hodge (LA) | LA | JACKSON | NO 6 | Wood/Wood Waste Biomass | BLQ | Biomass | 5 | 1952
18155 | Westrock (LA) | 50810 | Westrock Hodge (LA) | LA | JACKSON | NO 7 | Wood/Wood Waste Biomass | BLQ | Biomass | 15.6 | 1957
18155 | Westrock (LA) | 50810 | Westrock Hodge (LA) | LA | JACKSON | NO 8 | Wood/Wood Waste Biomass | BLQ | Biomass | 27.5 | 1972
18155 | Westrock (LA) | 50810 | Westrock Hodge (LA) | LA | JACKSON | NO 9 | Wood/Wood Waste Biomass | BLQ | Biomass | 23.3 | 1972
18147 | RockTenn-Hopewell | 50813 | Hopewell Mill | VA | Hopewell City | GEN1 | Wood/Wood Waste Biomass | BLQ | Biomass | 47.6 | 1980
55879 | Optim Energy LLC | 50815 | Optim Energy Altura Cogen LLC | TX | Harris | GEN1 | Natural Gas Fired Combined Cycle | NG | Natural Gas Nonpeaker | 84.9 | 1985
55879 | Optim Energy LLC | 50815 | Optim Energy Altura Cogen LLC | TX | Harris | GEN2 | Natural Gas Fired Combined Cycle | NG | Natural Gas Nonpeaker | 84.9 | 1985
55879 | Optim Energy LLC | 50815 | Optim Energy Altura Cogen LLC | TX | Harris | GEN3 | Natural Gas Fired Combined Cycle | NG | Natural Gas Nonpeaker | 84.9 | 1985
55879 | Optim Energy LLC | 50815 | Optim Energy Altura Cogen LLC | TX | Harris | GEN4 | Natural Gas Fired Combined Cycle | NG | Natural Gas Nonpeaker | 84.9 | 1986
55879 | Optim Energy LLC | 50815 | Optim Energy Altura Cogen LLC | TX | Harris | GEN5 | Natural Gas Fired Combined Cycle | NG | Natural Gas Nonpeaker | 84.9 | 1986
55879 | Optim Energy LLC | 50815 | Optim Energy Altura Cogen LLC | TX | Harris | GEN6 | Natural Gas Fired Combined Cycle | NG | Natural Gas Nonpeaker | 129.2 | 1986
55879 | Optim Energy LLC | 50815 | Optim Energy Altura Cogen LLC | TX | Harris | GEN7 | Natural Gas Fired Combined Cycle | NG | Natural Gas Nonpeaker | 89.9 | 1995
59099 | New Dimension Energy Company, LLC | 50818 | Dyer Road | CA | San Joaquin | GEN1 | Onshore Wind Turbine | WND | Wind | 10.5 | 1983
59901 | Yavi Energy LLC | 50820 | East Winds Project | CA | Riverside | GEN1 | Onshore Wind Turbine | WND | Wind | 3 | 1985
2770 | Terra-Gen Operating Co LLC | 50821 | Mojave 16 | CA | Kern | GEN1 | Onshore Wind Turbine | WND | Wind | 30 | 1989
2770 | Terra-Gen Operating Co LLC | 50822 | Mojave 17 | CA | Kern | GEN1 | Onshore Wind Turbine | WND | Wind | 25 | 1989
2770 | Terra-Gen Operating Co LLC | 50823 | Mojave 18 | CA | Kern | GEN1 | Onshore Wind Turbine | WND | Wind | 30 | 1989
19314 | Twin Falls Hydro Associates LP | 50827 | Twin Falls Hydro | WA | King | UNI1 | Conventional Hydroelectric | WAT | Hydro | 12 | 1989
19314 | Twin Falls Hydro Associates LP | 50827 | Twin Falls Hydro | WA | King | UNI2 | Conventional Hydroelectric | WAT | Hydro | 12 | 1989
13876 | Nove Investments I LLC | 50831 | Nove Power Plant | CA | Contra Costa | GEN1 | Landfill Gas | LFG | Biomass | 1 | 1985
13876 | Nove Investments I LLC | 50831 | Nove Power Plant | CA | Contra Costa | GEN2 | Landfill Gas | LFG | Biomass | 1 | 1987
13876 | Nove Investments I LLC | 50831 | Nove Power Plant | CA | Contra Costa | GEN3 | Landfill Gas | LFG | Biomass | 1 | 1985
3477 | City of Chicopee - (MA) | 50832 | Chicopee Hydroelectric Station | MA | HAMPDEN | 1 | Conventional Hydroelectric | WAT | Hydro | 1.2 | 1985
3477 | City of Chicopee - (MA) | 50832 | Chicopee Hydroelectric Station | MA | HAMPDEN | 2 | Conventional Hydroelectric | WAT | Hydro | 1.2 | 1985
18414 | TES Filer City Station LP | 50835 | TES Filer City Station | MI | Manistee | GEN1 | Conventional Steam Coal | BIT | Hard Coal | 70 | 1990
16899 | SERRF Joint Powers Authority | 50837 | Southeast Resource Recovery | CA | Los Angeles | GEN1 | Municipal Solid Waste | MSW | Municipal Solid Waste | 35.6 | 1988
56097 | Noranda Alumina LLC | 50846 | Noranda Alumina LLC | LA | St James | GT3 | Natural Gas Fired Combustion Turbine | NG | Natural Gas Peaker | 16 | 1969
56097 | Noranda Alumina LLC | 50846 | Noranda Alumina LLC | LA | St James | GT4 | Natural Gas Fired Combustion Turbine | NG | Natural Gas Peaker | 24.7 | 1974
56097 | Noranda Alumina LLC | 50846 | Noranda Alumina LLC | LA | St James | ST1 | Natural Gas Steam Turbine | NG | Natural Gas Peaker | 18.7 | 1958
56097 | Noranda Alumina LLC | 50846 | Noranda Alumina LLC | LA | St James | ST2 | Natural Gas Steam Turbine | NG | Natural Gas Peaker | 18.7 | 1958
56097 | Noranda Alumina LLC | 50846 | Noranda Alumina LLC | LA | St James | ST3 | Natural Gas Steam Turbine | NG | Natural Gas Peaker | 7.2 | 1969
49905 | Olympus Power | 50849 | PE Berkeley | CA | Alameda | GEN1 | Natural Gas Fired Combined Cycle | NG | Natural Gas Nonpeaker | 23 | 1987
49905 | Olympus Power | 50849 | PE Berkeley | CA | Alameda | GEN2 | Natural Gas Fired Combined Cycle | NG | Natural Gas Nonpeaker | 5.5 | 1987
14265 | OLS Energy-Chino | 50850 | OLS Energy Chino | CA | San Bernardino | GEN1 | Natural Gas Fired Combined Cycle | NG | Natural Gas Nonpeaker | 23.5 | 1987
14265 | OLS Energy-Chino | 50850 | OLS Energy Chino | CA | San Bernardino | GEN2 | Natural Gas Fired Combined Cycle | NG | Natural Gas Nonpeaker | 7.3 | 1987
56835 | CSUCI Site Authority | 50851 | CSUCI Site Authority | CA | Ventura | GEN1 | Natural Gas Fired Combined Cycle | NG | Natural Gas Nonpeaker | 23.5 | 1988
56835 | CSUCI Site Authority | 50851 | CSUCI Site Authority | CA | Ventura | GEN2 | Natural Gas Fired Combined Cycle | NG | Natural Gas Nonpeaker | 7.6 | 1988
56516 | Morris Energy Operations Company, LLC | 50852 | Elmwood Energy Holdings LLC | NJ | Bergen | GEN1 | Natural Gas Fired Combined Cycle | NG | Natural Gas Nonpeaker | 59 | 1989
56516 | Morris Energy Operations Company, LLC | 50852 | Elmwood Energy Holdings LLC | NJ | Bergen | GEN2 | Natural Gas Fired Combined Cycle | NG | Natural Gas Nonpeaker | 24 | 1989
8633 | Hillsborough County | 50858 | Hillsborough County Resource Recovery | FL | Hillsborough | GEN1 | Municipal Solid Waste | MSW | Municipal Solid Waste | 29 | 1987
8633 | Hillsborough County | 50858 | Hillsborough County Resource Recovery | FL | Hillsborough | GEN2 | Municipal Solid Waste | MSW | Municipal Solid Waste | 18 | 2009
4447 | Covanta Lancaster Inc | 50859 | Lancaster County Resource Recovery | PA | Lancaster | GEN1 | Municipal Solid Waste | MSW | Municipal Solid Waste | 35.7 | 1990
10162 | Kent County | 50860 | Kent County Waste to Energy Facility | MI | Kent | GEN1 | Municipal Solid Waste | MSW | Municipal Solid Waste | 18 | 1989
16636 | Sargent Canyon Cogeneration Co | 50864 | Sargent Canyon Cogeneration | CA | Monterey | K100 | Natural Gas Fired Combustion Turbine | NG | Natural Gas Peaker | 38.2 | 1991
16506 | Salinas River Cogeneration Co | 50865 | Salinas River Cogeneration | CA | Monterey | K100 | Natural Gas Fired Combustion Turbine | NG | Natural Gas Peaker | 38.9 | 1991
20541 | Wheelabrator Environmental Systems | 50872 | Wheelabrator Claremont Facility | NH | Sullivan | GEN1 | Municipal Solid Waste | MSW | Municipal Solid Waste | 4.5 | 1987
20541 | Wheelabrator Environmental Systems | 50873 | Wheelabrator Concord Facility | NH | Merrimack | GEN1 | Municipal Solid Waste | MSW | Municipal Solid Waste | 14 | 1989
20541 | Wheelabrator Environmental Systems | 50875 | McKay Bay Facility | FL | Hillsborough | GEN1 | Municipal Solid Waste | MSW | Municipal Solid Waste | 22.1 | 1985
20541 | Wheelabrator Environmental Systems | 50876 | Wheelabrator Norwalk Energy | CA | Los Angeles | GEN1 | Natural Gas Fired Combined Cycle | NG | Natural Gas Nonpeaker | 23 | 1988
20541 | Wheelabrator Environmental Systems | 50876 | Wheelabrator Norwalk Energy | CA | Los Angeles | GEN2 | Natural Gas Fired Combined Cycle | NG | Natural Gas Nonpeaker | 7.7 | 1988
20541 | Wheelabrator Environmental Systems | 50877 | Wheelabrator North Andover | MA | Essex | GEN1 | Municipal Solid Waste | MSW | Municipal Solid Waste | 40.3 | 1985
20541 | Wheelabrator Environmental Systems | 50878 | Wheelabrator Millbury Facility | MA | Worcester | GEN1 | Municipal Solid Waste | MSW | Municipal Solid Waste | 47.6 | 1987
20541 | Wheelabrator Environmental Systems | 50879 | Wheelabrator Frackville Energy | PA | Schuylkill | GEN1 | Conventional Steam Coal | WC | Hard Coal | 48 | 1988
20541 | Wheelabrator Environmental Systems | 50880 | Wheelabrator Saugus | MA | Essex | GEN1 | Municipal Solid Waste | MSW | Municipal Solid Waste | 53.7 | 1985
20541 | Wheelabrator Environmental Systems | 50881 | Wheelabrator Shasta | CA | Shasta | GEN1 | Wood/Wood Waste Biomass | WDS | Biomass | 18.3 | 1987
20541 | Wheelabrator Environmental Systems | 50881 | Wheelabrator Shasta | CA | Shasta | GEN2 | Wood/Wood Waste Biomass | WDS | Biomass | 18.3 | 1987
20541 | Wheelabrator Environmental Systems | 50881 | Wheelabrator Shasta | CA | Shasta | GEN3 | Wood/Wood Waste Biomass | WDS | Biomass | 18.3 | 1987
20541 | Wheelabrator Environmental Systems | 50882 | Wheelabrator Westchester | NY | Westchester | GEN1 | Municipal Solid Waste | MSW | Municipal Solid Waste | 59.7 | 1984
20541 | Wheelabrator Environmental Systems | 50883 | Wheelabrator Bridgeport | CT | Fairfield | GEN1 | Municipal Solid Waste | MSW | Municipal Solid Waste | 67 | 1988
55871 | Covanta Projects, LLC | 50884 | Pinellas County Resource Recovery | FL | Pinellas | GEN1 | Municipal Solid Waste | MSW | Municipal Solid Waste | 50.5 | 1983
55871 | Covanta Projects, LLC | 50884 | Pinellas County Resource Recovery | FL | Pinellas | GEN2 | Municipal Solid Waste | MSW | Municipal Solid Waste | 26 | 1986
20541 | Wheelabrator Environmental Systems | 50885 | Wheelabrator Gloucester LP | NJ | Gloucester | GEN1 | Municipal Solid Waste | MSW | Municipal Solid Waste | 14 | 1990
42892 | City of Spokane | 50886 | Spokane Waste to Energy | WA | Spokane | GEN1 | Municipal Solid Waste | MSW | Municipal Solid Waste | 26 | 1991
20541 | Wheelabrator Environmental Systems | 50887 | Wheelabrator South Broward | FL | Broward | GEN1 | Municipal Solid Waste | MSW | Municipal Solid Waste | 66 | 1991
23013 | EIF Northampton GP, LLC | 50888 | Northampton Generating Company LP | PA | Northampton | GEN1 | Conventional Steam Coal | WC | Hard Coal | 134.1 | 1995
11468 | Madison Hydro Partners | 50890 | Ivy River Hydro | NC | Madison | GEN1 | Conventional Hydroelectric | WAT | Hydro | 0.2 | 1985
11468 | Madison Hydro Partners | 50890 | Ivy River Hydro | NC | Madison | GEN2 | Conventional Hydroelectric | WAT | Hydro | 0.2 | 1985
11468 | Madison Hydro Partners | 50890 | Ivy River Hydro | NC | Madison | GEN3 | Conventional Hydroelectric | WAT | Hydro | 0.2 | 1985
11468 | Madison Hydro Partners | 50890 | Ivy River Hydro | NC | Madison | GEN4 | Conventional Hydroelectric | WAT | Hydro | 0.2 | 1985
11468 | Madison Hydro Partners | 50890 | Ivy River Hydro | NC | Madison | GEN5 | Conventional Hydroelectric | WAT | Hydro | 0.2 | 1985
11468 | Madison Hydro Partners | 50890 | Ivy River Hydro | NC | Madison | GEN6 | Conventional Hydroelectric | WAT | Hydro | 0.2 | 1985
59380 | Enel Green Power NA, Inc. | 50891 | El Dorado Hydro Elk Creek | ID | Idaho | GEN1 | Conventional Hydroelectric | WAT | Hydro | 2.6 | 1986
59380 | Enel Green Power NA, Inc. | 50892 | Rock Creek LP | CA | EL Dorado | GEN1 | Conventional Hydroelectric | WAT | Hydro | 1.5 | 1986
59380 | Enel Green Power NA, Inc. | 50892 | Rock Creek LP | CA | EL Dorado | GEN2 | Conventional Hydroelectric | WAT | Hydro | 1.5 | 1986
59925 | All Dams Generation, LLC | 50893 | Allegheny No. 5 Hydro Station | PA | Armstrong | GEN1 | Conventional Hydroelectric | WAT | Hydro | 4.6 | 1988
59925 | All Dams Generation, LLC | 50893 | Allegheny No. 5 Hydro Station | PA | Armstrong | GEN2 | Conventional Hydroelectric | WAT | Hydro | 4.6 | 1988
59925 | All Dams Generation, LLC | 50894 | Allegheny No 6 Hydro Station | PA | Armstrong | GEN1 | Conventional Hydroelectric | WAT | Hydro | 4.6 | 1988
59925 | All Dams Generation, LLC | 50894 | Allegheny No 6 Hydro Station | PA | Armstrong | GEN2 | Conventional Hydroelectric | WAT | Hydro | 4.6 | 1988
59380 | Enel Green Power NA, Inc. | 50895 | Bypass | ID | Jerome | GEN1 | Conventional Hydroelectric | WAT | Hydro | 3.3 | 1987
59380 | Enel Green Power NA, Inc. | 50895 | Bypass | ID | Jerome | GEN2 | Conventional Hydroelectric | WAT | Hydro | 3.3 | 1987
59380 | Enel Green Power NA, Inc. | 50895 | Bypass | ID | Jerome | GEN3 | Conventional Hydroelectric | WAT | Hydro | 3.3 | 1987
59380 | Enel Green Power NA, Inc. | 50896 | S E Hazelton A | ID | Jerome | GEN1 | Conventional Hydroelectric | WAT | Hydro | 2.8 | 1990
59380 | Enel Green Power NA, Inc. | 50896 | S E Hazelton A | ID | Jerome | GEN2 | Conventional Hydroelectric | WAT | Hydro | 2.8 | 1990
59380 | Enel Green Power NA, Inc. | 50896 | S E Hazelton A | ID | Jerome | GEN3 | Conventional Hydroelectric | WAT | Hydro | 2.8 | 1990
56813 | Allegheny Hydro LLC | 50897 | Allegheny Hydro No 8 | PA | Armstrong | GEN1 | Conventional Hydroelectric | WAT | Hydro | 6.8 | 1990
56813 | Allegheny Hydro LLC | 50897 | Allegheny Hydro No 8 | PA | Armstrong | GEN2 | Conventional Hydroelectric | WAT | Hydro | 6.8 | 1990
56813 | Allegheny Hydro LLC | 50898 | Allegheny Hydro No 9 | PA | Armstrong | GEN1 | Conventional Hydroelectric | WAT | Hydro | 8.9 | 1990
56813 | Allegheny Hydro LLC | 50898 | Allegheny Hydro No 9 | PA | Armstrong | GEN2 | Conventional Hydroelectric | WAT | Hydro | 8.9 | 1990
20508 | MeadWestvaco Corp | 50900 | Covington Facility | VA | Covington City | GEN3 | Conventional Steam Coal | BIT | Hard Coal | 10.5 | 1951
20508 | MeadWestvaco Corp | 50900 | Covington Facility | VA | Covington City | GEN4 | Wood/Wood Waste Biomass | BLQ | Biomass | 34 | 1980
20508 | MeadWestvaco Corp | 50900 | Covington Facility | VA | Covington City | GEN5 | Conventional Steam Coal | BIT | Hard Coal | 34 | 1989
20508 | MeadWestvaco Corp | 50900 | Covington Facility | VA | Covington City | GEN7 | Wood/Wood Waste Biomass | WDS | Biomass | 82.4 | 2013
8 | Tate & Lyle Ingredients Americas Inc | 50903 | Sagamore Plant Cogeneration | IN | Tippecanoe | GEN1 | Natural Gas Steam Turbine | NG | Natural Gas Peaker | 7.4 | 1984
6675 | Fox Metro Water Reclamation | 50904 | Fox Metro Water Reclamation District | IL | Kendall | RU3 | Natural Gas Internal Combustion Engine | NG | Natural Gas Peaker | 1.1 | 1988
6675 | Fox Metro Water Reclamation | 50904 | Fox Metro Water Reclamation District | IL | Kendall | RU4 | Natural Gas Internal Combustion Engine | NG | Natural Gas Peaker | 1.1 | 1988
21964 | University of New Mexico | 50906 | Ford Utilities Center | NM | BERNALILLO | 3 | Natural Gas Fired Combustion Turbine | NG | Natural Gas Peaker | 7 | 2005
21964 | University of New Mexico | 50906 | Ford Utilities Center | NM | BERNALILLO | 4 | Natural Gas Steam Turbine | NG | Natural Gas Peaker | 1.1 | 2011
21964 | University of New Mexico | 50906 | Ford Utilities Center | NM | BERNALILLO | 5 | Natural Gas Fired Combustion Turbine | NG | Natural Gas Peaker | 6.7 | 2014
14222 | Oswego County | 50907 | Oswego County Energy Recovery | NY | Oswego | UNT1 | Municipal Solid Waste | MSW | Municipal Solid Waste | 1.8 | 1986
14222 | Oswego County | 50907 | Oswego County Energy Recovery | NY | Oswego | UNT2 | Municipal Solid Waste | MSW | Municipal Solid Waste | 1.8 | 1986
12502 | Middle Fork Irrigation Dist | 50917 | Middle Fork Irrigation District | OR | HOOD RIVER | GEN1 | Conventional Hydroelectric | WAT | Hydro | 2 | 1986
12502 | Middle Fork Irrigation Dist | 50917 | Middle Fork Irrigation District | OR | HOOD RIVER | GEN2 | Conventional Hydroelectric | WAT | Hydro | 0.5 | 1986
12502 | Middle Fork Irrigation Dist | 50917 | Middle Fork Irrigation District | OR | HOOD RIVER | GEN3 | Conventional Hydroelectric | WAT | Hydro | 0.8 | 1986
5959 | Erie Coke Corp | 50920 | Erie Coke | PA | Erie | 1 | Other Gases | OG | Biomass | 2.5 | 1953
3770 | Co-Generation Co | 50921 | Co-Gen LLC | OR | Grant | GEN1 | Wood/Wood Waste Biomass | WDS | Biomass | 7.5 | 1986
21773 | Yellowstone Energy LP | 50931 | Yellowstone Energy LP | MT | Yellowstone | GEN1 | Petroleum Coke | PC | Hard Coal | 68 | 1995
5089 | Des Moines Metro WRF | 50932 | Des Moines Wastewater Reclamation Fac | IA | Polk | 01 | Other Waste Biomass | OBG | Biomass | 0.6 | 1991
5089 | Des Moines Metro WRF | 50932 | Des Moines Wastewater Reclamation Fac | IA | Polk | 02 | Other Waste Biomass | OBG | Biomass | 0.6 | 1991
5089 | Des Moines Metro WRF | 50932 | Des Moines Wastewater Reclamation Fac | IA | Polk | 03 | Other Waste Biomass | OBG | Biomass | 0.6 | 1991
5089 | Des Moines Metro WRF | 50932 | Des Moines Wastewater Reclamation Fac | IA | Polk | 72-04 | Other Waste Biomass | OBG | Biomass | 1.4 | 2015
5089 | Des Moines Metro WRF | 50932 | Des Moines Wastewater Reclamation Fac | IA | Polk | 72-05 | Other Waste Biomass | OBG | Biomass | 1.4 | 2015
49801 | Expera Specialty Solutions | 50933 | Rhinelander Mill | WI | Oneida | GEN5 | Natural Gas Steam Turbine | NG | Natural Gas Peaker | 10 | 1951
49801 | Expera Specialty Solutions | 50933 | Rhinelander Mill | WI | Oneida | GEN6 | Conventional Steam Coal | BIT | Hard Coal | 9.3 | 1958
49801 | Expera Specialty Solutions | 50933 | Rhinelander Mill | WI | Oneida | HYD1 | Conventional Hydroelectric | WAT | Hydro | 0.5 | 1917
49801 | Expera Specialty Solutions | 50933 | Rhinelander Mill | WI | Oneida | HYD2 | Conventional Hydroelectric | WAT | Hydro | 0.5 | 1917
49801 | Expera Specialty Solutions | 50933 | Rhinelander Mill | WI | Oneida | HYD3 | Conventional Hydroelectric | WAT | Hydro | 1 | 1926
3179 | Caterpillar Inc | 50935 | Caterpillar | IN | Tippecanoe | 3512 | Petroleum Liquids | DFO | Petroleum | 0.9 | 1983
3179 | Caterpillar Inc | 50935 | Caterpillar | IN | Tippecanoe | 3516 | Petroleum Liquids | DFO | Petroleum | 1.2 | 1987
3179 | Caterpillar Inc | 50935 | Caterpillar | IN | Tippecanoe | 516A | Petroleum Liquids | DFO | Petroleum | 1.8 | 1996
3179 | Caterpillar Inc | 50935 | Caterpillar | IN | Tippecanoe | ET1 | Natural Gas Internal Combustion Engine | NG | Natural Gas Peaker | 2 | 2011
3179 | Caterpillar Inc | 50935 | Caterpillar | IN | Tippecanoe | ET2 | Natural Gas Internal Combustion Engine | NG | Natural Gas Peaker | 2 | 2011
3179 | Caterpillar Inc | 50935 | Caterpillar | IN | Tippecanoe | ET3 | Petroleum Liquids | DFO | Petroleum | 2.5 | 2011
3179 | Caterpillar Inc | 50935 | Caterpillar | IN | Tippecanoe | ET4 | Natural Gas Internal Combustion Engine | NG | Natural Gas Peaker | 2.5 | 2013
3179 | Caterpillar Inc | 50935 | Caterpillar | IN | Tippecanoe | R12 | Petroleum Liquids | DFO | Petroleum | 0.4 | 2001
20854 | Winnebago County | 50936 | Winnebago County Landfill Gas | WI | Winnebago | EG1 | Landfill Gas | LFG | Biomass | 0.9 | 2000
20854 | Winnebago County | 50936 | Winnebago County Landfill Gas | WI | Winnebago | EG2 | Landfill Gas | LFG | Biomass | 0.9 | 2000
20854 | Winnebago County | 50936 | Winnebago County Landfill Gas | WI | Winnebago | EG3 | Landfill Gas | LFG | Biomass | 0.9 | 2000
20854 | Winnebago County | 50936 | Winnebago County Landfill Gas | WI | Winnebago | EG4 | Landfill Gas | LFG | Biomass | 1 | 2007
20854 | Winnebago County | 50936 | Winnebago County Landfill Gas | WI | Winnebago | EG5 | Landfill Gas | LFG | Biomass | 1.4 | 2010
20680 | William Beaumont Hospital | 50937 | William Beaumont Hospital | MI | Oakland | GENA | Petroleum Liquids | DFO | Petroleum | 1.9 | 1992
20680 | William Beaumont Hospital | 50937 | William Beaumont Hospital | MI | Oakland | GENB | Petroleum Liquids | DFO | Petroleum | 1.9 | 1992
5187 | Douglas County | 50938 | Galesville Project | OR | DOUGLAS | GV1 | Conventional Hydroelectric | WAT | Hydro | 0.8 | 1987
5187 | Douglas County | 50938 | Galesville Project | OR | DOUGLAS | GV2 | Conventional Hydroelectric | WAT | Hydro | 0.8 | 1987
10657 | Lagoon Corp | 50942 | Lagoon Cogeneration Facility | UT | DAVIS | 1 | Natural Gas Internal Combustion Engine | NG | Natural Gas Peaker | 1 | 1996
10657 | Lagoon Corp | 50942 | Lagoon Cogeneration Facility | UT | DAVIS | 2 | Natural Gas Internal Combustion Engine | NG | Natural Gas Peaker | 1 | 1989
10657 | Lagoon Corp | 50942 | Lagoon Cogeneration Facility | UT | DAVIS | 3 | Natural Gas Internal Combustion Engine | NG | Natural Gas Peaker | 1 | 1989
55855 | Rough and Ready Lumber Company | 50945 | R & R Lumber | OR | Josephine | ST1 | Wood/Wood Waste Biomass | WDS | Biomass | 1.5 | 2008
49893 | Invenergy Services LLC | 50949 | Hardee Power Station | FL | Hardee | GEN1 | Natural Gas Fired Combined Cycle | NG | Natural Gas Nonpeaker | 86 | 1993
49893 | Invenergy Services LLC | 50949 | Hardee Power Station | FL | Hardee | GEN2 | Natural Gas Fired Combined Cycle | NG | Natural Gas Nonpeaker | 86 | 1993
49893 | Invenergy Services LLC | 50949 | Hardee Power Station | FL | Hardee | GEN3 | Natural Gas Fired Combined Cycle | NG | Natural Gas Nonpeaker | 86 | 1993
49893 | Invenergy Services LLC | 50949 | Hardee Power Station | FL | Hardee | GEN4 | Natural Gas Fired Combustion Turbine | NG | Natural Gas Peaker | 84 | 1993
49893 | Invenergy Services LLC | 50949 | Hardee Power Station | FL | Hardee | GEN5 | Natural Gas Fired Combustion Turbine | NG | Natural Gas Peaker | 90 | 2000
21734 | Sunnyside Cogeneration Assoc | 50951 | Sunnyside Cogen Associates | UT | Carbon | GEN1 | Conventional Steam Coal | WC | Hard Coal | 58.1 | 1993
16548 | St Francis Hospital | 50952 | Saint Francis Hospital | IL | Cook | GEN1 | Natural Gas Internal Combustion Engine | NG | Natural Gas Peaker | 0.8 | 1990
16548 | St Francis Hospital | 50952 | Saint Francis Hospital | IL | Cook | GEN2 | Natural Gas Internal Combustion Engine | NG | Natural Gas Peaker | 0.8 | 1990
5623 | Rousselot Inc | 50955 | Rousselot Inc | MA | Essex | GEN1 | Natural Gas Steam Turbine | NG | Natural Gas Peaker | 1.5 | 1947
5623 | Rousselot Inc | 50955 | Rousselot Inc | MA | Essex | GEN2 | Natural Gas Steam Turbine | NG | Natural Gas Peaker | 1.5 | 1947
5623 | Rousselot Inc | 50955 | Rousselot Inc | MA | Essex | GEN3 | Natural Gas Steam Turbine | NG | Natural Gas Peaker | 3.7 | 1969
23931 | Resolute Forest Products | 50956 | Bowater Newsprint Calhoun Operation | TN | McMinn | GEN1 | Wood/Wood Waste Biomass | BLQ | Biomass | 19 | 1954
23931 | Resolute Forest Products | 50956 | Bowater Newsprint Calhoun Operation | TN | McMinn | GEN2 | Wood/Wood Waste Biomass | BLQ | Biomass | 19.2 | 1954
23931 | Resolute Forest Products | 50956 | Bowater Newsprint Calhoun Operation | TN | McMinn | GEN3 | Wood/Wood Waste Biomass | BLQ | Biomass | 25 | 1957
4440 | Covanta Union Operations LLC | 50960 | Union County Resource Recovery | NJ | Union | GEN1 | Municipal Solid Waste | MSW | Municipal Solid Waste | 45 | 1994
17321 | Slate Creek Hydro Assoc LP | 50961 | Slate Creek | CA | Shasta | GEN1 | Conventional Hydroelectric | WAT | Hydro | 4.2 | 1990
2844 | Department of the Navy | 50963 | Naval Hospital Medical Center | CA | SAN DIEGO | 4TG | Natural Gas Fired Combustion Turbine | NG | Natural Gas Peaker | 5.3 | 2003
472 | Amedee Gethrm Venture I LP | 50964 | Amedee Geothermal Venture I | CA | Lassen | IND | Geothermal | GEO | Geothermal | 1.5 | 1988
472 | Amedee Gethrm Venture I LP | 50964 | Amedee Geothermal Venture I | CA | Lassen | SYN | Geothermal | GEO | Geothermal | 1.5 | 1988
18323 | Toledo Refining Company | 50965 | Toledo Ref Power Recovery Train | OH | Lucas | GEN1 | Petroleum Coke | PC | Hard Coal | 6 | 1986
19876 | Virginia Electric & Power Co | 50966 | Bellmeade Power Station | VA | Richmond City | 1 | Natural Gas Fired Combined Cycle | NG | Natural Gas Nonpeaker | 110 | 1997
19876 | Virginia Electric & Power Co | 50966 | Bellmeade Power Station | VA | Richmond City | 2 | Natural Gas Fired Combined Cycle | NG | Natural Gas Nonpeaker | 110 | 1997
19876 | Virginia Electric & Power Co | 50966 | Bellmeade Power Station | VA | Richmond City | 3 | Natural Gas Fired Combined Cycle | NG | Natural Gas Nonpeaker | 110 | 1997
34359 | Curators of the University of Missouri | 50969 | MU Combined Heat and Power Plant | MO | Boone | DGT1 | Petroleum Liquids | DFO | Petroleum | 2 | 2002
34359 | Curators of the University of Missouri | 50969 | MU Combined Heat and Power Plant | MO | Boone | GEN1 | Conventional Steam Coal | BIT | Hard Coal | 6.2 | 1961
34359 | Curators of the University of Missouri | 50969 | MU Combined Heat and Power Plant | MO | Boone | GEN2 | Conventional Steam Coal | BIT | Hard Coal | 12.5 | 1974
34359 | Curators of the University of Missouri | 50969 | MU Combined Heat and Power Plant | MO | Boone | GEN3 | Conventional Steam Coal | BIT | Hard Coal | 19.8 | 1986
34359 | Curators of the University of Missouri | 50969 | MU Combined Heat and Power Plant | MO | Boone | GEN4 | Conventional Steam Coal | BIT | Hard Coal | 14.5 | 1988
34359 | Curators of the University of Missouri | 50969 | MU Combined Heat and Power Plant | MO | Boone | GEN6 | Petroleum Liquids | DFO | Petroleum | 0.5 | 1994
34359 | Curators of the University of Missouri | 50969 | MU Combined Heat and Power Plant | MO | Boone | GEN7 | Petroleum Liquids | DFO | Petroleum | 1 | 1997
34359 | Curators of the University of Missouri | 50969 | MU Combined Heat and Power Plant | MO | Boone | NTG1 | Natural Gas Fired Combustion Turbine | NG | Natural Gas Peaker | 17.3 | 2002
34359 | Curators of the University of Missouri | 50969 | MU Combined Heat and Power Plant | MO | Boone | NTG2 | Natural Gas Fired Combustion Turbine | NG | Natural Gas Peaker | 17.3 | 2002
19216 | Tropicana Products Inc | 50971 | Tropicana Products Bradent | FL | Manatee | GEN1 | Natural Gas Fired Combustion Turbine | NG | Natural Gas Peaker | 46.8 | 1990
11716 | Marsh Valley Development Inc | 50972 | Marsh Valley Development | ID | Bannock | 1 | Conventional Hydroelectric | WAT | Hydro | 1.6 | 1993
12981 | Motiva Enterprises LLC | 50973 | Motiva Enterprises Port Arthur Refinery | TX | Jefferson | GN31 | Natural Gas Fired Combined Cycle | NG | Natural Gas Nonpeaker | 10 | 1962
12981 | Motiva Enterprises LLC | 50973 | Motiva Enterprises Port Arthur Refinery | TX | Jefferson | GN32 | Natural Gas Fired Combined Cycle | NG | Natural Gas Nonpeaker | 15.6 | 1957
12981 | Motiva Enterprises LLC | 50973 | Motiva Enterprises Port Arthur Refinery | TX | Jefferson | GN33 | Natural Gas Fired Combined Cycle | NG | Natural Gas Nonpeaker | 25.5 | 1978
12981 | Motiva Enterprises LLC | 50973 | Motiva Enterprises Port Arthur Refinery | TX | Jefferson | GN34 | Natural Gas Fired Combustion Turbine | NG | Natural Gas Peaker | 18.8 | 1970
12981 | Motiva Enterprises LLC | 50973 | Motiva Enterprises Port Arthur Refinery | TX | Jefferson | GN35 | Natural Gas Fired Combined Cycle | NG | Natural Gas Nonpeaker | 40.5 | 1983
12981 | Motiva Enterprises LLC | 50973 | Motiva Enterprises Port Arthur Refinery | TX | Jefferson | GN41 | Natural Gas Fired Combined Cycle | NG | Natural Gas Nonpeaker | 41.6 | 2011
12981 | Motiva Enterprises LLC | 50973 | Motiva Enterprises Port Arthur Refinery | TX | Jefferson | GN42 | Natural Gas Fired Combined Cycle | NG | Natural Gas Nonpeaker | 41.6 | 2011
12981 | Motiva Enterprises LLC | 50973 | Motiva Enterprises Port Arthur Refinery | TX | Jefferson | GN43 | Natural Gas Fired Combined Cycle | NG | Natural Gas Nonpeaker | 41.6 | 2011
12981 | Motiva Enterprises LLC | 50973 | Motiva Enterprises Port Arthur Refinery | TX | Jefferson | GN44 | Natural Gas Fired Combined Cycle | NG | Natural Gas Nonpeaker | 41.6 | 2011
14932 | US Operating Services Company | 50974 | Scrubgrass Generating Company LP | PA | Venango | GEN1 | Conventional Steam Coal | WC | Hard Coal | 94.7 | 1993
14932 | US Operating Services Company | 50976 | Indiantown Cogeneration LP | FL | Martin | GEN1 | Conventional Steam Coal | BIT | Hard Coal | 395.4 | 1995
24202 | Carr Street Generating Sta LP | 50978 | Carr Street Generating Station | NY | Onondaga | GEN1 | Natural Gas Fired Combined Cycle | NG | Natural Gas Nonpeaker | 48.8 | 1993
24202 | Carr Street Generating Sta LP | 50978 | Carr Street Generating Station | NY | Onondaga | GEN2 | Natural Gas Fired Combined Cycle | NG | Natural Gas Nonpeaker | 48.8 | 1993
24202 | Carr Street Generating Sta LP | 50978 | Carr Street Generating Station | NY | Onondaga | GEN3 | Natural Gas Fired Combined Cycle | NG | Natural Gas Nonpeaker | 25 | 1993
3220 | Central Oregon Irrigation Dist | 50980 | Siphon Power Project | OR | Deschutes | GEN1 | Conventional Hydroelectric | WAT | Hydro | 2.7 | 1989
3220 | Central Oregon Irrigation Dist | 50980 | Siphon Power Project | OR | Deschutes | GEN2 | Conventional Hydroelectric | WAT | Hydro | 2.7 | 1989
17711 | Solano County | 50985 | Solano County Cogen Plant | CA | Solano | 3163 | Natural Gas Internal Combustion Engine | NG | Natural Gas Peaker | 1 | 1989
17711 | Solano County | 50985 | Solano County Cogen Plant | CA | Solano | 3164 | Natural Gas Internal Combustion Engine | NG | Natural Gas Peaker | 0.4 | 1989
17711 | Solano County | 50985 | Solano County Cogen Plant | CA | Solano | 3165 | Natural Gas Internal Combustion Engine | NG | Natural Gas Peaker | 1.4 | 2004
17150 | Shorock Hydro Inc | 50987 | Rock Creek I | ID | Twin Falls | GEN1 | Conventional Hydroelectric | WAT | Hydro | 2.1 | 1983
9227 | Ingersall Machine Tools Inc. | 50989 | Ingersoll Milling Machine | IL | Winnebago | 0071 | Natural Gas Fired Combustion Turbine | NG | Natural Gas Peaker | 0.6 | 1988
9227 | Ingersall Machine Tools Inc. | 50989 | Ingersoll Milling Machine | IL | Winnebago | 0072 | Natural Gas Fired Combustion Turbine | NG | Natural Gas Peaker | 0.6 | 1988
9227 | Ingersall Machine Tools Inc. | 50989 | Ingersoll Milling Machine | IL | Winnebago | 0073 | Natural Gas Fired Combustion Turbine | NG | Natural Gas Peaker | 0.6 | 1988
9227 | Ingersall Machine Tools Inc. | 50989 | Ingersoll Milling Machine | IL | Winnebago | 0074 | Natural Gas Fired Combustion Turbine | NG | Natural Gas Peaker | 0.6 | 1988
9227 | Ingersall Machine Tools Inc. | 50989 | Ingersoll Milling Machine | IL | Winnebago | 0075 | Natural Gas Fired Combustion Turbine | NG | Natural Gas Peaker | 0.6 | 1988
9227 | Ingersall Machine Tools Inc. | 50989 | Ingersoll Milling Machine | IL | Winnebago | 0076 | Natural Gas Fired Combustion Turbine | NG | Natural Gas Peaker | 0.8 | 1988
9227 | Ingersall Machine Tools Inc. | 50989 | Ingersoll Milling Machine | IL | Winnebago | 0077 | Natural Gas Fired Combustion Turbine | NG | Natural Gas Peaker | 0.8 | 1988
11637 | Marathon Electric Mfg Corp | 50990 | Marathon Electric | WI | Marathon | P1-1 | Petroleum Liquids | DFO | Petroleum | 0.4 | 1978
11637 | Marathon Electric Mfg Corp | 50990 | Marathon Electric | WI | Marathon | P1-2 | Petroleum Liquids | DFO | Petroleum | 0.4 | 1978
11637 | Marathon Electric Mfg Corp | 50990 | Marathon Electric | WI | Marathon | P2-3 | Petroleum Liquids | DFO | Petroleum | 0.9 | 1982
11637 | Marathon Electric Mfg Corp | 50990 | Marathon Electric | WI | Marathon | P2-4 | Petroleum Liquids | DFO | Petroleum | 0.9 | 1982
3930 | Co-Gen II | 50993 | Co-Gen II LLC | OR | Douglas | GEN1 | Wood/Wood Waste Biomass | WDS | Biomass | 7.5 | 1987
6996 | Western Refining Southwest Inc | 50997 | Gallup Refinery | NM | McKinley | GEN1 | Natural Gas Fired Combustion Turbine | NG | Natural Gas Peaker | 3 | 1990
6996 | Western Refining Southwest Inc | 50997 | Gallup Refinery | NM | McKinley | GEN2 | Natural Gas Fired Combustion Turbine | NG | Natural Gas Peaker | 3 | 1990
39006 | Brookfield White Pine Hydro LLC | 50999 | Aziscohos Hydroelectric Project | ME | Oxford | GEN1 | Conventional Hydroelectric | WAT | Hydro | 6.7 | 1988
11415 | M.A. Patout & Son Limited, LLC | 51008 | Enterprise Sugar Factory | LA | Iberia | 1000 | Other Waste Biomass | AB | Biomass | 1 | 1981
11415 | M.A. Patout & Son Limited, LLC | 51008 | Enterprise Sugar Factory | LA | Iberia | 2000 | Other Waste Biomass | AB | Biomass | 2 | 1981
54824 | SUEZ Energy Generation NA Inc | 51026 | Ryegate Power Station | VT | CALEDONIA | GEN1 | Wood/Wood Waste Biomass | WDS | Biomass | 21.5 | 1992
27769 | Ocean State Power Co | 51030 | Ocean State Power | RI | Providence | GEN1 | Natural Gas Fired Combined Cycle | NG | Natural Gas Nonpeaker | 82.8 | 1990
27769 | Ocean State Power Co | 51030 | Ocean State Power | RI | Providence | GEN2 | Natural Gas Fired Combined Cycle | NG | Natural Gas Nonpeaker | 82.8 | 1990
27769 | Ocean State Power Co | 51030 | Ocean State Power | RI | Providence | GEN3 | Natural Gas Fired Combined Cycle | NG | Natural Gas Nonpeaker | 88.6 | 1990
5914 | Erie Boulevard Hydropower LP | 51033 | West Delaware Tunnel Plant | NY | Sullivan | GEN1 | Conventional Hydroelectric | WAT | Hydro | 7.5 | 1988
10714 | Little Falls Hydroelec Assoc | 51034 | Little Falls Hydro | NY | Herkimer | GEN1 | Conventional Hydroelectric | WAT | Hydro | 6.5 | 1987
10714 | Little Falls Hydroelec Assoc | 51034 | Little Falls Hydro | NY | Herkimer | GEN2 | Conventional Hydroelectric | WAT | Hydro | 6.5 | 1987
8688 | Hofstra University | 51035 | Hofstra University | NY | Nassau | GEN1 | Natural Gas Internal Combustion Engine | NG | Natural Gas Peaker | 1.1 | 1990
8688 | Hofstra University | 51035 | Hofstra University | NY | Nassau | GEN2 | Natural Gas Internal Combustion Engine | NG | Natural Gas Peaker | 1.1 | 1990
56601 | Covanta MacArthur Renewable Energy | 51038 | MacArthur Waste to Energy Facility | NY | Suffolk | GEN1 | Municipal Solid Waste | MSW | Municipal Solid Waste | 12.5 | 1990
5347 | Dow Chemical Co | 52006 | LaO Energy Systems | LA | Iberville | GEN1 | Natural Gas Fired Combined Cycle | NG | Natural Gas Nonpeaker | 57 | 1958
5347 | Dow Chemical Co | 52006 | LaO Energy Systems | LA | Iberville | GEN2 | Natural Gas Fired Combined Cycle | NG | Natural Gas Nonpeaker | 88 | 1962
5347 | Dow Chemical Co | 52006 | LaO Energy Systems | LA | Iberville | GEN3 | Natural Gas Fired Combined Cycle | NG | Natural Gas Nonpeaker | 90 | 1966
5347 | Dow Chemical Co | 52006 | LaO Energy Systems | LA | Iberville | GEN4 | Natural Gas Fired Combined Cycle | NG | Natural Gas Nonpeaker | 76.5 | 1969
5347 | Dow Chemical Co | 52006 | LaO Energy Systems | LA | Iberville | GEN5 | Natural Gas Fired Combined Cycle | NG | Natural Gas Nonpeaker | 76.5 | 1978
5347 | Dow Chemical Co | 52006 | LaO Energy Systems | LA | Iberville | GEN6 | Natural Gas Fired Combined Cycle | NG | Natural Gas Nonpeaker | 76.5 | 1979
5347 | Dow Chemical Co | 52006 | LaO Energy Systems | LA | Iberville | GEN7 | Natural Gas Fired Combined Cycle | NG | Natural Gas Nonpeaker | 125 | 1982
19876 | Virginia Electric & Power Co | 52007 | Mecklenburg Power Station | VA | Mecklenburg | GEN1 | Conventional Steam Coal | BIT | Hard Coal | 69.9 | 1992
19876 | Virginia Electric & Power Co | 52007 | Mecklenburg Power Station | VA | Mecklenburg | GEN2 | Conventional Steam Coal | BIT | Hard Coal | 69.9 | 1992
10875 | Lee County Board-Commissioners | 52010 | Lee County Solid Waste Energy | FL | Lee | GEN1 | Municipal Solid Waste | MSW | Municipal Solid Waste | 39 | 1994
10875 | Lee County Board-Commissioners | 52010 | Lee County Solid Waste Energy | FL | Lee | GEN2 | Municipal Solid Waste | MSW | Municipal Solid Waste | 20 | 2007
2782 | Terra-Gen Operating Company | 52015 | Terra-Gen Dixie Valley | NV | Churchill | GEN1 | Geothermal | GEO | Geothermal | 60.5 | 1998
5310 | Doswell Ltd Partnership | 52019 | Doswell Energy Center | VA | Hanover | GEN1 | Natural Gas Fired Combined Cycle | NG | Natural Gas Nonpeaker | 122 | 1991
5310 | Doswell Ltd Partnership | 52019 | Doswell Energy Center | VA | Hanover | GEN2 | Natural Gas Fired Combined Cycle | NG | Natural Gas Nonpeaker | 122 | 1991
5310 | Doswell Ltd Partnership | 52019 | Doswell Energy Center | VA | Hanover | GEN3 | Natural Gas Fired Combined Cycle | NG | Natural Gas Nonpeaker | 132 | 1991
5310 | Doswell Ltd Partnership | 52019 | Doswell Energy Center | VA | Hanover | GEN4 | Natural Gas Fired Combined Cycle | NG | Natural Gas Nonpeaker | 122 | 1992
5310 | Doswell Ltd Partnership | 52019 | Doswell Energy Center | VA | Hanover | GEN5 | Natural Gas Fired Combined Cycle | NG | Natural Gas Nonpeaker | 122 | 1992
5310 | Doswell Ltd Partnership | 52019 | Doswell Energy Center | VA | Hanover | GEN6 | Natural Gas Fired Combined Cycle | NG | Natural Gas Nonpeaker | 132 | 1992
5310 | Doswell Ltd Partnership | 52019 | Doswell Energy Center | VA | Hanover | GEN7 | Natural Gas Fired Combustion Turbine | NG | Natural Gas Peaker | 187 | 2001
29767 | Illinois Institute-Technology | 52021 | ITT Cogen Facility | IL | COOK | GEN1 | Natural Gas Fired Combustion Turbine | NG | Natural Gas Peaker | 3.7 | 1991
29767 | Illinois Institute-Technology | 52021 | ITT Cogen Facility | IL | COOK | GEN2 | Natural Gas Fired Combustion Turbine | NG | Natural Gas Peaker | 3.7 | 1991
16001 | Rhode Island Hospital | 52024 | Rhode Island Hospital | RI | Providence | GEN2 | Natural Gas Steam Turbine | NG | Natural Gas Peaker | 1.7 | 1974
16001 | Rhode Island Hospital | 52024 | Rhode Island Hospital | RI | Providence | GEN4 | Natural Gas Steam Turbine | NG | Natural Gas Peaker | 1.7 | 1974
16001 | Rhode Island Hospital | 52024 | Rhode Island Hospital | RI | Providence | NEW1 | Natural Gas Steam Turbine | NG | Natural Gas Peaker | 3.5 | 1993
16001 | Rhode Island Hospital | 52024 | Rhode Island Hospital | RI | Providence | NEW3 | Natural Gas Steam Turbine | NG | Natural Gas Peaker | 3.5 | 1993
56516 | Morris Energy Operations Company, LLC | 52026 | Dartmouth Power Associates LP | MA | Bristol | GEN1 | Natural Gas Fired Combined Cycle | NG | Natural Gas Nonpeaker | 45 | 1992
56516 | Morris Energy Operations Company, LLC | 52026 | Dartmouth Power Associates LP | MA | Bristol | GEN2 | Natural Gas Fired Combined Cycle | NG | Natural Gas Nonpeaker | 32 | 1992
56516 | Morris Energy Operations Company, LLC | 52026 | Dartmouth Power Associates LP | MA | Bristol | GEN3 | Natural Gas Fired Combustion Turbine | NG | Natural Gas Peaker | 24.7 | 2009
3608 | Puna Geothermal Venture | 52028 | Puna Geothermal Venture I | HI | Hawaii | OEC11 | Geothermal | GEO | Geothermal | 3.5 | 1992
3608 | Puna Geothermal Venture | 52028 | Puna Geothermal Venture I | HI | Hawaii | OEC12 | Geothermal | GEO | Geothermal | 3.5 | 1992
3608 | Puna Geothermal Venture | 52028 | Puna Geothermal Venture I | HI | Hawaii | OEC13 | Geothermal | GEO | Geothermal | 3.5 | 1992
3608 | Puna Geothermal Venture | 52028 | Puna Geothermal Venture I | HI | Hawaii | OEC14 | Geothermal | GEO | Geothermal | 3.5 | 1992
3608 | Puna Geothermal Venture | 52028 | Puna Geothermal Venture I | HI | Hawaii | OEC15 | Geothermal | GEO | Geothermal | 3.5 | 1992
3608 | Puna Geothermal Venture | 52028 | Puna Geothermal Venture I | HI | Hawaii | OEC21 | Geothermal | GEO | Geothermal | 3.5 | 1992
3608 | Puna Geothermal Venture | 52028 | Puna Geothermal Venture I | HI | Hawaii | OEC22 | Geothermal | GEO | Geothermal | 3.5 | 1992
3608 | Puna Geothermal Venture | 52028 | Puna Geothermal Venture I | HI | Hawaii | OEC23 | Geothermal | GEO | Geothermal | 3.5 | 1992
3608 | Puna Geothermal Venture | 52028 | Puna Geothermal Venture I | HI | Hawaii | OEC24 | Geothermal | GEO | Geothermal | 3.5 | 1992
3608 | Puna Geothermal Venture | 52028 | Puna Geothermal Venture I | HI | Hawaii | OEC25 | Geothermal | GEO | Geothermal | 3.5 | 1992
3608 | Puna Geothermal Venture | 52028 | Puna Geothermal Venture I | HI | Hawaii | OEC31 | Geothermal | GEO | Geothermal | 8 | 2012
3608 | Puna Geothermal Venture | 52028 | Puna Geothermal Venture I | HI | Hawaii | OEC32 | Geothermal | GEO | Geothermal | 8 | 2012
2091 | Phillips 66 | 52031 | Alliance Refinery | LA | Plaquemines | GEN1 | Other Gases | OG | Biomass | 6 | 1971
2091 | Phillips 66 | 52031 | Alliance Refinery | LA | Plaquemines | GEN2 | Other Gases | OG | Biomass | 19 | 1990
59092 | Ampersand Moretown Hydro LLC | 52033 | Moretown Generating Station | VT | Washington | 1 | Conventional Hydroelectric | WAT | Hydro | 1.2 | 1989
2509 | Bunge Foods | 52034 | Bunge Oil | IL | KANKAKEE | 1 | Natural Gas Fired Combustion Turbine | NG | Natural Gas Peaker | 3.5 | 1990
4713 | D/R Hydro Co | 52036 | Yough Hydro Power | PA | SOMERSET | GEN1 | Conventional Hydroelectric | WAT | Hydro | 6.1 | 1989
4713 | D/R Hydro Co | 52036 | Yough Hydro Power | PA | SOMERSET | GEN2 | Conventional Hydroelectric | WAT | Hydro | 6.1 | 1989
31613 | Washington Cnty Wtr Consv Dist | 52039 | Quail Creek Hydro Plant #1 | UT | WASHINGTON | 1 | Conventional Hydroelectric | WAT | Hydro | 2.3 | 1985
19724 | Vanderbilt University | 52048 | Vanderbilt University Power Plant | TN | Davidson | GT1 | Natural Gas Fired Combustion Turbine | NG | Natural Gas Peaker | 5.2 | 2002
19724 | Vanderbilt University | 52048 | Vanderbilt University Power Plant | TN | Davidson | GT2 | Natural Gas Fired Combustion Turbine | NG | Natural Gas Peaker | 5.2 | 2002
19724 | Vanderbilt University | 52048 | Vanderbilt University Power Plant | TN | Davidson | GT3 | Natural Gas Fired Combustion Turbine | NG | Natural Gas Peaker | 7.2 | 2015
4277 | Converse Energy Inc | 52049 | Clifton Dam 3 Power Station | SC | Spartanburg | 1H | Conventional Hydroelectric | WAT | Hydro | 0.7 | 1987
4277 | Converse Energy Inc | 52049 | Clifton Dam 3 Power Station | SC | Spartanburg | 2V | Conventional Hydroelectric | WAT | Hydro | 0.5 | 1985
56355 | LES Project Holdings LLC | 52051 | I 95 Municipal Landfill Phase I | VA | Fairfax | UNT1 | Landfill Gas | LFG | Biomass | 0.8 | 1992
56355 | LES Project Holdings LLC | 52051 | I 95 Municipal Landfill Phase I | VA | Fairfax | UNT2 | Landfill Gas | LFG | Biomass | 0.8 | 1992
56355 | LES Project Holdings LLC | 52051 | I 95 Municipal Landfill Phase I | VA | Fairfax | UNT3 | Landfill Gas | LFG | Biomass | 0.8 | 1992
56355 | LES Project Holdings LLC | 52051 | I 95 Municipal Landfill Phase I | VA | Fairfax | UNT4 | Landfill Gas | LFG | Biomass | 0.8 | 1992
15694 | Rapidan Redevelopment LLC | 52054 | Rapidan Hydro Facility | MN | Blue Earth | GEN1 | Conventional Hydroelectric | WAT | Hydro | 3.4 | 1984
15694 | Rapidan Redevelopment LLC | 52054 | Rapidan Hydro Facility | MN | Blue Earth | GEN2 | Conventional Hydroelectric | WAT | Hydro | 3.4 | 1984
19153 | Nassau Energy Corp | 52056 | Nassau Energy Corp | NY | NASSAU | GT1 | Natural Gas Fired Combined Cycle | NG | Natural Gas Nonpeaker | 43 | 1991
19153 | Nassau Energy Corp | 52056 | Nassau Energy Corp | NY | NASSAU | ST1 | Natural Gas Fired Combined Cycle | NG | Natural Gas Nonpeaker | 12 | 1991
60082 | ECOsponsible LLC | 52057 | Herkimer | NY | Herkimer | 01 | Conventional Hydroelectric | WAT | Hydro | 0.4 | 1987
60082 | ECOsponsible LLC | 52057 | Herkimer | NY | Herkimer | 02 | Conventional Hydroelectric | WAT | Hydro | 0.4 | 1987
60082 | ECOsponsible LLC | 52057 | Herkimer | NY | Herkimer | 03 | Conventional Hydroelectric | WAT | Hydro | 0.4 | 1987
60082 | ECOsponsible LLC | 52057 | Herkimer | NY | Herkimer | 04 | Conventional Hydroelectric | WAT | Hydro | 0.4 | 1987
57184 | Ampersand Mount Ida Hydro LLC | 52058 | Ogdensburg | NY | St Lawrence | 01 | Conventional Hydroelectric | WAT | Hydro | 0.7 | 1987
57184 | Ampersand Mount Ida Hydro LLC | 52058 | Ogdensburg | NY | St Lawrence | 02 | Conventional Hydroelectric | WAT | Hydro | 0.7 | 1987
57184 | Ampersand Mount Ida Hydro LLC | 52058 | Ogdensburg | NY | St Lawrence | 03 | Conventional Hydroelectric | WAT | Hydro | 0.7 | 1987
57184 | Ampersand Mount Ida Hydro LLC | 52058 | Ogdensburg | NY | St Lawrence | 04 | Conventional Hydroelectric | WAT | Hydro | 0.7 | 1987
57184 | Ampersand Mount Ida Hydro LLC | 52058 | Ogdensburg | NY | St Lawrence | 05 | Conventional Hydroelectric | WAT | Hydro | 0.7 | 1987
8153 | Hartford Steam Co | 52061 | Hartford Hospital Cogeneration | CT | HARTFORD | GEN2 | Natural Gas Fired Combined Cycle | NG | Natural Gas Nonpeaker | 4.2 | 1988
8153 | Hartford Steam Co | 52061 | Hartford Hospital Cogeneration | CT | HARTFORD | GEN3 | Natural Gas Fired Combined Cycle | NG | Natural Gas Nonpeaker | 6.2 | 1988
8153 | Hartford Steam Co | 52061 | Hartford Hospital Cogeneration | CT | HARTFORD | GEN4 | Other Natural Gas | NG | Natural Gas Peaker | 1.4 | 2014
59409 | Eco Services Operations LLC | 52063 | Martinez Sulfuric Acid Regeneration Plt | CA | Contra Costa | GEN1 | All Other | WH | Other | 4 | 1978
59409 | Eco Services Operations LLC | 52064 | Dominguez Plant | CA | Los Angeles | GEN1 | All Other | WH | Other | 5 | 1976
59409 | Eco Services Operations LLC | 52065 | Houston Plant | TX | Harris | GEN1 | All Other | WH | Other | 6 | 1977
59409 | Eco Services Operations LLC | 52065 | Houston Plant | TX | Harris | GEN2 | All Other | WH | Other | 1.5 | 1970
57280 | Eagle Creek RE LLC | 52068 | Great Falls Hydro Project | NJ | Passaic | GEN1 | Conventional Hydroelectric | WAT | Hydro | 4.1 | 1985
57280 | Eagle Creek RE LLC | 52068 | Great Falls Hydro Project | NJ | Passaic | GEN2 | Conventional Hydroelectric | WAT | Hydro | 4.1 | 1985
57280 | Eagle Creek RE LLC | 52068 | Great Falls Hydro Project | NJ | Passaic | GEN3 | Conventional Hydroelectric | WAT | Hydro | 4.1 | 1985
22337 | Alcoa World Alumina LLC | 52069 | Point Comfort Operations | TX | Calhoun | GEN1 | Natural Gas Steam Turbine | NG | Natural Gas Peaker | 16 | 1958
22337 | Alcoa World Alumina LLC | 52069 | Point Comfort Operations | TX | Calhoun | GEN2 | Natural Gas Steam Turbine | NG | Natural Gas Peaker | 16 | 1958
22337 | Alcoa World Alumina LLC | 52069 | Point Comfort Operations | TX | Calhoun | GEN3 | Natural Gas Steam Turbine | NG | Natural Gas Peaker | 16 | 1958
22337 | Alcoa World Alumina LLC | 52069 | Point Comfort Operations | TX | Calhoun | GEN4 | Natural Gas Steam Turbine | NG | Natural Gas Peaker | 15.1 | 1970
57098 | Sandow Power Co LLC | 52071 | Sandow No 5 | TX | Milam | 5 | Conventional Steam Coal | LIG | Lignite | 661.5 | 2010
22218 | U S Army-Radford | 52072 | Radford Army Ammunition Plant | VA | Montgomery | GEN1 | Conventional Steam Coal | BIT | Hard Coal | 6 | 1990
22218 | U S Army-Radford | 52072 | Radford Army Ammunition Plant | VA | Montgomery | GEN2 | Conventional Steam Coal | BIT | Hard Coal | 6 | 1990
22218 | U S Army-Radford | 52072 | Radford Army Ammunition Plant | VA | Montgomery | GEN3 | Conventional Steam Coal | BIT | Hard Coal | 6 | 1990
22218 | U S Army-Radford | 52072 | Radford Army Ammunition Plant | VA | Montgomery | GEN4 | Conventional Steam Coal | BIT | Hard Coal | 6 | 1990
19524 | University of California-LA | 52073 | UCLA So Campus Cogen Project | CA | LOS ANGELES | GEN1 | Natural Gas Fired Combined Cycle | NG | Natural Gas Nonpeaker | 14.5 | 1993
19524 | University of California-LA | 52073 | UCLA So Campus Cogen Project | CA | LOS ANGELES | GEN2 | Natural Gas Fired Combined Cycle | NG | Natural Gas Nonpeaker | 14.5 | 1993
19524 | University of California-LA | 52073 | UCLA So Campus Cogen Project | CA | LOS ANGELES | GEN3 | Natural Gas Fired Combined Cycle | NG | Natural Gas Nonpeaker | 14 | 1993
54713 | Chevron USA Inc | 52076 | McKittrick Cogen | CA | KERN | UNIT1 | Natural Gas Fired Combustion Turbine | NG | Natural Gas Peaker | 6 | 2012
54713 | Chevron USA Inc | 52076 | McKittrick Cogen | CA | KERN | UNIT2 | Natural Gas Fired Combustion Turbine | NG | Natural Gas Peaker | 6 | 2012
164 | AERA Energy LLC | 52077 | Lost Hills Cogeneration Plant | CA | Kern | GEN4 | Natural Gas Fired Combustion Turbine | NG | Natural Gas Peaker | 3.5 | 1985
164 | AERA Energy LLC | 52077 | Lost Hills Cogeneration Plant | CA | Kern | GEN5 | Natural Gas Fired Combustion Turbine | NG | Natural Gas Peaker | 3.5 | 1985
164 | AERA Energy LLC | 52077 | Lost Hills Cogeneration Plant | CA | Kern | GEN6 | Natural Gas Fired Combustion Turbine | NG | Natural Gas Peaker | 3.5 | 1985
54713 | Chevron USA Inc | 52078 | North Midway Cogen | CA | Kern | GEN7 | Natural Gas Fired Combustion Turbine | NG | Natural Gas Peaker | 3.5 | 1986
54713 | Chevron USA Inc | 52078 | North Midway Cogen | CA | Kern | GEN8 | Natural Gas Fired Combustion Turbine | NG | Natural Gas Peaker | 3.5 | 1986
54713 | Chevron USA Inc | 52078 | North Midway Cogen | CA | Kern | GEN9 | Natural Gas Fired Combustion Turbine | NG | Natural Gas Peaker | 3.5 | 1986
54713 | Chevron USA Inc | 52081 | Cymric 31X Cogen | CA | Kern | TG1 | Natural Gas Fired Combustion Turbine | NG | Natural Gas Peaker | 3.4 | 1988
54713 | Chevron USA Inc | 52081 | Cymric 31X Cogen | CA | Kern | TG2 | Natural Gas Fired Combustion Turbine | NG | Natural Gas Peaker | 3.4 | 1988
54713 | Chevron USA Inc | 52082 | Cymric 6Z Cogen | CA | Kern | TG1 | Natural Gas Fired Combustion Turbine | NG | Natural Gas Peaker | 3.4 | 1986
54713 | Chevron USA Inc | 52082 | Cymric 6Z Cogen | CA | Kern | TG2 | Natural Gas Fired Combustion Turbine | NG | Natural Gas Peaker | 3.4 | 1986
54713 | Chevron USA Inc | 52083 | Coalinga 6C Cogen | CA | Fresno | TG1 | Natural Gas Fired Combustion Turbine | NG | Natural Gas Peaker | 3.4 | 1989
54713 | Chevron USA Inc | 52083 | Coalinga 6C Cogen | CA | Fresno | TG2 | Natural Gas Fired Combustion Turbine | NG | Natural Gas Peaker | 3.4 | 1989
54713 | Chevron USA Inc | 52085 | Taft 26C Cogen | CA | Kern | TG1 | Natural Gas Fired Combustion Turbine | NG | Natural Gas Peaker | 3.1 | 1982
54713 | Chevron USA Inc | 52085 | Taft 26C Cogen | CA | Kern | TG2 | Natural Gas Fired Combustion Turbine | NG | Natural Gas Peaker | 3.1 | 1982
54713 | Chevron USA Inc | 52085 | Taft 26C Cogen | CA | Kern | TG3 | Natural Gas Fired Combustion Turbine | NG | Natural Gas Peaker | 3.1 | 1982
54713 | Chevron USA Inc | 52085 | Taft 26C Cogen | CA | Kern | TG4 | Natural Gas Fired Combustion Turbine | NG | Natural Gas Peaker | 3.1 | 1982
54713 | Chevron USA Inc | 52086 | Coalinga 25D Cogen | CA | FRESNO | TG1 | Natural Gas Fired Combustion Turbine | NG | Natural Gas Peaker | 3.4 | 1986
54713 | Chevron USA Inc | 52086 | Coalinga 25D Cogen | CA | FRESNO | TG2 | Natural Gas Fired Combustion Turbine | NG | Natural Gas Peaker | 3.4 | 1986
54713 | Chevron USA Inc | 52086 | Coalinga 25D Cogen | CA | FRESNO | TG3 | Natural Gas Fired Combustion Turbine | NG | Natural Gas Peaker | 3.4 | 1987
54713 | Chevron USA Inc | 52086 | Coalinga 25D Cogen | CA | FRESNO | TG4 | Natural Gas Fired Combustion Turbine | NG | Natural Gas Peaker | 3.4 | 1987
19876 | Virginia Electric & Power Co | 52087 | Elizabeth River Power Station | VA | Chesapeake City | GEN1 | Natural Gas Fired Combustion Turbine | NG | Natural Gas Peaker | 129.6 | 1992
19876 | Virginia Electric & Power Co | 52087 | Elizabeth River Power Station | VA | Chesapeake City | GEN2 | Natural Gas Fired Combustion Turbine | NG | Natural Gas Peaker | 129.6 | 1992
19876 | Virginia Electric & Power Co | 52087 | Elizabeth River Power Station | VA | Chesapeake City | GEN3 | Natural Gas Fired Combustion Turbine | NG | Natural Gas Peaker | 129.6 | 1992
22652 | Texas City Cogeneration LLC | 52088 | Texas City Power Plant | TX | Galveston | GEN1 | Natural Gas Fired Combined Cycle | NG | Natural Gas Nonpeaker | 141 | 1987
22652 | Texas City Cogeneration LLC | 52088 | Texas City Power Plant | TX | Galveston | GEN2 | Natural Gas Fired Combined Cycle | NG | Natural Gas Nonpeaker | 103 | 1987
22652 | Texas City Cogeneration LLC | 52088 | Texas City Power Plant | TX | Galveston | GEN3 | Natural Gas Fired Combined Cycle | NG | Natural Gas Nonpeaker | 103 | 1987
22652 | Texas City Cogeneration LLC | 52088 | Texas City Power Plant | TX | Galveston | GEN4 | Natural Gas Fired Combined Cycle | NG | Natural Gas Nonpeaker | 103 | 1987
57151 | Celanese Acetate LLC | 52089 | Celanese Acetate LLC | VA | Giles | GEN1 | Natural Gas Steam Turbine | NG | Natural Gas Peaker | 6 | 1942
57151 | Celanese Acetate LLC | 52089 | Celanese Acetate LLC | VA | Giles | GEN2 | Natural Gas Steam Turbine | NG | Natural Gas Peaker | 6 | 1942
57151 | Celanese Acetate LLC | 52089 | Celanese Acetate LLC | VA | Giles | GEN3 | Natural Gas Steam Turbine | NG | Natural Gas Peaker | 6 | 1944
57151 | Celanese Acetate LLC | 52089 | Celanese Acetate LLC | VA | Giles | GEN4 | Natural Gas Steam Turbine | NG | Natural Gas Peaker | 9.2 | 1966
1569 | Berry Petroleum Co | 52096 | Berry Placerita Cogen | CA | Los Angeles | GEN1 | Natural Gas Fired Combustion Turbine | NG | Natural Gas Peaker | 21.4 | 1990
1569 | Berry Petroleum Co | 52096 | Berry Placerita Cogen | CA | Los Angeles | GEN2 | Natural Gas Fired Combustion Turbine | NG | Natural Gas Peaker | 21.4 | 1990
14155 | Orange County Sanitation Dist | 52099 | Plant No 2 Orange County | CA | Orange | GEN1 | Other Waste Biomass | OBG | Biomass | 3 | 1993
14155 | Orange County Sanitation Dist | 52099 | Plant No 2 Orange County | CA | Orange | GEN2 | Other Waste Biomass | OBG | Biomass | 3 | 1993
14155 | Orange County Sanitation Dist | 52099 | Plant No 2 Orange County | CA | Orange | GEN3 | Other Waste Biomass | OBG | Biomass | 3 | 1993
14155 | Orange County Sanitation Dist | 52099 | Plant No 2 Orange County | CA | Orange | GEN4 | Other Waste Biomass | OBG | Biomass | 3 | 1993
14155 | Orange County Sanitation Dist | 52099 | Plant No 2 Orange County | CA | Orange | GEN5 | Other Waste Biomass | OBG | Biomass | 3 | 1993
14155 | Orange County Sanitation Dist | 52099 | Plant No 2 Orange County | CA | Orange | GEN6 | Other Waste Biomass | OBG | Biomass | 1 | 1993
54713 | Chevron USA Inc | 52104 | Cymric 36W Cogen | CA | Kern | GEN1 | Natural Gas Fired Combustion Turbine | NG | Natural Gas Peaker | 3.1 | 1982
54713 | Chevron USA Inc | 52104 | Cymric 36W Cogen | CA | Kern | GEN2 | Natural Gas Fired Combustion Turbine | NG | Natural Gas Peaker | 3.1 | 1982
54713 | Chevron USA Inc | 52104 | Cymric 36W Cogen | CA | Kern | GEN3 | Natural Gas Fired Combustion Turbine | NG | Natural Gas Peaker | 3.1 | 1982
54713 | Chevron USA Inc | 52104 | Cymric 36W Cogen | CA | Kern | GEN4 | Natural Gas Fired Combustion Turbine | NG | Natural Gas Peaker | 3.1 | 1982
18340 | PES | 52106 | Philadelphia Refinery | PA | Philadelphia | GEN1 | Other Gases | OG | Biomass | 10 | 1952
18340 | PES | 52106 | Philadelphia Refinery | PA | Philadelphia | GEN2 | Other Gases | OG | Biomass | 10 | 1952
18340 | PES | 52106 | Philadelphia Refinery | PA | Philadelphia | GEN3 | Other Gases | OG | Biomass | 10 | 1952
54713 | Chevron USA Inc | 52107 | Kern River Eastridge Cogen | CA | Kern | 101A | Natural Gas Fired Combustion Turbine | NG | Natural Gas Peaker | 24.4 | 1988
54713 | Chevron USA Inc | 52107 | Kern River Eastridge Cogen | CA | Kern | 101B | Natural Gas Fired Combustion Turbine | NG | Natural Gas Peaker | 24.4 | 1988
49732 | Chevron Products Company-Richmond | 52109 | Richmond Cogen | CA | Contra Costa | GEN1 | Natural Gas Fired Combined Cycle | NG | Natural Gas Nonpeaker | 62.6 | 1992
49732 | Chevron Products Company-Richmond | 52109 | Richmond Cogen | CA | Contra Costa | GEN2 | Natural Gas Fired Combined Cycle | NG | Natural Gas Nonpeaker | 62.6 | 1992
49732 | Chevron Products Company-Richmond | 52109 | Richmond Cogen | CA | Contra Costa | GEN5 | Other Gases | OG | Biomass | 30.4 | 2006
4361 | Ingredion Inc - Stockton | 52115 | Ingredion Stockton | CA | SAN JOAQUIN | GEN1 | Natural Gas Fired Combustion Turbine | NG | Natural Gas Peaker | 2.8 | 1984
19876 | Virginia Electric & Power Co | 52118 | Multitrade of Pittsylvania LP | VA | Pittsylvania | GEN1 | Wood/Wood Waste Biomass | WDS | Biomass | 45 | 1994
19876 | Virginia Electric & Power Co | 52118 | Multitrade of Pittsylvania LP | VA | Pittsylvania | GEN2 | Wood/Wood Waste Biomass | WDS | Biomass | 45 | 1994
59875 | Olin Blue Cube Operations | 52120 | Freeport Energy | TX | Brazoria | G-37 | Natural Gas Fired Combustion Turbine | NG | Natural Gas Peaker | 75 | 1978
59875 | Olin Blue Cube Operations | 52120 | Freeport Energy | TX | Brazoria | G-61 | Natural Gas Fired Combined Cycle | NG | Natural Gas Nonpeaker | 94.5 | 1982
59875 | Olin Blue Cube Operations | 52120 | Freeport Energy | TX | Brazoria | G-63 | Natural Gas Fired Combined Cycle | NG | Natural Gas Nonpeaker | 94.5 | 1982
59875 | Olin Blue Cube Operations | 52120 | Freeport Energy | TX | Brazoria | G-64 | Natural Gas Fired Combined Cycle | NG | Natural Gas Nonpeaker | 64.8 | 1987
59875 | Olin Blue Cube Operations | 52120 | Freeport Energy | TX | Brazoria | G-65 | Natural Gas Fired Combined Cycle | NG | Natural Gas Nonpeaker | 111.3 | 1984
59875 | Olin Blue Cube Operations | 52120 | Freeport Energy | TX | Brazoria | G-66 | Natural Gas Fired Combined Cycle | NG | Natural Gas Nonpeaker | 119 | 1983
59875 | Olin Blue Cube Operations | 52120 | Freeport Energy | TX | Brazoria | G-67 | Natural Gas Fired Combined Cycle | NG | Natural Gas Nonpeaker | 119 | 1984
429 | Occidental Permian Ltd | 52122 | Wasson CO2 Removal Plant | TX | Yoakum | GEN1 | Natural Gas Fired Combustion Turbine | NG | Natural Gas Peaker | 23.4 | 1988
56079 | Vanguard Natural Resources LLC | 52127 | Elk Basin Gasoline Plant | WY | Park | GEN1 | Other Gases | OG | Biomass | 1 | 1948
56079 | Vanguard Natural Resources LLC | 52127 | Elk Basin Gasoline Plant | WY | Park | GEN2 | Other Gases | OG | Biomass | 1 | 1948
44466 | BP PLC | 52130 | Whiting Refinery | IN | LAKE | 31TG | Other Gases | OG | Biomass | 12.5 | 1948
44466 | BP PLC | 52130 | Whiting Refinery | IN | LAKE | 32TG | Other Gases | OG | Biomass | 12.5 | 1948
44466 | BP PLC | 52130 | Whiting Refinery | IN | LAKE | 33TG | Other Gases | OG | Biomass | 18.8 | 1955
44466 | BP PLC | 52130 | Whiting Refinery | IN | LAKE | 34TG | Other Gases | OG | Biomass | 10 | 1955
44466 | BP PLC | 52130 | Whiting Refinery | IN | LAKE | 35TG | Other Gases | OG | Biomass | 30 | 1980
17566 | South Houston Green Power LLC | 52132 | Power Station 4 | TX | Galveston | GEN1 | Natural Gas Fired Combined Cycle | NG | Natural Gas Nonpeaker | 78.2 | 1986
17566 | South Houston Green Power LLC | 52132 | Power Station 4 | TX | Galveston | GEN2 | Natural Gas Fired Combined Cycle | NG | Natural Gas Nonpeaker | 78.2 | 1986
17566 | South Houston Green Power LLC | 52132 | Power Station 4 | TX | Galveston | GEN3 | Natural Gas Fired Combined Cycle | NG | Natural Gas Nonpeaker | 34.7 | 1986
18668 | Tesoro Refining and Marketing Co LLC | 52133 | Tesoro Mandan Cogeneration Plant | ND | Morton | GEN1 | Other Gases | OG | Biomass | 2.5 | 1954
18668 | Tesoro Refining and Marketing Co LLC | 52133 | Tesoro Mandan Cogeneration Plant | ND | Morton | GEN2 | Other Gases | OG | Biomass | 2.5 | 1954
18668 | Tesoro Refining and Marketing Co LLC | 52133 | Tesoro Mandan Cogeneration Plant | ND | Morton | GEN3 | Other Gases | OG | Biomass | 2.5 | 1958
34691 | Ormat Nevada Inc | 52138 | Steamboat 1A Power Plant | NV | Washoe | DE31 | Geothermal | GEO | Geothermal | 1.2 | 1988
34691 | Ormat Nevada Inc | 52138 | Steamboat 1A Power Plant | NV | Washoe | DE32 | Geothermal | GEO | Geothermal | 1.2 | 1988
8009 | International Paper Co | 52140 | International Paper Prattville Mill | AL | Autauga | GEN1 | Wood/Wood Waste Biomass | BLQ | Biomass | 40.5 | 1967
8009 | International Paper Co | 52140 | International Paper Prattville Mill | AL | Autauga | GEN2 | Wood/Wood Waste Biomass | BLQ | Biomass | 49.3 | 1980
2770 | Terra-Gen Operating Co LLC | 52142 | Mojave 4 | CA | Kern | GEN1 | Onshore Wind Turbine | WND | Wind | 29 | 1990
2770 | Terra-Gen Operating Co LLC | 52143 | Mojave 3 | CA | Kern | GEN1 | Onshore Wind Turbine | WND | Wind | 23.5 | 1990
2770 | Terra-Gen Operating Co LLC | 52144 | Mojave 5 | CA | Kern | GEN1 | Onshore Wind Turbine | WND | Wind | 22.5 | 1990
3221 | CPKelco U S Inc | 52147 | C P Kelco San Diego Plant | CA | San Diego | GEN1 | Natural Gas Fired Combustion Turbine | NG | Natural Gas Peaker | 8 | 1983
3221 | CPKelco U S Inc | 52147 | C P Kelco San Diego Plant | CA | San Diego | GEN2 | Natural Gas Fired Combustion Turbine | NG | Natural Gas Peaker | 10 | 1983
3221 | CPKelco U S Inc | 52147 | C P Kelco San Diego Plant | CA | San Diego | GEN3 | Natural Gas Fired Combustion Turbine | NG | Natural Gas Peaker | 10 | 1983
12320 | Merck & Co Inc | 52148 | Elkton | VA | Rockingham | GEN1 | Natural Gas Steam Turbine | NG | Natural Gas Peaker | 7.2 | 1982
12320 | Merck & Co Inc | 52148 | Elkton | VA | Rockingham | GEN2 | Petroleum Liquids | DFO | Petroleum | 0.9 | 1982
12320 | Merck & Co Inc | 52148 | Elkton | VA | Rockingham | GEN5 | Natural Gas Steam Turbine | NG | Natural Gas Peaker | 0.4 | 1982
12303 | Merck & Co Inc-West Point | 52149 | West Point (PA) | PA | Montgomery | COG3 | Natural Gas Fired Combustion Turbine | NG | Natural Gas Peaker | 38.4 | 2001
12303 | Merck & Co Inc-West Point | 52149 | West Point (PA) | PA | Montgomery | GEN2 | Natural Gas Fired Combustion Turbine | NG | Natural Gas Peaker | 32.3 | 1989
12303 | Merck & Co Inc-West Point | 52149 | West Point (PA) | PA | Montgomery | GEN3 | Petroleum Liquids | DFO | Petroleum | 2.5 | 1972
12303 | Merck & Co Inc-West Point | 52149 | West Point (PA) | PA | Montgomery | GEN4 | Natural Gas Internal Combustion Engine | NG | Natural Gas Peaker | 1.7 | 1995
12303 | Merck & Co Inc-West Point | 52149 | West Point (PA) | PA | Montgomery | GEN5 | Petroleum Liquids | DFO | Petroleum | 1.2 | 1994
12303 | Merck & Co Inc-West Point | 52149 | West Point (PA) | PA | Montgomery | GEN6 | Petroleum Liquids | DFO | Petroleum | 1.2 | 1993
12303 | Merck & Co Inc-West Point | 52149 | West Point (PA) | PA | Montgomery | GEN7 | Natural Gas Internal Combustion Engine | NG | Natural Gas Peaker | 0.7 | 1994
12303 | Merck & Co Inc-West Point | 52149 | West Point (PA) | PA | Montgomery | GEN8 | Natural Gas Internal Combustion Engine | NG | Natural Gas Peaker | 1 | 1999
12303 | Merck & Co Inc-West Point | 52149 | West Point (PA) | PA | Montgomery | GEN9 | Natural Gas Internal Combustion Engine | NG | Natural Gas Peaker | 1.3 | 2004
12303 | Merck & Co Inc-West Point | 52149 | West Point (PA) | PA | Montgomery | GN10 | Natural Gas Internal Combustion Engine | NG | Natural Gas Peaker | 1.3 | 2004
12303 | Merck & Co Inc-West Point | 52149 | West Point (PA) | PA | Montgomery | GN11 | Petroleum Liquids | DFO | Petroleum | 1 | 2010
12303 | Merck & Co Inc-West Point | 52149 | West Point (PA) | PA | Montgomery | GN12 | Petroleum Liquids | DFO | Petroleum | 2 | 2015
12303 | Merck & Co Inc-West Point | 52149 | West Point (PA) | PA | Montgomery | GN13 | Petroleum Liquids | DFO | Petroleum | 2 | 2015
9424 | International Paper Co-Eastovr | 52151 | International Paper Eastover Facility | SC | Richland | GEN1 | Wood/Wood Waste Biomass | BLQ | Biomass | 48.4 | 1984
9424 | International Paper Co-Eastovr | 52151 | International Paper Eastover Facility | SC | Richland | GEN2 | Wood/Wood Waste Biomass | BLQ | Biomass | 61.2 | 1991
9348 | International Paper | 52152 | International Paper Franklin Mill | VA | Isle of Wight | GE10 | Natural Gas Fired Combustion Turbine | NG | Natural Gas Peaker | 46.4 | 1997
9348 | International Paper | 52152 | International Paper Franklin Mill | VA | Isle of Wight | GEN9 | Wood/Wood Waste Biomass | BLQ | Biomass | 36.1 | 1977
11290 | Lacomb Irrigation Dist | 52155 | Lacomb Irrigation District | OR | Linn | GEN1 | Conventional Hydroelectric | WAT | Hydro | 1 | 1986
7160 | Geysers Power Co LLC | 52158 | Aidlin Geothermal Power Plant | CA | Sonoma | GEN1 | Geothermal | GEO | Geothermal | 12.5 | 1989
7160 | Geysers Power Co LLC | 52158 | Aidlin Geothermal Power Plant | CA | Sonoma | GEN2 | Geothermal | GEO | Geothermal | 12.5 | 1989
2770 | Terra-Gen Operating Co LLC | 52160 | Victory Garden Phase IV LLC | CA | Kern | WGNS | Onshore Wind Turbine | WND | Wind | 22 | 1990
2770 | Terra-Gen Operating Co LLC | 52161 | Terra-Gen 251 Wind LLC | CA | Kern | WGNS | Onshore Wind Turbine | WND | Wind | 18.4 | 1987
19740 | AES Wind Generation Inc | 52162 | 85 A | CA | Kern | WGNS | Onshore Wind Turbine | WND | Wind | 14.1 | 1985
19740 | AES Wind Generation Inc | 52163 | 85 B | CA | Kern | WTGN | Onshore Wind Turbine | WND | Wind | 21.2 | 1985
19740 | AES Wind Generation Inc | 52165 | Helzel & Schwarzhoff 88 Wind Farm | CA | KERN | WGNS | Onshore Wind Turbine | WND | Wind | 1.8 | 1986
59386 | Ampersand Collins Hydro LLC | 52166 | Collins Facility | MA | Hampden | 1 | Conventional Hydroelectric | WAT | Hydro | 0.6 | 1985
59386 | Ampersand Collins Hydro LLC | 52166 | Collins Facility | MA | Hampden | 2 | Conventional Hydroelectric | WAT | Hydro | 0.6 | 1985
24210 | Riverbay Corp | 52168 | Riverbay | NY | Bronx | GEN2 | Natural Gas Steam Turbine | NG | Natural Gas Peaker | 16 | 2011
24210 | Riverbay Corp | 52168 | Riverbay | NY | Bronx | GEN3 | Natural Gas Fired Combustion Turbine | NG | Natural Gas Peaker | 12.9 | 2011
24210 | Riverbay Corp | 52168 | Riverbay | NY | Bronx | GEN4 | Natural Gas Fired Combustion Turbine | NG | Natural Gas Peaker | 12.9 | 2011
24210 | Riverbay Corp | 52168 | Riverbay | NY | Bronx | U0007 | Petroleum Liquids | DFO | Petroleum | 1.7 | 2011
12687 | Midway-Sunset Cogeneration Co | 52169 | Midway Sunset Cogen | CA | Kern | A | Natural Gas Fired Combustion Turbine | NG | Natural Gas Peaker | 78 | 1989
12687 | Midway-Sunset Cogeneration Co | 52169 | Midway Sunset Cogen | CA | Kern | B | Natural Gas Fired Combustion Turbine | NG | Natural Gas Peaker | 78 | 1989
12687 | Midway-Sunset Cogeneration Co | 52169 | Midway Sunset Cogen | CA | Kern | C | Natural Gas Fired Combustion Turbine | NG | Natural Gas Peaker | 78 | 1989
56838 | KEI (Maine) Power Management (III) LLC | 52171 | Upper Barker | ME | Androscoggin | GEN1 | Conventional Hydroelectric | WAT | Hydro | 1 | 1987
42659 | Pennsylvania Renewable Resources | 52173 | Conemaugh Hydro Plant | PA | Westmoreland | GEN1 | Conventional Hydroelectric | WAT | Hydro | 7.5 | 1989
42659 | Pennsylvania Renewable Resources | 52173 | Conemaugh Hydro Plant | PA | Westmoreland | GEN2 | Conventional Hydroelectric | WAT | Hydro | 7.5 | 1989
56677 | Cyrq Energy Corp | 52174 | Soda Lake Geothermal No I II | NV | Churchill | OE11 | Geothermal | GEO | Geothermal | 1.2 | 1987
56677 | Cyrq Energy Corp | 52174 | Soda Lake Geothermal No I II | NV | Churchill | OE12 | Geothermal | GEO | Geothermal | 1.2 | 1987
56677 | Cyrq Energy Corp | 52174 | Soda Lake Geothermal No I II | NV | Churchill | OE13 | Geothermal | GEO | Geothermal | 1.2 | 1987
56677 | Cyrq Energy Corp | 52174 | Soda Lake Geothermal No I II | NV | Churchill | OE21 | Geothermal | GEO | Geothermal | 1.5 | 1990
56677 | Cyrq Energy Corp | 52174 | Soda Lake Geothermal No I II | NV | Churchill | OEC1 | Geothermal | GEO | Geothermal | 3.5 | 1990
56677 | Cyrq Energy Corp | 52174 | Soda Lake Geothermal No I II | NV | Churchill | OEC2 | Geothermal | GEO | Geothermal | 3.5 | 1990
56677 | Cyrq Energy Corp | 52174 | Soda Lake Geothermal No I II | NV | Churchill | OEC3 | Geothermal | GEO | Geothermal | 3.5 | 1990
56677 | Cyrq Energy Corp | 52174 | Soda Lake Geothermal No I II | NV | Churchill | OEC4 | Geothermal | GEO | Geothermal | 3.5 | 1990
56677 | Cyrq Energy Corp | 52174 | Soda Lake Geothermal No I II | NV | Churchill | OEC5 | Geothermal | GEO | Geothermal | 3.5 | 1990
56677 | Cyrq Energy Corp | 52174 | Soda Lake Geothermal No I II | NV | Churchill | OEC6 | Geothermal | GEO | Geothermal | 3.5 | 1990
7168 | CITGO Petroleum Corp | 52175 | CITGO Refinery Powerhouse | LA | Calcasieu | GEN1 | Natural Gas Steam Turbine | NG | Natural Gas Peaker | 25 | 1942
7168 | CITGO Petroleum Corp | 52175 | CITGO Refinery Powerhouse | LA | Calcasieu | GEN2 | Natural Gas Steam Turbine | NG | Natural Gas Peaker | 25 | 1942
7168 | CITGO Petroleum Corp | 52175 | CITGO Refinery Powerhouse | LA | Calcasieu | GEN3 | Natural Gas Steam Turbine | NG | Natural Gas Peaker | 25 | 1969
15300 | Power Resources Ltd | 52176 | C R Wing Cogen Plant | TX | Howard | GEN1 | Natural Gas Fired Combined Cycle | NG | Natural Gas Nonpeaker | 77.5 | 1987
15300 | Power Resources Ltd | 52176 | C R Wing Cogen Plant | TX | Howard | GEN2 | Natural Gas Fired Combined Cycle | NG | Natural Gas Nonpeaker | 77.5 | 1987
15300 | Power Resources Ltd | 52176 | C R Wing Cogen Plant | TX | Howard | GEN3 | Natural Gas Fired Combined Cycle | NG | Natural Gas Nonpeaker | 75 | 1988
18617 | Tesoro Alaska Company LLC | 52184 | Tesoro Kenai Cogeneration Plant | AK | Kenai Peninsula | GEN1 | Natural Gas Fired Combustion Turbine | NG | Natural Gas Peaker | 4.3 | 1988
18617 | Tesoro Alaska Company LLC | 52184 | Tesoro Kenai Cogeneration Plant | AK | Kenai Peninsula | GEN2 | Natural Gas Fired Combustion Turbine | NG | Natural Gas Peaker | 4.3 | 1988
20323 | Wellhead Services Inc | 52186 | Yuba City Cogen Partners | CA | Sutter | GEN1 | Natural Gas Fired Combustion Turbine | NG | Natural Gas Peaker | 49 | 1990
6359 | Falls Creek Hydroelectric Project LP | 52187 | Falls Creek | OR | Linn | GE-1 | Conventional Hydroelectric | WAT | Hydro | 4.1 | 1984
56605 | Delaware City Refining Company LLC | 52193 | Delaware City Plant | DE | New Castle | CT1 | Natural Gas Fired Combustion Turbine | NG | Natural Gas Peaker | 92 | 2000
56605 | Delaware City Refining Company LLC | 52193 | Delaware City Plant | DE | New Castle | CT2 | Natural Gas Fired Combustion Turbine | NG | Natural Gas Peaker | 92 | 2000
56605 | Delaware City Refining Company LLC | 52193 | Delaware City Plant | DE | New Castle | G1 | Other Gases | OG | Biomass | 27.5 | 1956
56605 | Delaware City Refining Company LLC | 52193 | Delaware City Plant | DE | New Castle | G2 | Other Gases | OG | Biomass | 27.5 | 1956
56605 | Delaware City Refining Company LLC | 52193 | Delaware City Plant | DE | New Castle | G3 | Other Gases | OG | Biomass | 75 | 1961
56605 | Delaware City Refining Company LLC | 52193 | Delaware City Plant | DE | New Castle | G4 | Other Gases | OG | Biomass | 10 | 1982
57165 | Otay Landfill Gas LLC | 52204 | Otay | CA | SAN DIEGO | OTA1 | Landfill Gas | LFG | Biomass | 1.8 | 1986
57165 | Otay Landfill Gas LLC | 52204 | Otay | CA | SAN DIEGO | OTA2 | Landfill Gas | LFG | Biomass | 1.8 | 1991
57165 | Otay Landfill Gas LLC | 52204 | Otay | CA | SAN DIEGO | OTA3 | Landfill Gas | LFG | Biomass | 3.3 | 2006
57165 | Otay Landfill Gas LLC | 52204 | Otay | CA | SAN DIEGO | OTA5 | Landfill Gas | LFG | Biomass | 1.6 | 2013
57165 | Otay Landfill Gas LLC | 52204 | Otay | CA | SAN DIEGO | OTA6 | Landfill Gas | LFG | Biomass | 1.6 | 2013
17610 | SP Fiber Technologies LLC | 54004 | WestRock Southeast, LLC. | GA | Laurens | GEN1 | Wood/Wood Waste Biomass | WDS | Biomass | 45 | 1989
17610 | SP Fiber Technologies LLC | 54004 | WestRock Southeast, LLC. | GA | Laurens | GEN2 | Natural Gas Fired Combustion Turbine | NG | Natural Gas Peaker | 37.1 | 1989
12380 | Montana Dept-Natural Res&Consv | 54006 | Broadwater Power Project | MT | Broadwater | GEN1 | Conventional Hydroelectric | WAT | Hydro | 9.7 | 1989
57224 | MM West Covina Energy LLC | 54015 | MM West Covina | CA | Los Angeles | GEN2 | Landfill Gas | LFG | Biomass | 6.8 | 1993
57224 | MM West Covina Energy LLC | 54015 | MM West Covina | CA | Los Angeles | GEN3 | Landfill Gas | LFG | Biomass | 4.9 | 1999
11295 | Los Angeles County-San Gabriel | 54017 | San Gabriel Hydro Project | CA | Los Angeles | U1 | Conventional Hydroelectric | WAT | Hydro | 3.9 | 1987
11295 | Los Angeles County-San Gabriel | 54017 | San Gabriel Hydro Project | CA | Los Angeles | U2 | Conventional Hydroelectric | WAT | Hydro | 1.1 | 1987
6838 | CCI Rensselaer LLC | 54034 | Rensselaer Cogen | NY | RENSSELAER | GEN1 | Natural Gas Fired Combined Cycle | NG | Natural Gas Nonpeaker | 49.2 | 1994
6838 | CCI Rensselaer LLC | 54034 | Rensselaer Cogen | NY | RENSSELAER | GEN2 | Natural Gas Fired Combined Cycle | NG | Natural Gas Nonpeaker | 39 | 1994
55808 | Westmoreland Partners | 54035 | Roanoke Valley Energy Facility I | NC | Halifax | GEN1 | Conventional Steam Coal | BIT | Hard Coal | 182.3 | 1994
34691 | Ormat Nevada Inc | 54038 | Geo East Mesa II | CA | Imperial | GEN1 | Geothermal | GEO | Geothermal | 21.6 | 1989
11127 | Lockport Energy Associates LP | 54041 | Lockport Energy Associates LP | NY | Niagara | GEN1 | Natural Gas Fired Combined Cycle | NG | Natural Gas Nonpeaker | 48.7 | 1992
11127 | Lockport Energy Associates LP | 54041 | Lockport Energy Associates LP | NY | Niagara | GEN2 | Natural Gas Fired Combined Cycle | NG | Natural Gas Nonpeaker | 48.7 | 1992
11127 | Lockport Energy Associates LP | 54041 | Lockport Energy Associates LP | NY | Niagara | GEN3 | Natural Gas Fired Combined Cycle | NG | Natural Gas Nonpeaker | 48.7 | 1992
11127 | Lockport Energy Associates LP | 54041 | Lockport Energy Associates LP | NY | Niagara | GEN4 | Natural Gas Fired Combined Cycle | NG | Natural Gas Nonpeaker | 75.2 | 1992
19528 | University of Illinois | 54044 | University of Illinois Cogen Facility | IL | Cook | CT1 | Natural Gas Fired Combustion Turbine | NG | Natural Gas Peaker | 7.8 | 2002
19528 | University of Illinois | 54044 | University of Illinois Cogen Facility | IL | Cook | CT2 | Natural Gas Fired Combustion Turbine | NG | Natural Gas Peaker | 7.8 | 2002
19528 | University of Illinois | 54044 | University of Illinois Cogen Facility | IL | Cook | CT3 | Natural Gas Fired Combustion Turbine | NG | Natural Gas Peaker | 7.8 | 2002
19528 | University of Illinois | 54044 | University of Illinois Cogen Facility | IL | Cook | GEN1 | Natural Gas Internal Combustion Engine | NG | Natural Gas Peaker | 6.3 | 1993
19528 | University of Illinois | 54044 | University of Illinois Cogen Facility | IL | Cook | GEN2 | Natural Gas Internal Combustion Engine | NG | Natural Gas Peaker | 6.3 | 1993
19528 | University of Illinois | 54044 | University of Illinois Cogen Facility | IL | Cook | GEN3 | Natural Gas Internal Combustion Engine | NG | Natural Gas Peaker | 3.7 | 2000
19528 | University of Illinois | 54044 | University of Illinois Cogen Facility | IL | Cook | GEN4 | Natural Gas Internal Combustion Engine | NG | Natural Gas Peaker | 3.7 | 2000
19528 | University of Illinois | 54044 | University of Illinois Cogen Facility | IL | Cook | RE1 | Natural Gas Internal Combustion Engine | NG | Natural Gas Peaker | 5.5 | 2002
19528 | University of Illinois | 54044 | University of Illinois Cogen Facility | IL | Cook | RE2 | Natural Gas Internal Combustion Engine | NG | Natural Gas Peaker | 5.5 | 2002
19528 | University of Illinois | 54044 | University of Illinois Cogen Facility | IL | Cook | RE3 | Natural Gas Internal Combustion Engine | NG | Natural Gas Peaker | 5.5 | 2002
14584 | Pawtucket Power Associates LP | 54056 | Pawtucket Power Associates | RI | Providence | GEN1 | Natural Gas Fired Combined Cycle | NG | Natural Gas Nonpeaker | 41.8 | 1990
14584 | Pawtucket Power Associates LP | 54056 | Pawtucket Power Associates | RI | Providence | GEN2 | Natural Gas Fired Combined Cycle | NG | Natural Gas Nonpeaker | 27 | 1990
16073 | Riverview Energy Systems | 54057 | Riverview Energy Systems | MI | Wayne | GEN1 | Landfill Gas | LFG | Biomass | 3.3 | 1988
16073 | Riverview Energy Systems | 54057 | Riverview Energy Systems | MI | Wayne | GEN2 | Landfill Gas | LFG | Biomass | 3.3 | 1988
9261 | Indeck-Olean Ltd Partnership | 54076 | Indeck Olean Energy Center | NY | Cattaraugus | GEN1 | Natural Gas Fired Combined Cycle | NG | Natural Gas Nonpeaker | 46 | 1994
9261 | Indeck-Olean Ltd Partnership | 54076 | Indeck Olean Energy Center | NY | Cattaraugus | GEN2 | Natural Gas Fired Combined Cycle | NG | Natural Gas Nonpeaker | 44.6 | 1994
55740 | Spruance Genco LLC | 54081 | Spruance Genco LLC | VA | Richmond City | GEN1 | Conventional Steam Coal | BIT | Hard Coal | 57.4 | 1992
55740 | Spruance Genco LLC | 54081 | Spruance Genco LLC | VA | Richmond City | GEN2 | Conventional Steam Coal | BIT | Hard Coal | 57.4 | 1992
55740 | Spruance Genco LLC | 54081 | Spruance Genco LLC | VA | Richmond City | GEN3 | Conventional Steam Coal | BIT | Hard Coal | 57.4 | 1992
55740 | Spruance Genco LLC | 54081 | Spruance Genco LLC | VA | Richmond City | GEN4 | Conventional Steam Coal | BIT | Hard Coal | 57.4 | 1992
55738 | Verso Paper Androscoggin LLC | 54085 | Androscoggin Mill | ME | Franklin | GEN1 | Wood/Wood Waste Biomass | BLQ | Biomass | 25 | 1964
55738 | Verso Paper Androscoggin LLC | 54085 | Androscoggin Mill | ME | Franklin | GEN2 | Wood/Wood Waste Biomass | BLQ | Biomass | 25 | 1966
55738 | Verso Paper Androscoggin LLC | 54085 | Androscoggin Mill | ME | Franklin | GEN3 | Wood/Wood Waste Biomass | BLQ | Biomass | 30 | 1974
9390 | International Paper Co-GT Mill | 54087 | International Paper Georgetown Mill | SC | Georgetown | GEN1 | Wood/Wood Waste Biomass | BLQ | Biomass | 25.6 | 1966
9390 | International Paper Co-GT Mill | 54087 | International Paper Georgetown Mill | SC | Georgetown | GEN2 | Wood/Wood Waste Biomass | WDS | Biomass | 29.5 | 1984
9390 | International Paper Co-GT Mill | 54087 | International Paper Georgetown Mill | SC | Georgetown | GEN3 | Wood/Wood Waste Biomass | WDS | Biomass | 40.5 | 1984
9312 | IPC-Mansfield Mill | 54091 | Mansfield Mill | LA | DeSoto | GEN1 | Wood/Wood Waste Biomass | BLQ | Biomass | 40 | 1981
9312 | IPC-Mansfield Mill | 54091 | Mansfield Mill | LA | DeSoto | GEN2 | Wood/Wood Waste Biomass | BLQ | Biomass | 40 | 1981
9312 | IPC-Mansfield Mill | 54091 | Mansfield Mill | LA | DeSoto | GEN3 | Wood/Wood Waste Biomass | BLQ | Biomass | 30 | 1981
9312 | IPC-Mansfield Mill | 54091 | Mansfield Mill | LA | DeSoto | GEN4 | Natural Gas Fired Combustion Turbine | NG | Natural Gas Peaker | 25 | 1995
9393 | International Paper Co-Riverdl | 54096 | International Paper Riverdale Mill | AL | Dallas | GEN1 | Wood/Wood Waste Biomass | BLQ | Biomass | 11.6 | 1967
9393 | International Paper Co-Riverdl | 54096 | International Paper Riverdale Mill | AL | Dallas | GEN2 | Wood/Wood Waste Biomass | BLQ | Biomass | 37.4 | 1985
9393 | International Paper Co-Riverdl | 54096 | International Paper Riverdale Mill | AL | Dallas | GEN3 | Natural Gas Fired Combined Cycle | NG | Natural Gas Nonpeaker | 17 | 1994
9393 | International Paper Co-Riverdl | 54096 | International Paper Riverdale Mill | AL | Dallas | GEN4 | Natural Gas Fired Combined Cycle | NG | Natural Gas Nonpeaker | 38.2 | 1994
9385 | International Paper Co | 54097 | International Paper Texarkana Mill | TX | Cass | GEN1 | Wood/Wood Waste Biomass | BLQ | Biomass | 25 | 1972
9385 | International Paper Co | 54097 | International Paper Texarkana Mill | TX | Cass | GEN2 | Wood/Wood Waste Biomass | BLQ | Biomass | 40 | 1977
54738 | Thilmany LLC | 54098 | Kaukauna Paper Mill | WI | Outagamie | GEN1 | Wood/Wood Waste Biomass | BLQ | Biomass | 6 | 1951
54738 | Thilmany LLC | 54098 | Kaukauna Paper Mill | WI | Outagamie | GEN2 | Wood/Wood Waste Biomass | BLQ | Biomass | 11 | 1977
54738 | Thilmany LLC | 54098 | Kaukauna Paper Mill | WI | Outagamie | GEN3 | Wood/Wood Waste Biomass | BLQ | Biomass | 15.6 | 1962
54738 | Thilmany LLC | 54098 | Kaukauna Paper Mill | WI | Outagamie | GEN4 | Conventional Steam Coal | BIT | Hard Coal | 12 | 1967
9350 | IPC-Ticonderoga | 54099 | Ticonderoga Mill | NY | Essex | GEN1 | Wood/Wood Waste Biomass | BLQ | Biomass | 42.1 | 1970
9382 | International Paper Co-Vicksbg | 54100 | International Paper Vicksburg Mill | MS | Warren | GEN1 | Wood/Wood Waste Biomass | BLQ | Biomass | 2.5 | 1967
9382 | International Paper Co-Vicksbg | 54100 | International Paper Vicksburg Mill | MS | Warren | GEN2 | Wood/Wood Waste Biomass | BLQ | Biomass | 48 | 1967
7172 | Georgia-PacificCedar Springs LLC | 54101 | Georgia-Pacific Cedar Springs | GA | Early | GEN1 | Wood/Wood Waste Biomass | BLQ | Biomass | 50 | 1963
7172 | Georgia-PacificCedar Springs LLC | 54101 | Georgia-Pacific Cedar Springs | GA | Early | GEN2 | Wood/Wood Waste Biomass | BLQ | Biomass | 51.2 | 1965
5033 | Domtar Industries Inc | 54103 | Port Edwards Mill | WI | Wood | HG1 | Conventional Hydroelectric | WAT | Hydro | 0.4 | 1913
5033 | Domtar Industries Inc | 54103 | Port Edwards Mill | WI | Wood | HG2 | Conventional Hydroelectric | WAT | Hydro | 0.4 | 1913
5033 | Domtar Industries Inc | 54103 | Port Edwards Mill | WI | Wood | HG3 | Conventional Hydroelectric | WAT | Hydro | 0.4 | 1913
5033 | Domtar Industries Inc | 54103 | Port Edwards Mill | WI | Wood | HG4 | Conventional Hydroelectric | WAT | Hydro | 0.4 | 1913
5033 | Domtar Industries Inc | 54103 | Port Edwards Mill | WI | Wood | HG5 | Conventional Hydroelectric | WAT | Hydro | 0.8 | 1926
5033 | Domtar Industries Inc | 54103 | Port Edwards Mill | WI | Wood | HG6 | Conventional Hydroelectric | WAT | Hydro | 0.8 | 1926
5033 | Domtar Industries Inc | 54103 | Port Edwards Mill | WI | Wood | JHG1 | Conventional Hydroelectric | WAT | Hydro | 1.3 | 1926
5033 | Domtar Industries Inc | 54103 | Port Edwards Mill | WI | Wood | JHG2 | Conventional Hydroelectric | WAT | Hydro | 0.6 | 1938
5033 | Domtar Industries Inc | 54103 | Port Edwards Mill | WI | Wood | JHG3 | Conventional Hydroelectric | WAT | Hydro | 0.6 | 1939
5033 | Domtar Industries Inc | 54103 | Port Edwards Mill | WI | Wood | JHG4 | Conventional Hydroelectric | WAT | Hydro | 0.4 | 1943
5033 | Domtar Industries Inc | 54103 | Port Edwards Mill | WI | Wood | JHG5 | Conventional Hydroelectric | WAT | Hydro | 0.6 | 1977
5262 | Domtar Industries Inc | 54104 | Ashdown | AR | Little River | GEN1 | Wood/Wood Waste Biomass | BLQ | Biomass | 19.5 | 1968
5262 | Domtar Industries Inc | 54104 | Ashdown | AR | Little River | GEN2 | Wood/Wood Waste Biomass | BLQ | Biomass | 47 | 1979
5262 | Domtar Industries Inc | 54104 | Ashdown | AR | Little River | GEN3 | Wood/Wood Waste Biomass | BLQ | Biomass | 45 | 1991
5262 | Domtar Industries Inc | 54104 | Ashdown | AR | Little River | GEN4 | Wood/Wood Waste Biomass | BLQ | Biomass | 45 | 1991
49748 | ORCAL Geothermal, Inc | 54111 | Second Imperial Geothermal | CA | Imperial | GE10 | Geothermal | GEO | Geothermal | 4.5 | 1993
49748 | ORCAL Geothermal, Inc | 54111 | Second Imperial Geothermal | CA | Imperial | GE11 | Geothermal | GEO | Geothermal | 4.5 | 1993
49748 | ORCAL Geothermal, Inc | 54111 | Second Imperial Geothermal | CA | Imperial | GE12 | Geothermal | GEO | Geothermal | 4.5 | 1993
49748 | ORCAL Geothermal, Inc | 54111 | Second Imperial Geothermal | CA | Imperial | GE13 | Geothermal | GEO | Geothermal | 16 | 2006
49748 | ORCAL Geothermal, Inc | 54111 | Second Imperial Geothermal | CA | Imperial | GEN1 | Geothermal | GEO | Geothermal | 3.5 | 1993
49748 | ORCAL Geothermal, Inc | 54111 | Second Imperial Geothermal | CA | Imperial | GEN14 | Geothermal | GEO | Geothermal | 16 | 2008
49748 | ORCAL Geothermal, Inc | 54111 | Second Imperial Geothermal | CA | Imperial | GEN2 | Geothermal | GEO | Geothermal | 3.5 | 1993
49748 | ORCAL Geothermal, Inc | 54111 | Second Imperial Geothermal | CA | Imperial | GEN3 | Geothermal | GEO | Geothermal | 3.5 | 1993
49748 | ORCAL Geothermal, Inc | 54111 | Second Imperial Geothermal | CA | Imperial | GEN4 | Geothermal | GEO | Geothermal | 3.5 | 1993
49748 | ORCAL Geothermal, Inc | 54111 | Second Imperial Geothermal | CA | Imperial | GEN5 | Geothermal | GEO | Geothermal | 3.5 | 1993
49748 | ORCAL Geothermal, Inc | 54111 | Second Imperial Geothermal | CA | Imperial | GEN6 | Geothermal | GEO | Geothermal | 3.5 | 1993
49748 | ORCAL Geothermal, Inc | 54111 | Second Imperial Geothermal | CA | Imperial | GEN7 | Geothermal | GEO | Geothermal | 4.5 | 1993
49748 | ORCAL Geothermal, Inc | 54111 | Second Imperial Geothermal | CA | Imperial | GEN8 | Geothermal | GEO | Geothermal | 4.5 | 1993
49748 | ORCAL Geothermal, Inc | 54111 | Second Imperial Geothermal | CA | Imperial | GEN9 | Geothermal | GEO | Geothermal | 4.5 | 1993
10349 | KIAC Partners | 54114 | Kennedy International Airport Cogen | NY | Queens | GEN1 | Natural Gas Fired Combined Cycle | NG | Natural Gas Nonpeaker | 47.1 | 1994
10349 | KIAC Partners | 54114 | Kennedy International Airport Cogen | NY | Queens | GEN2 | Natural Gas Fired Combined Cycle | NG | Natural Gas Nonpeaker | 47.1 | 1994
10349 | KIAC Partners | 54114 | Kennedy International Airport Cogen | NY | Queens | GEN3 | Natural Gas Fired Combined Cycle | NG | Natural Gas Nonpeaker | 27 | 1995
56839 | KEI (Maine) Power Management (IV) LLC | 54123 | Mechanic Falls | ME | Androscoggin | GEN1 | Conventional Hydroelectric | WAT | Hydro | 1 | 1986
56839 | KEI (Maine) Power Management (IV) LLC | 54123 | Mechanic Falls | ME | Androscoggin | GEN2 | Conventional Hydroelectric | WAT | Hydro | 0.4 | 1986
56837 | KEI (Maine) Power Management (II) LLC | 54124 | Pittsfield Hydro | ME | SOMERSET | GEN1 | Conventional Hydroelectric | WAT | Hydro | 0.4 | 1986
56837 | KEI (Maine) Power Management (II) LLC | 54124 | Pittsfield Hydro | ME | SOMERSET | GEN2 | Conventional Hydroelectric | WAT | Hydro | 0.3 | 1986
56837 | KEI (Maine) Power Management (II) LLC | 54124 | Pittsfield Hydro | ME | SOMERSET | GEN3 | Conventional Hydroelectric | WAT | Hydro | 0.4 | 1986
50136 | North American Energy Services | 54131 | Fortistar North Tonawanda | NY | Niagara | GEN1 | Natural Gas Fired Combined Cycle | NG | Natural Gas Nonpeaker | 38.3 | 1993
50136 | North American Energy Services | 54131 | Fortistar North Tonawanda | NY | Niagara | GEN2 | Natural Gas Fired Combined Cycle | NG | Natural Gas Nonpeaker | 17 | 1993
7595 | Great Lakes Hydro America LLC | 54134 | Great Lakes Hydro America - ME | ME | Penobscot | DOH2 | Conventional Hydroelectric | WAT | Hydro | 1.3 | 1925
7595 | Great Lakes Hydro America LLC | 54134 | Great Lakes Hydro America - ME | ME | Penobscot | DOH3 | Conventional Hydroelectric | WAT | Hydro | 1.3 | 1925
7595 | Great Lakes Hydro America LLC | 54134 | Great Lakes Hydro America - ME | ME | Penobscot | DOH4 | Conventional Hydroelectric | WAT | Hydro | 1.8 | 1925
7595 | Great Lakes Hydro America LLC | 54134 | Great Lakes Hydro America - ME | ME | Penobscot | DOH5 | Conventional Hydroelectric | WAT | Hydro | 5.3 | 1988
7595 | Great Lakes Hydro America LLC | 54134 | Great Lakes Hydro America - ME | ME | Penobscot | DOH6 | Conventional Hydroelectric | WAT | Hydro | 4.1 | 1975
7595 | Great Lakes Hydro America LLC | 54134 | Great Lakes Hydro America - ME | ME | Penobscot | DOH7 | Conventional Hydroelectric | WAT | Hydro | 4.1 | 1975
7595 | Great Lakes Hydro America LLC | 54134 | Great Lakes Hydro America - ME | ME | Penobscot | DOH8 | Conventional Hydroelectric | WAT | Hydro | 3 | 1930
7595 | Great Lakes Hydro America LLC | 54134 | Great Lakes Hydro America - ME | ME | Penobscot | EMH1 | Conventional Hydroelectric | WAT | Hydro | 1.6 | 1948
7595 | Great Lakes Hydro America LLC | 54134 | Great Lakes Hydro America - ME | ME | Penobscot | EMH2 | Conventional Hydroelectric | WAT | Hydro | 1.6 | 1948
7595 | Great Lakes Hydro America LLC | 54134 | Great Lakes Hydro America - ME | ME | Penobscot | EMH3 | Conventional Hydroelectric | WAT | Hydro | 1.6 | 1948
7595 | Great Lakes Hydro America LLC | 54134 | Great Lakes Hydro America - ME | ME | Penobscot | EMH4 | Conventional Hydroelectric | WAT | Hydro | 1.6 | 1948
7595 | Great Lakes Hydro America LLC | 54134 | Great Lakes Hydro America - ME | ME | Penobscot | EMH5 | Conventional Hydroelectric | WAT | Hydro | 1.6 | 1948
7595 | Great Lakes Hydro America LLC | 54134 | Great Lakes Hydro America - ME | ME | Penobscot | EMH6 | Conventional Hydroelectric | WAT | Hydro | 1.6 | 1948
7595 | Great Lakes Hydro America LLC | 54134 | Great Lakes Hydro America - ME | ME | Penobscot | MCH1 | Conventional Hydroelectric | WAT | Hydro | 12.2 | 1953
7595 | Great Lakes Hydro America LLC | 54134 | Great Lakes Hydro America - ME | ME | Penobscot | MCH2 | Conventional Hydroelectric | WAT | Hydro | 12.2 | 1953
7595 | Great Lakes Hydro America LLC | 54134 | Great Lakes Hydro America - ME | ME | Penobscot | MCH3 | Conventional Hydroelectric | WAT | Hydro | 13.2 | 1967
7595 | Great Lakes Hydro America LLC | 54134 | Great Lakes Hydro America - ME | ME | Penobscot | MIH2 | Conventional Hydroelectric | WAT | Hydro | 5.5 | 1917
7595 | Great Lakes Hydro America LLC | 54134 | Great Lakes Hydro America - ME | ME | Penobscot | MIH3 | Conventional Hydroelectric | WAT | Hydro | 5.5 | 1917
7595 | Great Lakes Hydro America LLC | 54134 | Great Lakes Hydro America - ME | ME | Penobscot | MIH4 | Conventional Hydroelectric | WAT | Hydro | 5.1 | 1917
7595 | Great Lakes Hydro America LLC | 54134 | Great Lakes Hydro America - ME | ME | Penobscot | MIH5 | Conventional Hydroelectric | WAT | Hydro | 5.1 | 1921
7595 | Great Lakes Hydro America LLC | 54134 | Great Lakes Hydro America - ME | ME | Penobscot | MIH6 | Conventional Hydroelectric | WAT | Hydro | 5.1 | 1921
7595 | Great Lakes Hydro America LLC | 54134 | Great Lakes Hydro America - ME | ME | Penobscot | MIH7 | Conventional Hydroelectric | WAT | Hydro | 4 | 1921
7595 | Great Lakes Hydro America LLC | 54134 | Great Lakes Hydro America - ME | ME | Penobscot | MIH8 | Conventional Hydroelectric | WAT | Hydro | 5.4 | 1987
7595 | Great Lakes Hydro America LLC | 54134 | Great Lakes Hydro America - ME | ME | Penobscot | MIHI | Conventional Hydroelectric | WAT | Hydro | 5.4 | 1987
7595 | Great Lakes Hydro America LLC | 54134 | Great Lakes Hydro America - ME | ME | Penobscot | NOH1 | Conventional Hydroelectric | WAT | Hydro | 3.2 | 1986
7595 | Great Lakes Hydro America LLC | 54134 | Great Lakes Hydro America - ME | ME | Penobscot | NOH2 | Conventional Hydroelectric | WAT | Hydro | 3.2 | 1986
7595 | Great Lakes Hydro America LLC | 54134 | Great Lakes Hydro America - ME | ME | Penobscot | NOH3 | Conventional Hydroelectric | WAT | Hydro | 3.2 | 1986
7595 | Great Lakes Hydro America LLC | 54134 | Great Lakes Hydro America - ME | ME | Penobscot | WEH1 | Conventional Hydroelectric | WAT | Hydro | 4.8 | 1940
7595 | Great Lakes Hydro America LLC | 54134 | Great Lakes Hydro America - ME | ME | Penobscot | WEH2 | Conventional Hydroelectric | WAT | Hydro | 4.8 | 1940
7595 | Great Lakes Hydro America LLC | 54134 | Great Lakes Hydro America - ME | ME | Penobscot | WEH3 | Conventional Hydroelectric | WAT | Hydro | 4.8 | 1940
7595 | Great Lakes Hydro America LLC | 54134 | Great Lakes Hydro America - ME | ME | Penobscot | WEH4 | Conventional Hydroelectric | WAT | Hydro | 4.8 | 1940
5068 | Denver City & County of | 54142 | Hillcrest Pump Station | CO | Denver | GEN1 | Conventional Hydroelectric | WAT | Hydro | 2 | 1993
56597 | Hydro Kennebec LLC | 54148 | Hydro Kennebec Project | ME | Kennebec | GEN1 | Conventional Hydroelectric | WAT | Hydro | 7.7 | 1989
56597 | Hydro Kennebec LLC | 54148 | Hydro Kennebec Project | ME | Kennebec | GEN2 | Conventional Hydroelectric | WAT | Hydro | 7.7 | 1989
13587 | Nissequoque Cogen Partners | 54149 | Stony Brook Cogen Plant | NY | Suffolk | GEN1 | Natural Gas Fired Combustion Turbine | NG | Natural Gas Peaker | 47 | 1995
9434 | Iowa State University | 54201 | Iowa State University | IA | Story | GEN3 | Conventional Steam Coal | BIT | Hard Coal | 13.2 | 1978
9434 | Iowa State University | 54201 | Iowa State University | IA | Story | GEN4 | Conventional Steam Coal | BIT | Hard Coal | 6.2 | 1960
9434 | Iowa State University | 54201 | Iowa State University | IA | Story | GEN5 | Conventional Steam Coal | BIT | Hard Coal | 11.5 | 1970
9434 | Iowa State University | 54201 | Iowa State University | IA | Story | GEN6 | Conventional Steam Coal | BIT | Hard Coal | 15.1 | 2005
10963 | Lewiston City of | 54202 | Upper Androscoggin | ME | Androscoggin | 1 | Conventional Hydroelectric | WAT | Hydro | 0.7 | 1920
10963 | Lewiston City of | 54202 | Upper Androscoggin | ME | Androscoggin | 2 | Conventional Hydroelectric | WAT | Hydro | 0.5 | 1920
10963 | Lewiston City of | 54202 | Upper Androscoggin | ME | Androscoggin | 3 | Conventional Hydroelectric | WAT | Hydro | 0.4 | 1920
12704 | Mississippi Baptist Medical | 54203 | Mississippi Baptist Medical Center | MS | Hinds | A | Natural Gas Fired Combustion Turbine | NG | Natural Gas Peaker | 4.2 | 1991
56616 | ArcelorMittal Warren Inc | 54207 | ArcelorMittal Warren | OH | Trumbull | GEN1 | Other Gases | OG | Biomass | 3 | 1934
56616 | ArcelorMittal Warren Inc | 54207 | ArcelorMittal Warren | OH | Trumbull | GEN2 | Other Gases | OG | Biomass | 7.5 | 1940
56616 | ArcelorMittal Warren Inc | 54207 | ArcelorMittal Warren | OH | Trumbull | GEN3 | Other Gases | OG | Biomass | 10 | 1981
491 | American Crystal Sugar Co | 54210 | American Crystal Sugar Hillsboro | ND | Traill | G1 | Conventional Steam Coal | SUB | Hard Coal | 13.3 | 1990
491 | American Crystal Sugar Co | 54211 | American Crystal Sugar Moorhead | MN | Clay | G1 | Conventional Steam Coal | SUB | Hard Coal | 3 | 1948
491 | American Crystal Sugar Co | 54211 | American Crystal Sugar Moorhead | MN | Clay | G2 | Conventional Steam Coal | SUB | Hard Coal | 2 | 1961
491 | American Crystal Sugar Co | 54212 | American Crystal Sugar Crookston | MN | Polk | G1 | Conventional Steam Coal | SUB | Hard Coal | 3.5 | 1954
491 | American Crystal Sugar Co | 54212 | American Crystal Sugar Crookston | MN | Polk | G2 | Conventional Steam Coal | SUB | Hard Coal | 3 | 1975
491 | American Crystal Sugar Co | 54213 | American Crystal Sugar Drayton | ND | Pembina | G1 | Conventional Steam Coal | SUB | Hard Coal | 6 | 1965
491 | American Crystal Sugar Co | 54214 | American Crystal Sugar East Grand Forks | MN | Polk | G1 | Conventional Steam Coal | SUB | Hard Coal | 2.5 | 1990
491 | American Crystal Sugar Co | 54214 | American Crystal Sugar East Grand Forks | MN | Polk | G2 | Conventional Steam Coal | SUB | Hard Coal | 5 | 1990
2053 | Bowater Newport Coosa Pines Op | 54216 | U S Alliance Coosa Pines | AL | Talladega | AOW6 | Natural Gas Steam Turbine | NG | Natural Gas Peaker | 12.5 | 1968
2053 | Bowater Newport Coosa Pines Op | 54216 | U S Alliance Coosa Pines | AL | Talladega | GEN7 | Wood/Wood Waste Biomass | BLQ | Biomass | 17.9 | 2007
59479 | Covanta Energy Americas, Inc. | 54219 | Burney Mountain Power | CA | Shasta | GEN1 | Wood/Wood Waste Biomass | WDS | Biomass | 11.4 | 1985
6738 | Franklin Heating Station | 54224 | Franklin Heating Station | MN | Olmsted | DG4 | Petroleum Liquids | DFO | Petroleum | 2 | 2009
6738 | Franklin Heating Station | 54224 | Franklin Heating Station | MN | Olmsted | DG5 | Petroleum Liquids | DFO | Petroleum | 2 | 2011
6738 | Franklin Heating Station | 54224 | Franklin Heating Station | MN | Olmsted | DG6 | Natural Gas Internal Combustion Engine | NG | Natural Gas Peaker | 2.4 | 1982
6738 | Franklin Heating Station | 54224 | Franklin Heating Station | MN | Olmsted | DG7 | Natural Gas Internal Combustion Engine | NG | Natural Gas Peaker | 2.4 | 1982
6738 | Franklin Heating Station | 54224 | Franklin Heating Station | MN | Olmsted | EG1 | Petroleum Liquids | DFO | Petroleum | 2 | 2001
6738 | Franklin Heating Station | 54224 | Franklin Heating Station | MN | Olmsted | EG2 | Petroleum Liquids | DFO | Petroleum | 2 | 2001
6738 | Franklin Heating Station | 54224 | Franklin Heating Station | MN | Olmsted | EG3 | Petroleum Liquids | DFO | Petroleum | 2 | 2001
6738 | Franklin Heating Station | 54224 | Franklin Heating Station | MN | Olmsted | GEN1 | Natural Gas Steam Turbine | NG | Natural Gas Peaker | 2.5 | 1951
6738 | Franklin Heating Station | 54224 | Franklin Heating Station | MN | Olmsted | GEN2 | Natural Gas Steam Turbine | NG | Natural Gas Peaker | 2.5 | 1951
6738 | Franklin Heating Station | 54224 | Franklin Heating Station | MN | Olmsted | GEN3 | Natural Gas Steam Turbine | NG | Natural Gas Peaker | 6.3 | 1968
6738 | Franklin Heating Station | 54224 | Franklin Heating Station | MN | Olmsted | GEN6 | All Other | PUR | Other | 6.5 | 2006
7209 | The Gillette Company | 54225 | Gillette SBMC | MA | Suffolk | CTG3 | Natural Gas Fired Combustion Turbine | NG | Natural Gas Peaker | 7.2 | 2011
7209 | The Gillette Company | 54225 | Gillette SBMC | MA | Suffolk | DG | Petroleum Liquids | DFO | Petroleum | 0.5 | 1991
7209 | The Gillette Company | 54225 | Gillette SBMC | MA | Suffolk | DG2 | Petroleum Liquids | DFO | Petroleum | 0.5 | 1997
7209 | The Gillette Company | 54225 | Gillette SBMC | MA | Suffolk | DG3 | Petroleum Liquids | DFO | Petroleum | 1 | 2000
7209 | The Gillette Company | 54225 | Gillette SBMC | MA | Suffolk | TG2 | Natural Gas Steam Turbine | NG | Natural Gas Peaker | 5 | 1971
5989 | Erving Paper Mills Inc | 54228 | Erving Paper Mills | MA | Franklin | 2 | Natural Gas Steam Turbine | NG | Natural Gas Peaker | 0.6 | 2013
5989 | Erving Paper Mills Inc | 54228 | Erving Paper Mills | MA | Franklin | 3 | Natural Gas Fired Combustion Turbine | NG | Natural Gas Peaker | 5.6 | 2015
14928 | Pfizer Inc | 54236 | Pfizer Groton Plant | CT | New London | GT-1 | Natural Gas Fired Combustion Turbine | NG | Natural Gas Peaker | 10 | 2009
14928 | Pfizer Inc | 54236 | Pfizer Groton Plant | CT | New London | TG 3 | Natural Gas Steam Turbine | NG | Natural Gas Peaker | 10 | 1952
14928 | Pfizer Inc | 54236 | Pfizer Groton Plant | CT | New London | TG 4 | Natural Gas Steam Turbine | NG | Natural Gas Peaker | 10 | 1994
14928 | Pfizer Inc | 54236 | Pfizer Groton Plant | CT | New London | TG5 | Natural Gas Steam Turbine | NG | Natural Gas Peaker | 7.5 | 2001
56652 | DTE Stockton LLC | 54238 | Stockton Biomass | CA | San Joaquin | STG | Wood/Wood Waste Biomass | WDS | Biomass | 54 | 1987
10339 | Kings Bay Naval Base | 54239 | Naval Submarine Base Kings Bay | GA | Camden | 3023 | Petroleum Liquids | DFO | Petroleum | 2.5 | 1984
10339 | Kings Bay Naval Base | 54239 | Naval Submarine Base Kings Bay | GA | Camden | 3024 | Petroleum Liquids | DFO | Petroleum | 2.5 | 1984
10339 | Kings Bay Naval Base | 54239 | Naval Submarine Base Kings Bay | GA | Camden | 3025 | Petroleum Liquids | DFO | Petroleum | 2.5 | 1984
10339 | Kings Bay Naval Base | 54239 | Naval Submarine Base Kings Bay | GA | Camden | 3027 | Petroleum Liquids | DFO | Petroleum | 2.5 | 1988
10339 | Kings Bay Naval Base | 54239 | Naval Submarine Base Kings Bay | GA | Camden | 3028 | Petroleum Liquids | DFO | Petroleum | 2.5 | 1988
10339 | Kings Bay Naval Base | 54239 | Naval Submarine Base Kings Bay | GA | Camden | 3029 | Petroleum Liquids | DFO | Petroleum | 2.5 | 1989
10339 | Kings Bay Naval Base | 54239 | Naval Submarine Base Kings Bay | GA | Camden | 5876 | Petroleum Liquids | DFO | Petroleum | 2.5 | 1988
10339 | Kings Bay Naval Base | 54239 | Naval Submarine Base Kings Bay | GA | Camden | 5877 | Petroleum Liquids | DFO | Petroleum | 2.5 | 1989
10339 | Kings Bay Naval Base | 54239 | Naval Submarine Base Kings Bay | GA | Camden | 5878 | Petroleum Liquids | DFO | Petroleum | 2.5 | 1989
10339 | Kings Bay Naval Base | 54239 | Naval Submarine Base Kings Bay | GA | Camden | 5879 | Petroleum Liquids | DFO | Petroleum | 2.5 | 1989
10339 | Kings Bay Naval Base | 54239 | Naval Submarine Base Kings Bay | GA | Camden | 5880 | Petroleum Liquids | DFO | Petroleum | 2.5 | 1989
10339 | Kings Bay Naval Base | 54239 | Naval Submarine Base Kings Bay | GA | Camden | 5881 | Petroleum Liquids | DFO | Petroleum | 2.5 | 1988
11233 | Louisiana Tech University | 54240 | Louisiana Tech University Power Plant | LA | LINCOLN | TG3 | Natural Gas Fired Combustion Turbine | NG | Natural Gas Peaker | 7.5 | 2004
6013 | Eugene Water & Electric Board | 54249 | Smith Falls Hydro Project | ID | Boundary | GEN1 | Conventional Hydroelectric | WAT | Hydro | 18 | 1990
6013 | Eugene Water & Electric Board | 54249 | Smith Falls Hydro Project | ID | Boundary | GEN2 | Conventional Hydroelectric | WAT | Hydro | 18 | 1990
6013 | Eugene Water & Electric Board | 54249 | Smith Falls Hydro Project | ID | Boundary | GEN3 | Conventional Hydroelectric | WAT | Hydro | 2.1 | 1989
13542 | Newman & Co Inc | 54250 | Newman (PA) | PA | PHILADELPHIA | 001 | Natural Gas Steam Turbine | NG | Natural Gas Peaker | 1.8 | 1964
42744 | Desehutes Valley Water District | 54251 | Opal Springs Hydro | OR | JEFFERSON | 1 | Conventional Hydroelectric | WAT | Hydro | 4.3 | 1985
59099 | New Dimension Energy Company, LLC | 54258 | Westwind Trust | CA | Riverside | WIN1 | Onshore Wind Turbine | WND | Wind | 16 | 1986
21944 | Sonoma County Water Agency | 54261 | Warm Springs Hydro Project | CA | Sonoma | 3385 | Conventional Hydroelectric | WAT | Hydro | 2.7 | 1988
17897 | St Mary's Hospital | 54262 | Saint Marys Hospital Power Plant | MN | Olmsted | 1 | Natural Gas Fired Combined Cycle | NG | Natural Gas Nonpeaker | 4.7 | 1996
17897 | St Mary's Hospital | 54262 | Saint Marys Hospital Power Plant | MN | Olmsted | 4 | Natural Gas Fired Combined Cycle | NG | Natural Gas Nonpeaker | 3 | 1971
17897 | St Mary's Hospital | 54262 | Saint Marys Hospital Power Plant | MN | Olmsted | 5 | Petroleum Liquids | DFO | Petroleum | 2.5 | 1978
17897 | St Mary's Hospital | 54262 | Saint Marys Hospital Power Plant | MN | Olmsted | 6 | Natural Gas Internal Combustion Engine | NG | Natural Gas Peaker | 2.7 | 1989
17897 | St Mary's Hospital | 54262 | Saint Marys Hospital Power Plant | MN | Olmsted | 7 | Petroleum Liquids | DFO | Petroleum | 2.5 | 2011
58835 | Akron Energy Systems LLC | 54265 | Akron Recycle Energy Plant | OH | Summit | 1 | Wood/Wood Waste Biomass | WDS | Biomass | 2 | 1979
58835 | Akron Energy Systems LLC | 54265 | Akron Recycle Energy Plant | OH | Summit | 2 | Wood/Wood Waste Biomass | WDS | Biomass | 2 | 1979
4436 | Covanta Hydro Ops West Inc | 54267 | Koma Kulshan Associates | WA | Whatcom | GEN1 | Conventional Hydroelectric | WAT | Hydro | 12 | 1990
11459 | March Point Cogeneration Co | 54268 | March Point Cogeneration | WA | Skagit | GTG1 | Natural Gas Fired Combustion Turbine | NG | Natural Gas Peaker | 46.6 | 1991
11459 | March Point Cogeneration Co | 54268 | March Point Cogeneration | WA | Skagit | GTG2 | Natural Gas Fired Combustion Turbine | NG | Natural Gas Peaker | 46.6 | 1991
11459 | March Point Cogeneration Co | 54268 | March Point Cogeneration | WA | Skagit | GTG3 | Natural Gas Fired Combustion Turbine | NG | Natural Gas Peaker | 46.6 | 1993
16553 | Saguaro Power Co | 54271 | Saguaro Power | NV | Clark | CTG1 | Natural Gas Fired Combined Cycle | NG | Natural Gas Nonpeaker | 45.1 | 1991
16553 | Saguaro Power Co | 54271 | Saguaro Power | NV | Clark | CTG2 | Natural Gas Fired Combined Cycle | NG | Natural Gas Nonpeaker | 45.1 | 1991
16553 | Saguaro Power Co | 54271 | Saguaro Power | NV | Clark | STG | Natural Gas Fired Combined Cycle | NG | Natural Gas Nonpeaker | 37 | 1991
19541 | University of North Carolina | 54276 | Univ of NC Chapel Hill Cogen Facility | NC | Orange | ES001 | Petroleum Liquids | DFO | Petroleum | 2 | 2007
19541 | University of North Carolina | 54276 | Univ of NC Chapel Hill Cogen Facility | NC | Orange | ES002 | Petroleum Liquids | DFO | Petroleum | 2 | 2007
19541 | University of North Carolina | 54276 | Univ of NC Chapel Hill Cogen Facility | NC | Orange | TG3 | Conventional Steam Coal | BIT | Hard Coal | 28 | 1991
9394 | Interstate Paper LLC | 54281 | Interstate Paper LLC Riceboro | GA | Liberty | 577A | Wood/Wood Waste Biomass | BLQ | Biomass | 14.5 | 1968
31518 | Fort Smith City of | 54283 | Lee Creek Water Treatment Facility | AR | Crawford | 0209 | Conventional Hydroelectric | WAT | Hydro | 1.3 | 1992
8248 | Hastings Lock & Dam | 54285 | Hastings City Hydroelectric | MN | DAKOTA | 1 | Conventional Hydroelectric | WAT | Hydro | 2.2 | 1992
8248 | Hastings Lock & Dam | 54285 | Hastings City Hydroelectric | MN | DAKOTA | 2 | Conventional Hydroelectric | WAT | Hydro | 2.2 | 1992
30067 | Rolls Royce Corp | 54286 | Rolls Royce | IN | Marion | N8OT | Landfill Gas | LFG | Biomass | 5 | 2000
35006 | Cousins Properties Inc | 54290 | Inforum | GA | FULTON | BUG1 | Petroleum Liquids | DFO | Petroleum | 1.3 | 1989
2670 | Sherwin Alumina Company | 54291 | Sherwin Alumina | TX | NUECES | 1 | All Other | PUR | Other | 6 | 1953
2670 | Sherwin Alumina Company | 54291 | Sherwin Alumina | TX | NUECES | 2 | All Other | PUR | Other | 6 | 1953
2670 | Sherwin Alumina Company | 54291 | Sherwin Alumina | TX | NUECES | 3 | All Other | PUR | Other | 6 | 1957
2670 | Sherwin Alumina Company | 54291 | Sherwin Alumina | TX | NUECES | 4 | All Other | PUR | Other | 6 | 1958
18981 | Thomson Corp | 54294 | West Group Data Center | MN | Dakota | 1 | Petroleum Liquids | DFO | Petroleum | 2 | 2005
18981 | Thomson Corp | 54294 | West Group Data Center | MN | Dakota | 2 | Petroleum Liquids | DFO | Petroleum | 2 | 2005
18981 | Thomson Corp | 54294 | West Group Data Center | MN | Dakota | 3 | Petroleum Liquids | DFO | Petroleum | 2 | 2005
18981 | Thomson Corp | 54294 | West Group Data Center | MN | Dakota | 4 | Petroleum Liquids | DFO | Petroleum | 2 | 2005
1752 | Biola University | 54296 | Biola University | CA | Los Angeles | EG1 | Natural Gas Internal Combustion Engine | NG | Natural Gas Peaker | 0.6 | 1990
1752 | Biola University | 54296 | Biola University | CA | Los Angeles | EG2 | Natural Gas Internal Combustion Engine | NG | Natural Gas Peaker | 0.6 | 1990
1752 | Biola University | 54296 | Biola University | CA | Los Angeles | EG3 | Natural Gas Internal Combustion Engine | NG | Natural Gas Peaker | 1 | 2002
11556 | Brookfield Energy Marketing LP | 54298 | Coram Energy LLC (ECT) | CA | Kern | GEWE | Onshore Wind Turbine | WND | Wind | 7.5 | 2005
11556 | Brookfield Energy Marketing LP | 54299 | Coram Energy LLC | CA | Kern | GEWE | Onshore Wind Turbine | WND | Wind | 3 | 2005
11556 | Brookfield Energy Marketing LP | 54300 | CTV Power Purchase Contract Trust | CA | Kern | GEWE | Onshore Wind Turbine | WND | Wind | 4.5 | 2004
11556 | Brookfield Energy Marketing LP | 54300 | CTV Power Purchase Contract Trust | CA | Kern | SX1S | Onshore Wind Turbine | WND | Wind | 0.1 | 1985
12382 | Metropolitan Dist of Hartford | 54301 | Colebrook Hydroelectric | CT | Litchfield | BK1 | Conventional Hydroelectric | WAT | Hydro | 1.5 | 1988
12382 | Metropolitan Dist of Hartford | 54301 | Colebrook Hydroelectric | CT | Litchfield | BK2 | Conventional Hydroelectric | WAT | Hydro | 1.5 | 1988
12382 | Metropolitan Dist of Hartford | 54302 | Goodwin Hydroelectric | CT | Hartford | G1 | Conventional Hydroelectric | WAT | Hydro | 1.6 | 1986
12382 | Metropolitan Dist of Hartford | 54302 | Goodwin Hydroelectric | CT | Hartford | G2 | Conventional Hydroelectric | WAT | Hydro | 1.6 | 1986
1735 | Birchwood Power Partners LP | 54304 | Birchwood Power | VA | King George | 1 | Conventional Steam Coal | BIT | Hard Coal | 258.3 | 1996
20523 | Westward Seafoods Inc | 54305 | Westward Seafoods | AK | Aleutians West | 2 | Petroleum Liquids | DFO | Petroleum | 2.2 | 1991
20523 | Westward Seafoods Inc | 54305 | Westward Seafoods | AK | Aleutians West | 3 | Petroleum Liquids | DFO | Petroleum | 2.2 | 1991
20523 | Westward Seafoods Inc | 54305 | Westward Seafoods | AK | Aleutians West | 4 | Petroleum Liquids | DFO | Petroleum | 2.2 | 1991
8365 | Hazelton/Wilson Joint Venture | 54306 | Wilson Lake Hydroelectric Project | ID | JEROME | 1 | Conventional Hydroelectric | WAT | Hydro | 4.2 | 1993
8365 | Hazelton/Wilson Joint Venture | 54306 | Wilson Lake Hydroelectric Project | ID | JEROME | 2 | Conventional Hydroelectric | WAT | Hydro | 4.2 | 1993
54722 | Grizzly Mountain Ranch | 54308 | Three Forks Water Power Project | CA | Trinity | 1 | Conventional Hydroelectric | WAT | Hydro | 1.3 | 1984
772 | Archer Daniels Midland Co | 54316 | Archer Daniels Midland Southport | NC | Brunswick | GEN1 | Natural Gas Fired Combustion Turbine | NG | Natural Gas Peaker | 18 | 1992
772 | Archer Daniels Midland Co | 54316 | Archer Daniels Midland Southport | NC | Brunswick | GEN2 | Natural Gas Fired Combustion Turbine | NG | Natural Gas Peaker | 17.5 | 1992
772 | Archer Daniels Midland Co | 54316 | Archer Daniels Midland Southport | NC | Brunswick | GEN3 | Natural Gas Fired Combustion Turbine | NG | Natural Gas Peaker | 17 | 1995
7067 | Tata Chemicals Partners | 54318 | General Chemical | WY | Sweetwater | TG1 | Conventional Steam Coal | BIT | Hard Coal | 15 | 1968
7067 | Tata Chemicals Partners | 54318 | General Chemical | WY | Sweetwater | TG2 | Conventional Steam Coal | BIT | Hard Coal | 15 | 1977
7375 | Goodyear Tire & Rubber Co | 54321 | Goodyear Beaumont Chemical Plant | TX | Jefferson | 2N80 | Natural Gas Fired Combustion Turbine | NG | Natural Gas Peaker | 5 | 1999
7375 | Goodyear Tire & Rubber Co | 54321 | Goodyear Beaumont Chemical Plant | TX | Jefferson | 3N80 | Natural Gas Steam Turbine | NG | Natural Gas Peaker | 14.8 | 1987
7375 | Goodyear Tire & Rubber Co | 54321 | Goodyear Beaumont Chemical Plant | TX | Jefferson | N802 | Natural Gas Fired Combustion Turbine | NG | Natural Gas Peaker | 5 | 1999
7375 | Goodyear Tire & Rubber Co | 54321 | Goodyear Beaumont Chemical Plant | TX | Jefferson | N803 | Natural Gas Fired Combustion Turbine | NG | Natural Gas Peaker | 5 | 1999
7375 | Goodyear Tire & Rubber Co | 54321 | Goodyear Beaumont Chemical Plant | TX | Jefferson | N804 | Natural Gas Fired Combustion Turbine | NG | Natural Gas Peaker | 5 | 1999
55810 | Augusta Canal Authority | 54322 | Sibley Mill | GA | Richmond | 2 | Conventional Hydroelectric | WAT | Hydro | 0.6 | 1946
55810 | Augusta Canal Authority | 54322 | Sibley Mill | GA | Richmond | 3 | Conventional Hydroelectric | WAT | Hydro | 0.7 | 1946
55810 | Augusta Canal Authority | 54322 | Sibley Mill | GA | Richmond | 4 | Conventional Hydroelectric | WAT | Hydro | 0.8 | 1946
18452 | Turner Properties Inc | 54323 | CNN Center | GA | Fulton | D4_1 | Petroleum Liquids | DFO | Petroleum | 1.5 | 2001
18452 | Turner Properties Inc | 54323 | CNN Center | GA | Fulton | D4_2 | Petroleum Liquids | DFO | Petroleum | 2 | 2001
18452 | Turner Properties Inc | 54323 | CNN Center | GA | Fulton | D4_3 | Petroleum Liquids | DFO | Petroleum | 2 | 2003
18452 | Turner Properties Inc | 54323 | CNN Center | GA | Fulton | D5_1 | Petroleum Liquids | DFO | Petroleum | 2 | 2001
18452 | Turner Properties Inc | 54323 | CNN Center | GA | Fulton | D5_2 | Petroleum Liquids | DFO | Petroleum | 2 | 2003
18452 | Turner Properties Inc | 54323 | CNN Center | GA | Fulton | D5_3 | Petroleum Liquids | DFO | Petroleum | 2 | 2003
18452 | Turner Properties Inc | 54323 | CNN Center | GA | Fulton | DK2 | Petroleum Liquids | DFO | Petroleum | 1.5 | 1986
27770 | Ocean State Power II | 54324 | Ocean State Power II | RI | Providence | GEN1 | Natural Gas Fired Combined Cycle | NG | Natural Gas Nonpeaker | 82.8 | 1991
27770 | Ocean State Power II | 54324 | Ocean State Power II | RI | Providence | GEN2 | Natural Gas Fired Combined Cycle | NG | Natural Gas Nonpeaker | 82.8 | 1991
27770 | Ocean State Power II | 54324 | Ocean State Power II | RI | Providence | GEN3 | Natural Gas Fired Combined Cycle | NG | Natural Gas Nonpeaker | 88.6 | 1991
56773 | Toyon Landfill Gas Conversion, LLC | 54327 | Toyon Power Station | CA | Los Angeles | TOY4 | Landfill Gas | LFG | Biomass | 1.8 | 1986
56773 | Toyon Landfill Gas Conversion, LLC | 54327 | Toyon Power Station | CA | Los Angeles | TOY5 | Landfill Gas | LFG | Biomass | 1.8 | 1986
17052 | Shell Chemical LP | 54330 | Westhollow Technology Center | TX | Harris | 1 | Natural Gas Fired Combustion Turbine | NG | Natural Gas Peaker | 3.7 | 1988
2468 | Bucknell University | 54333 | Bucknell University | PA | Union | G001 | Natural Gas Fired Combined Cycle | NG | Natural Gas Nonpeaker | 4.7 | 1998
2468 | Bucknell University | 54333 | Bucknell University | PA | Union | G502 | Natural Gas Fired Combined Cycle | NG | Natural Gas Nonpeaker | 1.2 | 1991
12986 | Morton Salt Inc | 54335 | Morton Salt Rittman | OH | Wayne | GEN2 | Conventional Steam Coal | BIT | Hard Coal | 2.5 | 2015
15734 | NRG Energy Center San Diego LLC | 54337 | NRG Energy San Diego | CA | San Diego | 0001 | Natural Gas Internal Combustion Engine | NG | Natural Gas Peaker | 0.8 | 1986
15734 | NRG Energy Center San Diego LLC | 54337 | NRG Energy San Diego | CA | San Diego | 0002 | Natural Gas Internal Combustion Engine | NG | Natural Gas Peaker | 0.8 | 1986
16098 | Rio Grande Valley Sugar Growers, Inc. | 54338 | Rio Grande Valley Sugar Growers | TX | Hidalgo | GENA | Other Waste Biomass | AB | Biomass | 2.5 | 1973
16098 | Rio Grande Valley Sugar Growers, Inc. | 54338 | Rio Grande Valley Sugar Growers | TX | Hidalgo | GENB | Other Waste Biomass | AB | Biomass | 2.5 | 1973
16098 | Rio Grande Valley Sugar Growers, Inc. | 54338 | Rio Grande Valley Sugar Growers | TX | Hidalgo | GENC | Other Waste Biomass | AB | Biomass | 2.5 | 1995
16098 | Rio Grande Valley Sugar Growers, Inc. | 54338 | Rio Grande Valley Sugar Growers | TX | Hidalgo | GEND | Other Waste Biomass | AB | Biomass | 16 | 2009
16098 | Rio Grande Valley Sugar Growers, Inc. | 54338 | Rio Grande Valley Sugar Growers | TX | Hidalgo | GENE | Petroleum Liquids | DFO | Petroleum | 1.4 | 2011
18912 | Thunder Bay Power Co LLC | 54340 | Norway Point Hydropower Project | MI | Alpena | 1 | Conventional Hydroelectric | WAT | Hydro | 2.8 | 1990
18912 | Thunder Bay Power Co LLC | 54340 | Norway Point Hydropower Project | MI | Alpena | 2 | Conventional Hydroelectric | WAT | Hydro | 1.2 | 1990
18912 | Thunder Bay Power Co LLC | 54341 | Four Mile Hydropower Project | MI | Alpena | 1 | Conventional Hydroelectric | WAT | Hydro | 0.6 | 1990
18912 | Thunder Bay Power Co LLC | 54341 | Four Mile Hydropower Project | MI | Alpena | 2 | Conventional Hydroelectric | WAT | Hydro | 0.6 | 1990
18912 | Thunder Bay Power Co LLC | 54341 | Four Mile Hydropower Project | MI | Alpena | 3 | Conventional Hydroelectric | WAT | Hydro | 0.6 | 1990
18912 | Thunder Bay Power Co LLC | 54341 | Four Mile Hydropower Project | MI | Alpena | 4 | Conventional Hydroelectric | WAT | Hydro | 0.2 | 2005
18912 | Thunder Bay Power Co LLC | 54342 | Ninth Street Hydropower Project | MI | Alpena | 1 | Conventional Hydroelectric | WAT | Hydro | 0.4 | 1990
18912 | Thunder Bay Power Co LLC | 54342 | Ninth Street Hydropower Project | MI | Alpena | 2 | Conventional Hydroelectric | WAT | Hydro | 0.4 | 1990
18912 | Thunder Bay Power Co LLC | 54342 | Ninth Street Hydropower Project | MI | Alpena | 3 | Conventional Hydroelectric | WAT | Hydro | 0.4 | 1990
10099 | Kaweah River Power Authority | 54343 | Terminus Hydroelectric Project | CA | Tulare | GEN1 | Conventional Hydroelectric | WAT | Hydro | 20.1 | 1990
18483 | Tampa Wastewater Department | 54347 | Howard F Curren Advncd Wastewater Plant | FL | Hillsborough | 1 | Other Waste Biomass | OBG | Biomass | 0.5 | 1986
18483 | Tampa Wastewater Department | 54347 | Howard F Curren Advncd Wastewater Plant | FL | Hillsborough | 2 | Other Waste Biomass | OBG | Biomass | 0.5 | 1986
18483 | Tampa Wastewater Department | 54347 | Howard F Curren Advncd Wastewater Plant | FL | Hillsborough | 3 | Other Waste Biomass | OBG | Biomass | 0.5 | 1986
18483 | Tampa Wastewater Department | 54347 | Howard F Curren Advncd Wastewater Plant | FL | Hillsborough | 4 | Other Waste Biomass | OBG | Biomass | 0.5 | 1989
18483 | Tampa Wastewater Department | 54347 | Howard F Curren Advncd Wastewater Plant | FL | Hillsborough | 5 | Other Waste Biomass | OBG | Biomass | 0.5 | 1989
13365 | Nevada Cogeneration Assoc # 2 | 54349 | Nevada Cogen Associates 2 Black Mountain | NV | Clark | GTA | Natural Gas Fired Combined Cycle | NG | Natural Gas Nonpeaker | 22.2 | 1992
13365 | Nevada Cogeneration Assoc # 2 | 54349 | Nevada Cogen Associates 2 Black Mountain | NV | Clark | GTB | Natural Gas Fired Combined Cycle | NG | Natural Gas Nonpeaker | 22.2 | 1992
13365 | Nevada Cogeneration Assoc # 2 | 54349 | Nevada Cogen Associates 2 Black Mountain | NV | Clark | GTC | Natural Gas Fired Combined Cycle | NG | Natural Gas Nonpeaker | 22.2 | 1992
13365 | Nevada Cogeneration Assoc # 2 | 54349 | Nevada Cogen Associates 2 Black Mountain | NV | Clark | STM | Natural Gas Fired Combined Cycle | NG | Natural Gas Nonpeaker | 29.7 | 1992
13399 | Nevada Cogeneration Assoc # 1 | 54350 | Nevada Cogen Assoc#1 GarnetVly | NV | Clark | GTA | Natural Gas Fired Combined Cycle | NG | Natural Gas Nonpeaker | 22.2 | 1992
13399 | Nevada Cogeneration Assoc # 1 | 54350 | Nevada Cogen Assoc#1 GarnetVly | NV | Clark | GTB | Natural Gas Fired Combined Cycle | NG | Natural Gas Nonpeaker | 22.2 | 1992
13399 | Nevada Cogeneration Assoc # 1 | 54350 | Nevada Cogen Assoc#1 GarnetVly | NV | Clark | GTC | Natural Gas Fired Combined Cycle | NG | Natural Gas Nonpeaker | 22.2 | 1992
13399 | Nevada Cogeneration Assoc # 1 | 54350 | Nevada Cogen Assoc#1 GarnetVly | NV | Clark | STM | Natural Gas Fired Combined Cycle | NG | Natural Gas Nonpeaker | 29.7 | 1992
2548 | City of Burlington Electric - (VT) | 54355 | Chace Mill Winooski One | VT | Chittenden | GEN1 | Conventional Hydroelectric | WAT | Hydro | 2.5 | 1993
2548 | City of Burlington Electric - (VT) | 54355 | Chace Mill Winooski One | VT | Chittenden | GEN2 | Conventional Hydroelectric | WAT | Hydro | 2.5 | 1993
2548 | City of Burlington Electric - (VT) | 54355 | Chace Mill Winooski One | VT | Chittenden | GEN3 | Conventional Hydroelectric | WAT | Hydro | 2.5 | 1993
9353 | International Paper Co-Augusta | 54358 | International Paper Augusta Mill | GA | Richmond | 1 | Wood/Wood Waste Biomass | BLQ | Biomass | 27 | 1960
9353 | International Paper Co-Augusta | 54358 | International Paper Augusta Mill | GA | Richmond | 2 | Wood/Wood Waste Biomass | BLQ | Biomass | 39 | 1965
9353 | International Paper Co-Augusta | 54358 | International Paper Augusta Mill | GA | Richmond | 3 | Wood/Wood Waste Biomass | BLQ | Biomass | 18.7 | 1965
60194 | Fuyao Glass Illinois, Inc | 54360 | PPG Industries Works 14 | IL | MACON | PORT | Petroleum Liquids | DFO | Petroleum | 0.7 | 1980
60194 | Fuyao Glass Illinois, Inc | 54360 | PPG Industries Works 14 | IL | MACON | TK1 | Petroleum Liquids | DFO | Petroleum | 2 | 1980
60194 | Fuyao Glass Illinois, Inc | 54360 | PPG Industries Works 14 | IL | MACON | TK2 | Petroleum Liquids | DFO | Petroleum | 2 | 1980
50035 | PPG Industries Inc Shelby | 54363 | PPG Industries Shelby NC Works | NC | Cleveland | GEN2 | Petroleum Liquids | DFO | Petroleum | 0.9 | 1972
50035 | PPG Industries Inc Shelby | 54363 | PPG Industries Shelby NC Works | NC | Cleveland | GEN3 | Petroleum Liquids | DFO | Petroleum | 0.9 | 1972
50035 | PPG Industries Inc Shelby | 54363 | PPG Industries Shelby NC Works | NC | Cleveland | GEN4 | Petroleum Liquids | DFO | Petroleum | 1.2 | 1972
50035 | PPG Industries Inc Shelby | 54363 | PPG Industries Shelby NC Works | NC | Cleveland | GEN5 | Petroleum Liquids | DFO | Petroleum | 1.2 | 1972
50036 | PPG Industries Inc Works 4 | 54364 | PPG Industries Works 4 | TX | Wichita | L1G | Petroleum Liquids | DFO | Petroleum | 2 | 1975
50036 | PPG Industries Inc Works 4 | 54364 | PPG Industries Works 4 | TX | Wichita | L1PG | Petroleum Liquids | DFO | Petroleum | 0.9 | 1980
50036 | PPG Industries Inc Works 4 | 54364 | PPG Industries Works 4 | TX | Wichita | L2G | Petroleum Liquids | DFO | Petroleum | 2 | 1974
50036 | PPG Industries Inc Works 4 | 54364 | PPG Industries Works 4 | TX | Wichita | L2PG | Petroleum Liquids | DFO | Petroleum | 1.1 | 1980
49901 | Northern Star Generation Services Co LLC | 54365 | Orange Cogeneration Facility | FL | Polk | APC1 | Natural Gas Fired Combined Cycle | NG | Natural Gas Nonpeaker | 54 | 1995
49901 | Northern Star Generation Services Co LLC | 54365 | Orange Cogeneration Facility | FL | Polk | APC2 | Natural Gas Fired Combined Cycle | NG | Natural Gas Nonpeaker | 54 | 1995
49901 | Northern Star Generation Services Co LLC | 54365 | Orange Cogeneration Facility | FL | Polk | APC3 | Natural Gas Fired Combined Cycle | NG | Natural Gas Nonpeaker | 28.6 | 1995
13898 | Oildale Energy LLC | 54371 | Oildale Energy LLC | CA | Kern | ODC1 | Natural Gas Fired Combustion Turbine | NG | Natural Gas Peaker | 42.2 | 1984
22208 | University of Colorado | 54372 | University of Colorado | CO | Boulder | GT1 | Natural Gas Fired Combined Cycle | NG | Natural Gas Nonpeaker | 16 | 1992
22208 | University of Colorado | 54372 | University of Colorado | CO | Boulder | GT2 | Natural Gas Fired Combined Cycle | NG | Natural Gas Nonpeaker | 16 | 1992
22208 | University of Colorado | 54372 | University of Colorado | CO | Boulder | ST1 | Natural Gas Fired Combined Cycle | NG | Natural Gas Nonpeaker | 1 | 1992
24205 | Sinclair Oil Corp | 54374 | Sinclair Oil Refinery | WY | Carbon | 2004 | Natural Gas Internal Combustion Engine | NG | Natural Gas Peaker | 1.3 | 2012
24205 | Sinclair Oil Corp | 54374 | Sinclair Oil Refinery | WY | Carbon | 2006 | Natural Gas Internal Combustion Engine | NG | Natural Gas Peaker | 1.3 | 2012
24205 | Sinclair Oil Corp | 54374 | Sinclair Oil Refinery | WY | Carbon | 2008 | Natural Gas Internal Combustion Engine | NG | Natural Gas Peaker | 1.3 | 2012
24205 | Sinclair Oil Corp | 54374 | Sinclair Oil Refinery | WY | Carbon | NO2 | Other Gases | OG | Biomass | 0.4 | 1925
24205 | Sinclair Oil Corp | 54374 | Sinclair Oil Refinery | WY | Carbon | NO3 | Other Gases | OG | Biomass | 1.3 | 1954
24205 | Sinclair Oil Corp | 54374 | Sinclair Oil Refinery | WY | Carbon | NO5 | Petroleum Liquids | DFO | Petroleum | 1.1 | 1955
4207 | Consolidated Hydro NH Inc | 54384 | EHC West Hopkinton | NH | Merrimack | GEN1 | Conventional Hydroelectric | WAT | Hydro | 1 | 1985
10347 | Kinneytown Hydro Co Inc | 54385 | Kinneytown New Old | CT | New Haven | GEN1 | Conventional Hydroelectric | WAT | Hydro | 0.8 | 1986
10347 | Kinneytown Hydro Co Inc | 54385 | Kinneytown New Old | CT | New Haven | GEN2 | Conventional Hydroelectric | WAT | Hydro | 1.5 | 1995
11082 | Littlewood Irrigation District | 54386 | Little Wood Hydro Project | ID | Blaine | GEN1 | Conventional Hydroelectric | WAT | Hydro | 2.8 | 1985
3682 | CHI West Inc | 54387 | Weeks Falls | WA | KING | GEN1 | Conventional Hydroelectric | WAT | Hydro | 4.3 | 1990
326 | Alice Falls Corp | 54391 | Alice Falls Hydro Project | NY | Clinton | 1 | Conventional Hydroelectric | WAT | Hydro | 1.5 | 1991
326 | Alice Falls Corp | 54391 | Alice Falls Hydro Project | NY | Clinton | 2 | Conventional Hydroelectric | WAT | Hydro | 0.6 | 1991
54842 | WM Renewable Energy LLC | 54392 | BJ Gas Recovery | GA | Gwinnett | GEN1 | Landfill Gas | LFG | Biomass | 0.8 | 1993
54842 | WM Renewable Energy LLC | 54392 | BJ Gas Recovery | GA | Gwinnett | GEN3 | Landfill Gas | LFG | Biomass | 0.8 | 1993
5385 | Dry Creek LLC | 54394 | Dry Creek Project | ID | Butte | GEN1 | Conventional Hydroelectric | WAT | Hydro | 3.6 | 1987
59834 | GR Catalyst One, LLC | 54395 | Stillwater Hydro Electric Project | NY | Saratoga | 1 | Conventional Hydroelectric | WAT | Hydro | 1.7 | 1993
59834 | GR Catalyst One, LLC | 54395 | Stillwater Hydro Electric Project | NY | Saratoga | 2 | Conventional Hydroelectric | WAT | Hydro | 1.7 | 1993
18028 | State of Wisconsin | 54406 | Capitol Heat and Power | WI | Dane | P31 | Petroleum Liquids | DFO | Petroleum | 1 | 2011
18028 | State of Wisconsin | 54406 | Capitol Heat and Power | WI | Dane | P32 | Petroleum Liquids | DFO | Petroleum | 1 | 2011
18028 | State of Wisconsin | 54407 | Waupun Correctional Central Heating Plt | WI | Dodge | 1 | Natural Gas Steam Turbine | NG | Natural Gas Peaker | 1 | 1951
18028 | State of Wisconsin | 54407 | Waupun Correctional Central Heating Plt | WI | Dodge | 2 | Natural Gas Steam Turbine | NG | Natural Gas Peaker | 1 | 1951
18028 | State of Wisconsin | 54407 | Waupun Correctional Central Heating Plt | WI | Dodge | 3 | Petroleum Liquids | DFO | Petroleum | 0.8 | 1991
18028 | State of Wisconsin | 54407 | Waupun Correctional Central Heating Plt | WI | Dodge | 4 | Petroleum Liquids | DFO | Petroleum | 1.5 | 1998
18028 | State of Wisconsin | 54408 | UW Madison Charter Street Plant | WI | DANE | 1 | Natural Gas Steam Turbine | NG | Natural Gas Peaker | 9.7 | 1965
18028 | State of Wisconsin | 54408 | UW Madison Charter Street Plant | WI | DANE | 3 | Petroleum Liquids | DFO | Petroleum | 1.3 | 1965
4823 | Dartmouth College | 54409 | Dartmouth College Heating Plant | NH | GRAFTON | GEN1 | Petroleum Liquids | RFO | Petroleum | 2 | 1970
4823 | Dartmouth College | 54409 | Dartmouth College Heating Plant | NH | GRAFTON | GEN2 | Petroleum Liquids | RFO | Petroleum | 2 | 1970
4823 | Dartmouth College | 54409 | Dartmouth College Heating Plant | NH | GRAFTON | GEN3 | Petroleum Liquids | RFO | Petroleum | 3 | 1992
4732 | Western Power & Steam Inc | 54410 | Western Power & Steam Inc | CA | Kern | CTG | Natural Gas Fired Combustion Turbine | NG | Natural Gas Peaker | 27.7 | 1990
9765 | John Deere Dubuque Works | 54414 | John Deere Dubuque Works | IA | Dubuque | GE10 | Petroleum Liquids | DFO | Petroleum | 1.5 | 1994
9765 | John Deere Dubuque Works | 54414 | John Deere Dubuque Works | IA | Dubuque | GEN5 | Petroleum Liquids | DFO | Petroleum | 1.5 | 1994
9765 | John Deere Dubuque Works | 54414 | John Deere Dubuque Works | IA | Dubuque | GEN6 | Petroleum Liquids | DFO | Petroleum | 1.5 | 1994
9765 | John Deere Dubuque Works | 54414 | John Deere Dubuque Works | IA | Dubuque | GEN7 | Petroleum Liquids | DFO | Petroleum | 1.5 | 1994
9765 | John Deere Dubuque Works | 54414 | John Deere Dubuque Works | IA | Dubuque | GEN8 | Petroleum Liquids | DFO | Petroleum | 1.5 | 1994
9765 | John Deere Dubuque Works | 54414 | John Deere Dubuque Works | IA | Dubuque | GEN9 | Petroleum Liquids | DFO | Petroleum | 1.5 | 1994
55600 | Cadillac Renewable Energy LLC | 54415 | Cadillac Renewable Energy | MI | Wexford | GEN1 | Wood/Wood Waste Biomass | WDS | Biomass | 44 | 1993
4207 | Consolidated Hydro NH Inc | 54418 | Rollinsford | NH | Strafford | GEN1 | Conventional Hydroelectric | WAT | Hydro | 0.7 | 1986
4207 | Consolidated Hydro NH Inc | 54418 | Rollinsford | NH | Strafford | GEN2 | Conventional Hydroelectric | WAT | Hydro | 0.7 | 1995
19553 | Unisea Inc | 54422 | Unisea G 2 | AK | Aleutians West | CAT4 | Petroleum Liquids | DFO | Petroleum | 1 | 2012
19553 | Unisea Inc | 54422 | Unisea G 2 | AK | Aleutians West | CAT5 | Petroleum Liquids | DFO | Petroleum | 1 | 2012
19553 | Unisea Inc | 54422 | Unisea G 2 | AK | Aleutians West | GEN1 | Petroleum Liquids | DFO | Petroleum | 2.5 | 1990
19553 | Unisea Inc | 54422 | Unisea G 2 | AK | Aleutians West | GEN2 | Petroleum Liquids | DFO | Petroleum | 2.6 | 1990
19553 | Unisea Inc | 54422 | Unisea G 2 | AK | Aleutians West | GEN3 | Petroleum Liquids | DFO | Petroleum | 2.7 | 1990
19553 | Unisea Inc | 54422 | Unisea G 2 | AK | Aleutians West | GEN4 | Petroleum Liquids | DFO | Petroleum | 2.5 | 1990
19553 | Unisea Inc | 54422 | Unisea G 2 | AK | Aleutians West | GEN5 | Petroleum Liquids | DFO | Petroleum | 2.7 | 1990
19553 | Unisea Inc | 54422 | Unisea G 2 | AK | Aleutians West | GEN6 | Petroleum Liquids | DFO | Petroleum | 2.5 | 1990
58945 | EthosEnergy Power Plant Services | 54423 | Quantum Lake Power LP | FL | Lake | GT1 | Natural Gas Fired Combined Cycle | NG | Natural Gas Nonpeaker | 48.8 | 1993
58945 | EthosEnergy Power Plant Services | 54423 | Quantum Lake Power LP | FL | Lake | GT2 | Natural Gas Fired Combined Cycle | NG | Natural Gas Nonpeaker | 58.9 | 1993
58945 | EthosEnergy Power Plant Services | 54423 | Quantum Lake Power LP | FL | Lake | ST1 | Natural Gas Fired Combined Cycle | NG | Natural Gas Nonpeaker | 26.5 | 1993
58945 | EthosEnergy Power Plant Services | 54424 | Quantum Pasco Power LP | FL | Pasco | EDG1 | Petroleum Liquids | DFO | Petroleum | 1.2 | 1993
58945 | EthosEnergy Power Plant Services | 54424 | Quantum Pasco Power LP | FL | Pasco | EDG2 | Petroleum Liquids | DFO | Petroleum | 1.2 | 1993
58945 | EthosEnergy Power Plant Services | 54424 | Quantum Pasco Power LP | FL | Pasco | GT1 | Natural Gas Fired Combined Cycle | NG | Natural Gas Nonpeaker | 57.4 | 1993
58945 | EthosEnergy Power Plant Services | 54424 | Quantum Pasco Power LP | FL | Pasco | GT2 | Natural Gas Fired Combined Cycle | NG | Natural Gas Nonpeaker | 57.4 | 1993
58945 | EthosEnergy Power Plant Services | 54424 | Quantum Pasco Power LP | FL | Pasco | ST1 | Natural Gas Fired Combined Cycle | NG | Natural Gas Nonpeaker | 26.5 | 1993
49901 | Northern Star Generation Services Co LLC | 54426 | Mulberry Cogeneration Facility | FL | Polk | GT1 | Natural Gas Fired Combined Cycle | NG | Natural Gas Nonpeaker | 82 | 1994
49901 | Northern Star Generation Services Co LLC | 54426 | Mulberry Cogeneration Facility | FL | Polk | ST1 | Natural Gas Fired Combined Cycle | NG | Natural Gas Nonpeaker | 43.3 | 1994
7043 | Temple-Inland Corp | 54427 | Gaylord Container Bogalusa | LA | Washington | NO10 | Wood/Wood Waste Biomass | WDS | Biomass | 37 | 1999
7043 | Temple-Inland Corp | 54427 | Gaylord Container Bogalusa | LA | Washington | NO8 | Wood/Wood Waste Biomass | WDS | Biomass | 25 | 1981
7043 | Temple-Inland Corp | 54427 | Gaylord Container Bogalusa | LA | Washington | NO9 | Wood/Wood Waste Biomass | WDS | Biomass | 37.5 | 1979
57356 | Alabama River Cellulose LLC | 54429 | Alabama Pine Pulp | AL | Monroe | GEN2 | Wood/Wood Waste Biomass | BLQ | Biomass | 69 | 1991
15174 | Freeport McMoRan Oil & Gas | 54447 | Welport Lease Project | CA | Kern | TI | Natural Gas Fired Combustion Turbine | NG | Natural Gas Peaker | 5 | 1990
15174 | Freeport McMoRan Oil & Gas | 54449 | Dome Project | CA | Kern | T1 | Natural Gas Fired Combustion Turbine | NG | Natural Gas Peaker | 3 | 1988
15174 | Freeport McMoRan Oil & Gas | 54449 | Dome Project | CA | Kern | T2 | Natural Gas Fired Combustion Turbine | NG | Natural Gas Peaker | 3 | 1988
38215 | Phillips 66 - Los Angeles | 54451 | Los Angeles Refinery Wilmington | CA | Los Angeles | G1 | Other Natural Gas | NG | Natural Gas Peaker | 10 | 1984
38215 | Phillips 66 - Los Angeles | 54451 | Los Angeles Refinery Wilmington | CA | Los Angeles | G2 | Other Gases | OG | Biomass | 58.5 | 1988
179 | Agrium US Inc | 54452 | Agrium Kenai Nitrogen Operations | AK | Kenai Peninsula | 744A | Natural Gas Fired Combustion Turbine | NG | Natural Gas Peaker | 2.5 | 1977
179 | Agrium US Inc | 54452 | Agrium Kenai Nitrogen Operations | AK | Kenai Peninsula | 744B | Natural Gas Fired Combustion Turbine | NG | Natural Gas Peaker | 2.5 | 1977
179 | Agrium US Inc | 54452 | Agrium Kenai Nitrogen Operations | AK | Kenai Peninsula | 744C | Natural Gas Fired Combustion Turbine | NG | Natural Gas Peaker | 2.5 | 1977
179 | Agrium US Inc | 54452 | Agrium Kenai Nitrogen Operations | AK | Kenai Peninsula | 744D | Natural Gas Fired Combustion Turbine | NG | Natural Gas Peaker | 2.5 | 1977
179 | Agrium US Inc | 54452 | Agrium Kenai Nitrogen Operations | AK | Kenai Peninsula | 744E | Natural Gas Fired Combustion Turbine | NG | Natural Gas Peaker | 2.5 | 1977
57170 | EDF Renewable Asset Holdings, Inc. | 54453 | EDF Renewable Windfarm V Inc | CA | Solano | GEN2 | Onshore Wind Turbine | WND | Wind | 15.5 | 1990
49963 | FPL Energy Operating Services, Inc. | 54454 | San Gorgonio Windplant WPP1993 | CA | Riverside | GEN11 | Onshore Wind Turbine | WND | Wind | 49.5 | 2011
4119 | Hewlett-Packard Company | 54457 | Hewlett Packard Alpharetta | GA | Fulton | ALF1 | Petroleum Liquids | DFO | Petroleum | 1 | 1989
4119 | Hewlett-Packard Company | 54457 | Hewlett Packard Alpharetta | GA | Fulton | ALF2 | Petroleum Liquids | DFO | Petroleum | 1 | 1989
4119 | Hewlett-Packard Company | 54457 | Hewlett Packard Alpharetta | GA | Fulton | ALF3 | Petroleum Liquids | DFO | Petroleum | 1 | 1989
4119 | Hewlett-Packard Company | 54457 | Hewlett Packard Alpharetta | GA | Fulton | ALF4 | Petroleum Liquids | DFO | Petroleum | 1 | 1989
4119 | Hewlett-Packard Company | 54457 | Hewlett Packard Alpharetta | GA | Fulton | ALF5 | Petroleum Liquids | DFO | Petroleum | 1 | 1991
4119 | Hewlett-Packard Company | 54457 | Hewlett Packard Alpharetta | GA | Fulton | B1GN1 | Petroleum Liquids | DFO | Petroleum | 1.5 | 2005
4119 | Hewlett-Packard Company | 54457 | Hewlett Packard Alpharetta | GA | Fulton | B1GN2 | Petroleum Liquids | DFO | Petroleum | 1.5 | 2005
56108 | Targa Pipeline Mid-Continent WestTex LLC | 54458 | Benedum Plant | TX | Upton | BG3A | Natural Gas Internal Combustion Engine | NG | Natural Gas Peaker | 1 | 1996
56108 | Targa Pipeline Mid-Continent WestTex LLC | 54458 | Benedum Plant | TX | Upton | BG6 | Natural Gas Internal Combustion Engine | NG | Natural Gas Peaker | 1 | 1998
55810 | Augusta Canal Authority | 54462 | Graniteville Enterprise Division | GA | Richmond | 1 | Conventional Hydroelectric | WAT | Hydro | 0.6 | 1921
55810 | Augusta Canal Authority | 54462 | Graniteville Enterprise Division | GA | Richmond | 2 | Conventional Hydroelectric | WAT | Hydro | 0.6 | 1921
16024 | Riverwood Intl USA Inc | 54464 | Riverwood International Macon Mill | GA | Bibb | 0001 | Wood/Wood Waste Biomass | BLQ | Biomass | 7.5 | 1948
16024 | Riverwood Intl USA Inc | 54464 | Riverwood International Macon Mill | GA | Bibb | 0002 | Wood/Wood Waste Biomass | BLQ | Biomass | 5 | 1948
16024 | Riverwood Intl USA Inc | 54464 | Riverwood International Macon Mill | GA | Bibb | 0003 | Wood/Wood Waste Biomass | BLQ | Biomass | 5 | 1948
16024 | Riverwood Intl USA Inc | 54464 | Riverwood International Macon Mill | GA | Bibb | 0004 | Wood/Wood Waste Biomass | BLQ | Biomass | 15.9 | 1981
16024 | Riverwood Intl USA Inc | 54464 | Riverwood International Macon Mill | GA | Bibb | 0005 | Wood/Wood Waste Biomass | WDS | Biomass | 40 | 2013
14184 | Orlando CoGen Ltd LP | 54466 | Orlando Cogen LP | FL | Orange | GEN1 | Natural Gas Fired Combined Cycle | NG | Natural Gas Nonpeaker | 122.4 | 1993
59479 | Covanta Energy Americas, Inc. | 54468 | Mt Lassen Power | CA | Lassen | GEN1 | Wood/Wood Waste Biomass | WDS | Biomass | 11.4 | 1985
59479 | Covanta Energy Americas, Inc. | 54469 | Pacific Oroville Power Inc | CA | Butte | GEN1 | Wood/Wood Waste Biomass | WDS | Biomass | 9 | 1985
59479 | Covanta Energy Americas, Inc. | 54469 | Pacific Oroville Power Inc | CA | Butte | GEN2 | Wood/Wood Waste Biomass | WDS | Biomass | 9 | 1985
31216 | Mascoma Hydro Corp | 54471 | Mascoma Hydro | NH | Grafton | 01 | Conventional Hydroelectric | WAT | Hydro | 0.5 | 1988
31216 | Mascoma Hydro Corp | 54471 | Mascoma Hydro | NH | Grafton | 02 | Conventional Hydroelectric | WAT | Hydro | 0.5 | 1988
31216 | Mascoma Hydro Corp | 54471 | Mascoma Hydro | NH | Grafton | 03 | Conventional Hydroelectric | WAT | Hydro | 0.5 | 1988
16968 | Simplot Phosphates LLC | 54472 | Simplot Phosphates | WY | Sweetwater | GEN1 | All Other | OTH | Other | 11.5 | 1986
15500 | Puget Sound Energy Inc | 54476 | Sumas Power Plant | WA | Whatcom | GEN1 | Natural Gas Fired Combined Cycle | NG | Natural Gas Nonpeaker | 87.8 | 1993
15500 | Puget Sound Energy Inc | 54476 | Sumas Power Plant | WA | Whatcom | GEN2 | Natural Gas Fired Combined Cycle | NG | Natural Gas Nonpeaker | 37.7 | 1993
14173 | Oroville Cogeneration LP | 54477 | Oroville Cogeneration LP | CA | Butte | GEN1 | Natural Gas Internal Combustion Engine | NG | Natural Gas Peaker | 1.1 | 1990
14173 | Oroville Cogeneration LP | 54477 | Oroville Cogeneration LP | CA | Butte | GEN2 | Natural Gas Internal Combustion Engine | NG | Natural Gas Peaker | 1.1 | 1990
14173 | Oroville Cogeneration LP | 54477 | Oroville Cogeneration LP | CA | Butte | GEN3 | Natural Gas Internal Combustion Engine | NG | Natural Gas Peaker | 1.1 | 1990
14173 | Oroville Cogeneration LP | 54477 | Oroville Cogeneration LP | CA | Butte | GEN4 | Natural Gas Internal Combustion Engine | NG | Natural Gas Peaker | 1.1 | 1990
14173 | Oroville Cogeneration LP | 54477 | Oroville Cogeneration LP | CA | Butte | GEN5 | Natural Gas Internal Combustion Engine | NG | Natural Gas Peaker | 1.1 | 1990
14173 | Oroville Cogeneration LP | 54477 | Oroville Cogeneration LP | CA | Butte | GEN6 | Natural Gas Internal Combustion Engine | NG | Natural Gas Peaker | 1.1 | 1990
14173 | Oroville Cogeneration LP | 54477 | Oroville Cogeneration LP | CA | Butte | GEN7 | Natural Gas Internal Combustion Engine | NG | Natural Gas Peaker | 1.1 | 1990
547 | American Sugar Refining Inc. | 54512 | Domino Sugar Arabi Plant | LA | ST BERNARD | TG1 | Natural Gas Steam Turbine | NG | Natural Gas Peaker | 5 | 1949
547 | American Sugar Refining Inc. | 54512 | Domino Sugar Arabi Plant | LA | ST BERNARD | TG2 | Natural Gas Steam Turbine | NG | Natural Gas Peaker | 5 | 2003
547 | American Sugar Refining Inc. | 54512 | Domino Sugar Arabi Plant | LA | ST BERNARD | TG3 | Natural Gas Steam Turbine | NG | Natural Gas Peaker | 4 | 1949
30038 | WestRock (IL) | 54513 | WestRock (IL) | IL | Kane | E-1 | Natural Gas Internal Combustion Engine | NG | Natural Gas Peaker | 0.7 | 1992
30038 | WestRock (IL) | 54513 | WestRock (IL) | IL | Kane | E2-A | Natural Gas Internal Combustion Engine | NG | Natural Gas Peaker | 0.7 | 1992
30038 | WestRock (IL) | 54513 | WestRock (IL) | IL | Kane | E2-B | Natural Gas Internal Combustion Engine | NG | Natural Gas Peaker | 0.7 | 1992
30038 | WestRock (IL) | 54513 | WestRock (IL) | IL | Kane | E3 | Natural Gas Internal Combustion Engine | NG | Natural Gas Peaker | 0.8 | 1992
1851 | Blind Canyon Aqua Ranch Inc | 54514 | Blind Canyon Hydro | ID | Gooding | 1 | Conventional Hydroelectric | WAT | Hydro | 1.3 | 1992
4566 | Crotched Mt Rehab Ctr Inc | 54515 | Crotched Mountain Rehabilitation Center | NH | Hillsborough | GEN1 | Petroleum Liquids | DFO | Petroleum | 0.7 | 1990
4566 | Crotched Mt Rehab Ctr Inc | 54515 | Crotched Mountain Rehabilitation Center | NH | Hillsborough | GEN2 | Petroleum Liquids | DFO | Petroleum | 0.7 | 1990
4566 | Crotched Mt Rehab Ctr Inc | 54515 | Crotched Mountain Rehabilitation Center | NH | Hillsborough | GEN3 | Petroleum Liquids | DFO | Petroleum | 0.7 | 1990
17164 | Sierra Pacific Industries Inc | 54517 | Sierra Pacific Sonora | CA | Tuolumne | GEN2 | Wood/Wood Waste Biomass | WDS | Biomass | 7.5 | 2001
6564 | Formosa Plastics Corp | 54518 | Formosa Plastics | LA | East Baton Rouge | GT2 | Natural Gas Fired Combustion Turbine | NG | Natural Gas Peaker | 38 | 1990
6564 | Formosa Plastics Corp | 54518 | Formosa Plastics | LA | East Baton Rouge | GT3 | Natural Gas Fired Combustion Turbine | NG | Natural Gas Peaker | 38.8 | 1996
6564 | Formosa Plastics Corp | 54518 | Formosa Plastics | LA | East Baton Rouge | ST1 | Natural Gas Steam Turbine | NG | Natural Gas Peaker | 12 | 1985
6564 | Formosa Plastics Corp | 54518 | Formosa Plastics | LA | East Baton Rouge | ST2 | Natural Gas Steam Turbine | NG | Natural Gas Peaker | 12 | 1990
6831 | Ft Worth City of | 54520 | Village Creek Water Reclamation Facility | TX | Tarrant | SD1 | Natural Gas Internal Combustion Engine | NG | Natural Gas Peaker | 0.9 | 1994
6831 | Ft Worth City of | 54520 | Village Creek Water Reclamation Facility | TX | Tarrant | SD2 | Natural Gas Internal Combustion Engine | NG | Natural Gas Peaker | 0.9 | 1994
6831 | Ft Worth City of | 54520 | Village Creek Water Reclamation Facility | TX | Tarrant | TG1 | Other Waste Biomass | OBG | Biomass | 5.3 | 2001
6831 | Ft Worth City of | 54520 | Village Creek Water Reclamation Facility | TX | Tarrant | TG2 | Other Waste Biomass | OBG | Biomass | 5.3 | 2001
8705 | Hoffer Plastics | 54523 | Hoffer Plastics | IL | Kane | GEN1 | Natural Gas Internal Combustion Engine | NG | Natural Gas Peaker | 0.8 | 1992
8705 | Hoffer Plastics | 54523 | Hoffer Plastics | IL | Kane | GEN2 | Natural Gas Internal Combustion Engine | NG | Natural Gas Peaker | 0.8 | 1992
8705 | Hoffer Plastics | 54523 | Hoffer Plastics | IL | Kane | GEN3 | Natural Gas Internal Combustion Engine | NG | Natural Gas Peaker | 0.8 | 1992
8705 | Hoffer Plastics | 54523 | Hoffer Plastics | IL | Kane | GEN4 | Natural Gas Internal Combustion Engine | NG | Natural Gas Peaker | 0.8 | 1992
8705 | Hoffer Plastics | 54523 | Hoffer Plastics | IL | Kane | GEN5 | Natural Gas Internal Combustion Engine | NG | Natural Gas Peaker | 0.8 | 1992
8705 | Hoffer Plastics | 54523 | Hoffer Plastics | IL | Kane | GEN6 | Natural Gas Internal Combustion Engine | NG | Natural Gas Peaker | 0.8 | 1992
8705 | Hoffer Plastics | 54523 | Hoffer Plastics | IL | Kane | GEN7 | Natural Gas Internal Combustion Engine | NG | Natural Gas Peaker | 0.8 | 1992
8705 | Hoffer Plastics | 54523 | Hoffer Plastics | IL | Kane | GEN8 | Natural Gas Internal Combustion Engine | NG | Natural Gas Peaker | 0.8 | 1992
8705 | Hoffer Plastics | 54523 | Hoffer Plastics | IL | Kane | GEN9 | Natural Gas Internal Combustion Engine | NG | Natural Gas Peaker | 0.8 | 1995
8862 | Horseshoe Bend Hydroelectric Co | 54524 | Horseshoe Bend Hydroelectric Co | ID | Boise | GEN1 | Conventional Hydroelectric | WAT | Hydro | 4.7 | 1995
8862 | Horseshoe Bend Hydroelectric Co | 54524 | Horseshoe Bend Hydroelectric Co | ID | Boise | GEN2 | Conventional Hydroelectric | WAT | Hydro | 4.7 | 1995
26003 | Kankakee City of | 54525 | Kankakee Hydro Facility | IL | KANKAKEE | 1 | Conventional Hydroelectric | WAT | Hydro | 0.4 | 1991
26003 | Kankakee City of | 54525 | Kankakee Hydro Facility | IL | KANKAKEE | 2 | Conventional Hydroelectric | WAT | Hydro | 0.4 | 1991
26003 | Kankakee City of | 54525 | Kankakee Hydro Facility | IL | KANKAKEE | 3 | Conventional Hydroelectric | WAT | Hydro | 0.4 | 1991
57431 | ReEnergy Biomass LLC | 54526 | ReEnergy Lyonsdale Biomass | NY | Lewis | STG | Wood/Wood Waste Biomass | WDS | Biomass | 21.1 | 1992
20541 | Wheelabrator Environmental Systems | 54529 | Wheelabrator Ridge Energy | FL | Polk | 0001 | Wood/Wood Waste Biomass | WDS | Biomass | 45.5 | 1994
5499 | Targa Midstream Services LP | 54531 | Stingray Facility | LA | Cameron | 1S72 | Natural Gas Fired Combustion Turbine | NG | Natural Gas Peaker | 2.5 | 1977
17604 | Southern Minnesota Beet Sugar | 54533 | Southern Minnesota Beet Sugar | MN | Renville | 0001 | Natural Gas Steam Turbine | NG | Natural Gas Peaker | 7.5 | 1976
17887 | St Joseph's Hospital | 54534 | St Josephs Hospital | FL | Hillsborough | 0001 | Natural Gas Internal Combustion Engine | NG | Natural Gas Peaker | 1.7 | 1993
56355 | LES Project Holdings LLC | 54536 | Sumpter Energy Associates | MI | Wayne | 0201 | Landfill Gas | LFG | Biomass | 0.8 | 1998
56355 | LES Project Holdings LLC | 54536 | Sumpter Energy Associates | MI | Wayne | 0202 | Landfill Gas | LFG | Biomass | 0.8 | 1998
56355 | LES Project Holdings LLC | 54536 | Sumpter Energy Associates | MI | Wayne | 0203 | Landfill Gas | LFG | Biomass | 0.8 | 1998
56355 | LES Project Holdings LLC | 54536 | Sumpter Energy Associates | MI | Wayne | 0204 | Landfill Gas | LFG | Biomass | 0.8 | 1998
56355 | LES Project Holdings LLC | 54536 | Sumpter Energy Associates | MI | Wayne | 0205 | Landfill Gas | LFG | Biomass | 0.8 | 1998
56355 | LES Project Holdings LLC | 54536 | Sumpter Energy Associates | MI | Wayne | 0386 | Landfill Gas | LFG | Biomass | 0.8 | 1992
56355 | LES Project Holdings LLC | 54536 | Sumpter Energy Associates | MI | Wayne | 0388 | Landfill Gas | LFG | Biomass | 0.8 | 1992
56355 | LES Project Holdings LLC | 54536 | Sumpter Energy Associates | MI | Wayne | 0389 | Landfill Gas | LFG | Biomass | 0.8 | 1992
56355 | LES Project Holdings LLC | 54536 | Sumpter Energy Associates | MI | Wayne | 0392 | Landfill Gas | LFG | Biomass | 0.8 | 1992
56355 | LES Project Holdings LLC | 54536 | Sumpter Energy Associates | MI | Wayne | 0435 | Landfill Gas | LFG | Biomass | 0.8 | 1992
56355 | LES Project Holdings LLC | 54536 | Sumpter Energy Associates | MI | Wayne | 0437 | Landfill Gas | LFG | Biomass | 0.8 | 1992
56355 | LES Project Holdings LLC | 54536 | Sumpter Energy Associates | MI | Wayne | 0440 | Landfill Gas | LFG | Biomass | 0.8 | 1992
56355 | LES Project Holdings LLC | 54536 | Sumpter Energy Associates | MI | Wayne | 0447 | Landfill Gas | LFG | Biomass | 0.8 | 1992
56355 | LES Project Holdings LLC | 54536 | Sumpter Energy Associates | MI | Wayne | 0464 | Landfill Gas | LFG | Biomass | 0.8 | 1992
56355 | LES Project Holdings LLC | 54536 | Sumpter Energy Associates | MI | Wayne | 0467 | Landfill Gas | LFG | Biomass | 0.8 | 1992
15500 | Puget Sound Energy Inc | 54537 | Ferndale Generating Station | WA | Whatcom | CT1A | Natural Gas Fired Combined Cycle | NG | Natural Gas Nonpeaker | 95.9 | 1994
15500 | Puget Sound Energy Inc | 54537 | Ferndale Generating Station | WA | Whatcom | CT1B | Natural Gas Fired Combined Cycle | NG | Natural Gas Nonpeaker | 95.9 | 1994
15500 | Puget Sound Energy Inc | 54537 | Ferndale Generating Station | WA | Whatcom | ST1 | Natural Gas Fired Combined Cycle | NG | Natural Gas Nonpeaker | 93.7 | 1994
13994 | Oglethorpe Power Corporation | 54538 | Hartwell Energy Facility | GA | Hart | MAG1 | Natural Gas Fired Combustion Turbine | NG | Natural Gas Peaker | 180 | 1994
13994 | Oglethorpe Power Corporation | 54538 | Hartwell Energy Facility | GA | Hart | MAG2 | Natural Gas Fired Combustion Turbine | NG | Natural Gas Peaker | 180 | 1994
54842 | WM Renewable Energy LLC | 54539 | Venice Resources Gas Recovery | MI | Shiawassee | GEN1 | Landfill Gas | LFG | Biomass | 0.8 | 1992
54842 | WM Renewable Energy LLC | 54539 | Venice Resources Gas Recovery | MI | Shiawassee | GEN2 | Landfill Gas | LFG | Biomass | 0.8 | 1992
20328 | Wells Manufacturing Co | 54540 | Charter Dura-Bar | IL | McHenry | 1A | Natural Gas Internal Combustion Engine | NG | Natural Gas Peaker | 1 | 1992
20328 | Wells Manufacturing Co | 54540 | Charter Dura-Bar | IL | McHenry | 1B | Natural Gas Internal Combustion Engine | NG | Natural Gas Peaker | 1 | 1992
20328 | Wells Manufacturing Co | 54540 | Charter Dura-Bar | IL | McHenry | 2A | Natural Gas Internal Combustion Engine | NG | Natural Gas Peaker | 1 | 1992
20328 | Wells Manufacturing Co | 54540 | Charter Dura-Bar | IL | McHenry | 2B | Natural Gas Internal Combustion Engine | NG | Natural Gas Peaker | 1 | 1992
20328 | Wells Manufacturing Co | 54540 | Charter Dura-Bar | IL | McHenry | 3A | Natural Gas Internal Combustion Engine | NG | Natural Gas Peaker | 1 | 1992
20328 | Wells Manufacturing Co | 54540 | Charter Dura-Bar | IL | McHenry | 3B | Natural Gas Internal Combustion Engine | NG | Natural Gas Peaker | 1 | 1992
17254 | Sithe/Independence LLC | 54547 | Sithe Independence Station | NY | Oswego | 1 | Natural Gas Fired Combined Cycle | NG | Natural Gas Nonpeaker | 169.2 | 1994
17254 | Sithe/Independence LLC | 54547 | Sithe Independence Station | NY | Oswego | 2 | Natural Gas Fired Combined Cycle | NG | Natural Gas Nonpeaker | 169.2 | 1994
17254 | Sithe/Independence LLC | 54547 | Sithe Independence Station | NY | Oswego | 3 | Natural Gas Fired Combined Cycle | NG | Natural Gas Nonpeaker | 169.2 | 1994
17254 | Sithe/Independence LLC | 54547 | Sithe Independence Station | NY | Oswego | 4 | Natural Gas Fired Combined Cycle | NG | Natural Gas Nonpeaker | 169.5 | 1994
17254 | Sithe/Independence LLC | 54547 | Sithe Independence Station | NY | Oswego | 5 | Natural Gas Fired Combined Cycle | NG | Natural Gas Nonpeaker | 204.5 | 1994
17254 | Sithe/Independence LLC | 54547 | Sithe Independence Station | NY | Oswego | 6 | Natural Gas Fired Combined Cycle | NG | Natural Gas Nonpeaker | 204.5 | 1994
59827 | Ampersand Long Falls Hydro, LLC | 54548 | Longfalls Facility | NY | Jefferson | 1 | Conventional Hydroelectric | WAT | Hydro | 3.3 | 1991
7477 | Granger Electric Co | 54549 | Granger Electric Generating Station #1 | MI | Clinton | 1-1 | Landfill Gas | LFG | Biomass | 0.8 | 1993
7477 | Granger Electric Co | 54549 | Granger Electric Generating Station #1 | MI | Clinton | 1-2 | Landfill Gas | LFG | Biomass | 0.8 | 1993
7477 | Granger Electric Co | 54549 | Granger Electric Generating Station #1 | MI | Clinton | 1-3 | Landfill Gas | LFG | Biomass | 0.8 | 1994
7477 | Granger Electric Co | 54549 | Granger Electric Generating Station #1 | MI | Clinton | 1-4 | Landfill Gas | LFG | Biomass | 0.8 | 1997
7477 | Granger Electric Co | 54549 | Granger Electric Generating Station #1 | MI | Clinton | 1-5 | Landfill Gas | LFG | Biomass | 1.6 | 2008
7477 | Granger Electric Co | 54549 | Granger Electric Generating Station #1 | MI | Clinton | 1-6 | Landfill Gas | LFG | Biomass | 1.6 | 2008
7477 | Granger Electric Co | 54549 | Granger Electric Generating Station #1 | MI | Clinton | 1-7 | Landfill Gas | LFG | Biomass | 1.6 | 2008
6529 | Exxon Mobil Production Co | 54550 | ExxonMobil Mobile Bay Onshore | AL | Mobile | 901 | Natural Gas Fired Combined Cycle | NG | Natural Gas Nonpeaker | 0.9 | 1993
6529 | Exxon Mobil Production Co | 54550 | ExxonMobil Mobile Bay Onshore | AL | Mobile | 901A | Natural Gas Fired Combined Cycle | NG | Natural Gas Nonpeaker | 3.7 | 1993
6529 | Exxon Mobil Production Co | 54550 | ExxonMobil Mobile Bay Onshore | AL | Mobile | 901B | Natural Gas Fired Combined Cycle | NG | Natural Gas Nonpeaker | 3.7 | 1993
6529 | Exxon Mobil Production Co | 54550 | ExxonMobil Mobile Bay Onshore | AL | Mobile | 901C | Natural Gas Fired Combined Cycle | NG | Natural Gas Nonpeaker | 3.7 | 1993
40613 | Northern California Power Agny | 54554 | Spicer Meadow Project | CA | Tuolumne | GEN1 | Conventional Hydroelectric | WAT | Hydro | 2.7 | 1989
40613 | Northern California Power Agny | 54554 | Spicer Meadow Project | CA | Tuolumne | GEN2 | Conventional Hydroelectric | WAT | Hydro | 2.7 | 1989
40613 | Northern California Power Agny | 54554 | Spicer Meadow Project | CA | Tuolumne | GEN3 | Conventional Hydroelectric | WAT | Hydro | 0.5 | 1989
40613 | Northern California Power Agny | 54555 | Collierville Powerhouse | CA | Calaveras | GEN1 | Conventional Hydroelectric | WAT | Hydro | 126.5 | 1989
40613 | Northern California Power Agny | 54555 | Collierville Powerhouse | CA | Calaveras | GEN2 | Conventional Hydroelectric | WAT | Hydro | 126.5 | 1989
4222 | Ingredion Inc - Illinois | 54556 | Ingredion Incorporated | IL | Cook | TG03 | Natural Gas Fired Combustion Turbine | NG | Natural Gas Peaker | 4.8 | 1996
4222 | Ingredion Inc - Illinois | 54556 | Ingredion Incorporated | IL | Cook | TG04 | Natural Gas Fired Combustion Turbine | NG | Natural Gas Peaker | 4.8 | 1996
4222 | Ingredion Inc - Illinois | 54556 | Ingredion Incorporated | IL | Cook | TGO1 | Conventional Steam Coal | BIT | Hard Coal | 22.5 | 1991
4222 | Ingredion Inc - Illinois | 54556 | Ingredion Incorporated | IL | Cook | TGO2 | Conventional Steam Coal | BIT | Hard Coal | 22.5 | 1991
8365 | Hazelton/Wilson Joint Venture | 54558 | Hazelton B Hydro | ID | Jerome | U1 | Conventional Hydroelectric | WAT | Hydro | 3.8 | 1993
8365 | Hazelton/Wilson Joint Venture | 54558 | Hazelton B Hydro | ID | Jerome | U2 | Conventional Hydroelectric | WAT | Hydro | 3.8 | 1993
56375 | Graphic Packaging International Inc | 54561 | Jefferson Smurfit Santa Clara Mill | CA | SANTA CLARA | GT-G | Natural Gas Fired Combined Cycle | NG | Natural Gas Nonpeaker | 24 | 1985
56375 | Graphic Packaging International Inc | 54561 | Jefferson Smurfit Santa Clara Mill | CA | SANTA CLARA | ST-G | Natural Gas Fired Combined Cycle | NG | Natural Gas Nonpeaker | 3 | 1986
11169 | Longview Fibre Co | 54562 | Longview Fibre | WA | Cowlitz | 4 | Wood/Wood Waste Biomass | BLQ | Biomass | 10 | 1949
11169 | Longview Fibre Co | 54562 | Longview Fibre | WA | Cowlitz | 6 | Wood/Wood Waste Biomass | BLQ | Biomass | 20 | 1958
11169 | Longview Fibre Co | 54562 | Longview Fibre | WA | Cowlitz | 7 | Wood/Wood Waste Biomass | BLQ | Biomass | 25 | 1966
7092 | General Mills Inc | 54564 | General Mills Inc | NY | ERIE | GEN1 | Natural Gas Fired Combustion Turbine | NG | Natural Gas Peaker | 3.8 | 1988
21116 | YKK USA Inc | 54566 | YKK USA Chestney | GA | BIBB | BWP1 | Petroleum Liquids | DFO | Petroleum | 0.5 | 1996
21116 | YKK USA Inc | 54566 | YKK USA Chestney | GA | BIBB | SEV1 | Petroleum Liquids | DFO | Petroleum | 0.3 | 2015
21116 | YKK USA Inc | 54566 | YKK USA Chestney | GA | BIBB | SLD1 | Petroleum Liquids | DFO | Petroleum | 0.5 | 1992
57225 | MM Yolo Power LLC | 54567 | MM Yolo Power | CA | Yolo | 1 | Landfill Gas | LFG | Biomass | 0.6 | 1990
57225 | MM Yolo Power LLC | 54567 | MM Yolo Power | CA | Yolo | 2 | Landfill Gas | LFG | Biomass | 0.6 | 1990
57225 | MM Yolo Power LLC | 54567 | MM Yolo Power | CA | Yolo | 3 | Landfill Gas | LFG | Biomass | 0.6 | 1990
57225 | MM Yolo Power LLC | 54567 | MM Yolo Power | CA | Yolo | 4 | Landfill Gas | LFG | Biomass | 0.6 | 1993
57225 | MM Yolo Power LLC | 54567 | MM Yolo Power | CA | Yolo | 5 | Landfill Gas | LFG | Biomass | 0.4 | 1998
13943 | Ocean County Utilities Auth | 54569 | Bayville Central Facility | NJ | Ocean | COG1 | Other Waste Biomass | OBG | Biomass | 0.3 | 1988
13943 | Ocean County Utilities Auth | 54569 | Bayville Central Facility | NJ | Ocean | COG2 | Other Waste Biomass | OBG | Biomass | 0.3 | 1988
13943 | Ocean County Utilities Auth | 54569 | Bayville Central Facility | NJ | Ocean | COG3 | Other Waste Biomass | OBG | Biomass | 0.3 | 1988
13943 | Ocean County Utilities Auth | 54569 | Bayville Central Facility | NJ | Ocean | COG4 | Petroleum Liquids | DFO | Petroleum | 1.5 | 2002
13943 | Ocean County Utilities Auth | 54569 | Bayville Central Facility | NJ | Ocean | COG5 | Petroleum Liquids | DFO | Petroleum | 1.5 | 2002
13943 | Ocean County Utilities Auth | 54569 | Bayville Central Facility | NJ | Ocean | COG6 | Petroleum Liquids | DFO | Petroleum | 1.5 | 2002
13943 | Ocean County Utilities Auth | 54569 | Bayville Central Facility | NJ | Ocean | COG7 | Petroleum Liquids | DFO | Petroleum | 1.5 | 2002
13943 | Ocean County Utilities Auth | 54569 | Bayville Central Facility | NJ | Ocean | CPV1 | Solar Photovoltaic | SUN | Solar PV | 0.2 | 2007
57280 | Eagle Creek RE LLC | 54572 | Lochmere Hydroelectric Plant | NH | Belknap | UNT1 | Conventional Hydroelectric | WAT | Hydro | 0.3 | 1984
57280 | Eagle Creek RE LLC | 54572 | Lochmere Hydroelectric Plant | NH | Belknap | UNT2 | Conventional Hydroelectric | WAT | Hydro | 0.3 | 1984
57280 | Eagle Creek RE LLC | 54572 | Lochmere Hydroelectric Plant | NH | Belknap | UNT3 | Conventional Hydroelectric | WAT | Hydro | 0.3 | 1984
57280 | Eagle Creek RE LLC | 54572 | Lochmere Hydroelectric Plant | NH | Belknap | UNT4 | Conventional Hydroelectric | WAT | Hydro | 0.3 | 1984
54838 | Windsor Machinery Co Inc | 54573 | Wappinger Falls Hydroelectric | NY | Dutchess | 1 | Conventional Hydroelectric | WAT | Hydro | 1 | 1988
54838 | Windsor Machinery Co Inc | 54573 | Wappinger Falls Hydroelectric | NY | Dutchess | 2 | Conventional Hydroelectric | WAT | Hydro | 1 | 1988
16729 | Saranac Power Partners LP | 54574 | Saranac Facility | NY | Clinton | GEN1 | Natural Gas Fired Combined Cycle | NG | Natural Gas Nonpeaker | 95.2 | 1994
16729 | Saranac Power Partners LP | 54574 | Saranac Facility | NY | Clinton | GEN2 | Natural Gas Fired Combined Cycle | NG | Natural Gas Nonpeaker | 95.2 | 1994
16729 | Saranac Power Partners LP | 54574 | Saranac Facility | NY | Clinton | GEN3 | Natural Gas Fired Combined Cycle | NG | Natural Gas Nonpeaker | 95.2 | 1994
50026 | Energy Operations Group | 54578 | Glenns Ferry Cogen Facility | ID | Elmore | 1001 | Natural Gas Fired Combined Cycle | NG | Natural Gas Nonpeaker | 10.4 | 1996
50026 | Energy Operations Group | 54579 | Rupert Cogen Project | ID | Minidoka | 1002 | Natural Gas Fired Combined Cycle | NG | Natural Gas Nonpeaker | 10.4 | 1996
24931 | Palmer Hydroelectric | 54580 | Curtis Palmer Hydroelectric | NY | Saratoga | C1 | Conventional Hydroelectric | WAT | Hydro | 2.6 | 1986
24931 | Palmer Hydroelectric | 54580 | Curtis Palmer Hydroelectric | NY | Saratoga | C2 | Conventional Hydroelectric | WAT | Hydro | 2.6 | 1986
24931 | Palmer Hydroelectric | 54580 | Curtis Palmer Hydroelectric | NY | Saratoga | C3 | Conventional Hydroelectric | WAT | Hydro | 2.6 | 1985
24931 | Palmer Hydroelectric | 54580 | Curtis Palmer Hydroelectric | NY | Saratoga | C4 | Conventional Hydroelectric | WAT | Hydro | 1 | 1985
24931 | Palmer Hydroelectric | 54580 | Curtis Palmer Hydroelectric | NY | Saratoga | C5 | Conventional Hydroelectric | WAT | Hydro | 1 | 1985
24931 | Palmer Hydroelectric | 54580 | Curtis Palmer Hydroelectric | NY | Saratoga | P1 | Conventional Hydroelectric | WAT | Hydro | 24.6 | 1986
24931 | Palmer Hydroelectric | 54580 | Curtis Palmer Hydroelectric | NY | Saratoga | P2 | Conventional Hydroelectric | WAT | Hydro | 24.6 | 1986
56171 | Bicent Power | 54586 | Tanner Street Generation | MA | Middlesex | TRENT | Natural Gas Fired Combined Cycle | NG | Natural Gas Nonpeaker | 57.9 | 2008
56171 | Bicent Power | 54586 | Tanner Street Generation | MA | Middlesex | VAX | Natural Gas Fired Combined Cycle | NG | Natural Gas Nonpeaker | 27.1 | 1992
15253 | Power City Partners LP | 54592 | Massena Energy Facility | NY | St Lawrence | GEN1 | Natural Gas Fired Combined Cycle | NG | Natural Gas Nonpeaker | 66.5 | 1992
15253 | Power City Partners LP | 54592 | Massena Energy Facility | NY | St Lawrence | GEN2 | Natural Gas Fired Combined Cycle | NG | Natural Gas Nonpeaker | 35.6 | 1992
15253 | Power City Partners LP | 54592 | Massena Energy Facility | NY | St Lawrence | IC | Petroleum Liquids | DFO | Petroleum | 2 | 1992
16839 | Seneca Power Partners LP | 54593 | Batavia Power Plant | NY | Genesee | GEN1 | Natural Gas Fired Combined Cycle | NG | Natural Gas Nonpeaker | 47.7 | 1992
16839 | Seneca Power Partners LP | 54593 | Batavia Power Plant | NY | Genesee | GEN2 | Natural Gas Fired Combined Cycle | NG | Natural Gas Nonpeaker | 18.5 | 1992
16839 | Seneca Power Partners LP | 54593 | Batavia Power Plant | NY | Genesee | GEN3 | Petroleum Liquids | DFO | Petroleum | 1.1 | 1992
55994 | University of Arizona - Biosphere 2 | 54594 | University of Arizona - Biosphere 2 | AZ | PINAL | G-1 | Petroleum Liquids | DFO | Petroleum | 1.5 | 1990
55994 | University of Arizona - Biosphere 2 | 54594 | University of Arizona - Biosphere 2 | AZ | PINAL | G-4 | Natural Gas Internal Combustion Engine | NG | Natural Gas Peaker | 1.6 | 2000
56478 | University of Michigan NCampus Research | 54604 | Warner Lambert | MI | WASHTENAW | 016E | Petroleum Liquids | DFO | Petroleum | 1 | 1992
56478 | University of Michigan NCampus Research | 54604 | Warner Lambert | MI | WASHTENAW | 0550 | Petroleum Liquids | DFO | Petroleum | 1.5 | 2002
56478 | University of Michigan NCampus Research | 54604 | Warner Lambert | MI | WASHTENAW | 085-1 | Petroleum Liquids | DFO | Petroleum | 2.3 | 2005
56478 | University of Michigan NCampus Research | 54604 | Warner Lambert | MI | WASHTENAW | 085-2 | Petroleum Liquids | DFO | Petroleum | 2.3 | 2005
56478 | University of Michigan NCampus Research | 54604 | Warner Lambert | MI | WASHTENAW | 5164 | Natural Gas Fired Combustion Turbine | NG | Natural Gas Peaker | 3 | 1989
56478 | University of Michigan NCampus Research | 54604 | Warner Lambert | MI | WASHTENAW | 800-1 | Petroleum Liquids | DFO | Petroleum | 2.3 | 2007
21621 | United Technologies | 54605 | Pratt & Whitney | CT | Hartford | FT-8 | Natural Gas Fired Combustion Turbine | NG | Natural Gas Peaker | 25.8 | 1992
20838 | Win-Sam Inc | 54606 | University of Texas at San Antonio | TX | Bexar | GEN1 | Natural Gas Internal Combustion Engine | NG | Natural Gas Peaker | 3.4 | 1980
21622 | The University of Texas at Dallas | 54607 | University of Texas at Dallas | TX | Collin | GEN1 | Natural Gas Internal Combustion Engine | NG | Natural Gas Peaker | 3.5 | 1980
4417 | Ingredion Inc - Winston Salem | 54618 | Ingredion Winston Salem | NC | Forsyth | 7500 | Wood/Wood Waste Biomass | WDS | Biomass | 7.5 | 1985
4417 | Ingredion Inc - Winston Salem | 54618 | Ingredion Winston Salem | NC | Forsyth | 900 | Wood/Wood Waste Biomass | WDS | Biomass | 0.9 | 1993
14995 | Pinetree Power Fitchburg Inc | 54620 | Pinetree Power Fitchburg | MA | Worcester | NO-1 | Wood/Wood Waste Biomass | WDS | Biomass | 18 | 1992
12411 | Miami Dade Water & Sewer Dept | 54623 | Central District Wastewater Treat Plant | FL | Miami Dade | 3A | Other Waste Biomass | OBG | Biomass | 1.2 | 2013
12411 | Miami Dade Water & Sewer Dept | 54623 | Central District Wastewater Treat Plant | FL | Miami Dade | 4A | Other Waste Biomass | OBG | Biomass | 1.2 | 2013
12411 | Miami Dade Water & Sewer Dept | 54623 | Central District Wastewater Treat Plant | FL | Miami Dade | 5 | Other Waste Biomass | OBG | Biomass | 1.2 | 2015
12411 | Miami Dade Water & Sewer Dept | 54623 | Central District Wastewater Treat Plant | FL | Miami Dade | 6 | Other Waste Biomass | OBG | Biomass | 1.2 | 2015
12411 | Miami Dade Water & Sewer Dept | 54624 | South District Wastewater Treatment Plt | FL | Miami Dade | 1A | Other Waste Biomass | OBG | Biomass | 2 | 2014
12411 | Miami Dade Water & Sewer Dept | 54624 | South District Wastewater Treatment Plt | FL | Miami Dade | 2A | Other Waste Biomass | OBG | Biomass | 2 | 2014
12411 | Miami Dade Water & Sewer Dept | 54624 | South District Wastewater Treatment Plt | FL | Miami Dade | 3A | Other Waste Biomass | OBG | Biomass | 2 | 2014
12411 | Miami Dade Water & Sewer Dept | 54624 | South District Wastewater Treatment Plt | FL | Miami Dade | 4A | Other Waste Biomass | OBG | Biomass | 2 | 2014
56646 | Covanta Plymouth Renewable Energy L P | 54625 | Covanta Plymouth Renewable Energy | PA | Montgomery | TGI | Municipal Solid Waste | MSW | Municipal Solid Waste | 32.1 | 1991
13060 | Mt Poso Cogeneration Co | 54626 | Mt Poso Cogeneration | CA | Kern | TG01 | Wood/Wood Waste Biomass | WDS | Biomass | 62 | 1989
13492 | New Hope Power Company | 54627 | Okeelanta Cogeneration | FL | Palm Beach | GEN1 | Other Waste Biomass | AB | Biomass | 74.9 | 1996
13492 | New Hope Power Company | 54627 | Okeelanta Cogeneration | FL | Palm Beach | GEN2 | Other Waste Biomass | AB | Biomass | 54 | 2006
14925 | Phelps Dodge Refining Corp | 54628 | Phelps Dodge Refining | TX | El Paso | 2607 | Natural Gas Fired Combustion Turbine | NG | Natural Gas Peaker | 3.5 | 1986
14925 | Phelps Dodge Refining Corp | 54628 | Phelps Dodge Refining | TX | El Paso | 2608 | Natural Gas Fired Combustion Turbine | NG | Natural Gas Peaker | 3.5 | 1986
14925 | Phelps Dodge Refining Corp | 54628 | Phelps Dodge Refining | TX | El Paso | 3001 | Natural Gas Fired Combustion Turbine | NG | Natural Gas Peaker | 4.2 | 1992
14925 | Phelps Dodge Refining Corp | 54628 | Phelps Dodge Refining | TX | El Paso | 3002 | Natural Gas Fired Combustion Turbine | NG | Natural Gas Peaker | 4.2 | 1992
14925 | Phelps Dodge Refining Corp | 54628 | Phelps Dodge Refining | TX | El Paso | 3003 | Natural Gas Fired Combustion Turbine | NG | Natural Gas Peaker | 4.2 | 1992
54839 | Eagle Materials Co LLC | 54630 | American Gypsum Cogeneration | CO | Eagle | D-1 | Petroleum Liquids | DFO | Petroleum | 1.6 | 1990
54839 | Eagle Materials Co LLC | 54630 | American Gypsum Cogeneration | CO | Eagle | D-2 | Petroleum Liquids | DFO | Petroleum | 1.6 | 1990
54839 | Eagle Materials Co LLC | 54630 | American Gypsum Cogeneration | CO | Eagle | T-1 | Natural Gas Fired Combustion Turbine | NG | Natural Gas Peaker | 2.8 | 1990
54839 | Eagle Materials Co LLC | 54630 | American Gypsum Cogeneration | CO | Eagle | T-2 | Natural Gas Fired Combustion Turbine | NG | Natural Gas Peaker | 3.6 | 1990
16793 | Schuylkill Energy Resource Inc | 54634 | St Nicholas Cogen Project | PA | Schuylkill | SNCP | Conventional Steam Coal | WC | Hard Coal | 99.2 | 1990
30052 | Huntsman Corp | 54637 | JCO Oxides Olefins Plant | TX | JEFFERSON | GCG1 | Natural Gas Fired Combustion Turbine | NG | Natural Gas Peaker | 38.6 | 1992
30052 | Huntsman Corp | 54637 | JCO Oxides Olefins Plant | TX | JEFFERSON | GCG2 | Natural Gas Fired Combustion Turbine | NG | Natural Gas Peaker | 38.6 | 1992
56137 | Domtar LLC | 54638 | Johnsonburg Mill | PA | Elk | PT1 | Wood/Wood Waste Biomass | BLQ | Biomass | 54 | 1993
7595 | Great Lakes Hydro America LLC | 54639 | Berlin Gorham | NH | Coos | CAS1 | Conventional Hydroelectric | WAT | Hydro | 2.4 | 1914
7595 | Great Lakes Hydro America LLC | 54639 | Berlin Gorham | NH | Coos | CAS2 | Conventional Hydroelectric | WAT | Hydro | 2.4 | 1916
7595 | Great Lakes Hydro America LLC | 54639 | Berlin Gorham | NH | Coos | CAS3 | Conventional Hydroelectric | WAT | Hydro | 3.1 | 1918
7595 | Great Lakes Hydro America LLC | 54639 | Berlin Gorham | NH | Coos | GOR1 | Conventional Hydroelectric | WAT | Hydro | 1.2 | 1920
7595 | Great Lakes Hydro America LLC | 54639 | Berlin Gorham | NH | Coos | GOR2 | Conventional Hydroelectric | WAT | Hydro | 1.2 | 1920
7595 | Great Lakes Hydro America LLC | 54639 | Berlin Gorham | NH | Coos | GOR3 | Conventional Hydroelectric | WAT | Hydro | 1.2 | 1920
7595 | Great Lakes Hydro America LLC | 54639 | Berlin Gorham | NH | Coos | GOR4 | Conventional Hydroelectric | WAT | Hydro | 1.2 | 1920
7595 | Great Lakes Hydro America LLC | 54639 | Berlin Gorham | NH | Coos | RS1 | Conventional Hydroelectric | WAT | Hydro | 3.8 | 1920
7595 | Great Lakes Hydro America LLC | 54639 | Berlin Gorham | NH | Coos | RS3 | Conventional Hydroelectric | WAT | Hydro | 4.1 | 1920
7595 | Great Lakes Hydro America LLC | 54639 | Berlin Gorham | NH | Coos | SH2 | Conventional Hydroelectric | WAT | Hydro | 0.9 | 1916
7595 | Great Lakes Hydro America LLC | 54639 | Berlin Gorham | NH | Coos | SHL1 | Conventional Hydroelectric | WAT | Hydro | 0.9 | 1916
7595 | Great Lakes Hydro America LLC | 54639 | Berlin Gorham | NH | Coos | SHL3 | Conventional Hydroelectric | WAT | Hydro | 1.8 | 1929
7595 | Great Lakes Hydro America LLC | 54639 | Berlin Gorham | NH | Coos | SM1 | Conventional Hydroelectric | WAT | Hydro | 0.8 | 1980
7595 | Great Lakes Hydro America LLC | 54639 | Berlin Gorham | NH | Coos | SM2 | Conventional Hydroelectric | WAT | Hydro | 0.8 | 1980
7595 | Great Lakes Hydro America LLC | 54639 | Berlin Gorham | NH | Coos | SM3 | Conventional Hydroelectric | WAT | Hydro | 0.7 | 1980
7595 | Great Lakes Hydro America LLC | 54639 | Berlin Gorham | NH | Coos | SM4 | Conventional Hydroelectric | WAT | Hydro | 0.8 | 1980
7595 | Great Lakes Hydro America LLC | 54639 | Berlin Gorham | NH | Coos | XP1 | Conventional Hydroelectric | WAT | Hydro | 0.6 | 1921
7595 | Great Lakes Hydro America LLC | 54639 | Berlin Gorham | NH | Coos | XP2 | Conventional Hydroelectric | WAT | Hydro | 0.6 | 1921
7595 | Great Lakes Hydro America LLC | 54639 | Berlin Gorham | NH | Coos | XP3 | Conventional Hydroelectric | WAT | Hydro | 0.6 | 1921
7595 | Great Lakes Hydro America LLC | 54639 | Berlin Gorham | NH | Coos | XP4 | Conventional Hydroelectric | WAT | Hydro | 0.5 | 1921
7595 | Great Lakes Hydro America LLC | 54639 | Berlin Gorham | NH | Coos | XP5 | Conventional Hydroelectric | WAT | Hydro | 0.7 | 1924
56160 | NAEA Operating Company LLC | 54640 | NAEA Lakewood LLC | NJ | Ocean | GEN1 | Natural Gas Fired Combined Cycle | NG | Natural Gas Nonpeaker | 77.9 | 1994
56160 | NAEA Operating Company LLC | 54640 | NAEA Lakewood LLC | NJ | Ocean | GEN2 | Natural Gas Fired Combined Cycle | NG | Natural Gas Nonpeaker | 77.9 | 1994
56160 | NAEA Operating Company LLC | 54640 | NAEA Lakewood LLC | NJ | Ocean | GEN3 | Natural Gas Fired Combined Cycle | NG | Natural Gas Nonpeaker | 81 | 1994
9989 | Kalaeloa Partners LP | 54646 | Kalaeloa Cogen Plant | HI | Honolulu | CT1 | Petroleum Liquids | RFO | Petroleum | 119.2 | 1989
9989 | Kalaeloa Partners LP | 54646 | Kalaeloa Cogen Plant | HI | Honolulu | CT2 | Petroleum Liquids | RFO | Petroleum | 119.2 | 1991
9989 | Kalaeloa Partners LP | 54646 | Kalaeloa Cogen Plant | HI | Honolulu | ST | Petroleum Liquids | RFO | Petroleum | 61 | 1991
2770 | Terra-Gen Operating Co LLC | 54647 | TPC Windfarms LLC | CA | Kern | EXIS | Onshore Wind Turbine | WND | Wind | 28.7 | 1986
11664 | Mark Technologies Corp | 54650 | Swanmill Windfarm I | CA | Riverside | EXI2 | Onshore Wind Turbine | WND | Wind | 9.1 | 1989
11664 | Mark Technologies Corp | 54650 | Swanmill Windfarm I | CA | Riverside | EXIS | Onshore Wind Turbine | WND | Wind | 9.6 | 1988
18194 | STS Hydropower Ltd | 54653 | Kanaka | CA | Butte | KAN1 | Conventional Hydroelectric | WAT | Hydro | 1.1 | 1988
18194 | STS Hydropower Ltd | 54654 | Kekawaka Power House | CA | Trinity | KEK1 | Conventional Hydroelectric | WAT | Hydro | 4.9 | 1989
18232 | STS HydroPower Ltd-Schoolfield Dam | 54655 | Schoolfield Dam | VA | Pittsylvania | SCH1 | Conventional Hydroelectric | WAT | Hydro | 1.5 | 1990
18232 | STS HydroPower Ltd-Schoolfield Dam | 54655 | Schoolfield Dam | VA | Pittsylvania | SCH2 | Conventional Hydroelectric | WAT | Hydro | 1.5 | 1990
18232 | STS HydroPower Ltd-Schoolfield Dam | 54655 | Schoolfield Dam | VA | Pittsylvania | SCH3 | Conventional Hydroelectric | WAT | Hydro | 1.5 | 1990
9210 | International Paper Co-Riegelwood | 54656 | International Paper Riegelwood Mill | NC | Columbus | NO 1 | Wood/Wood Waste Biomass | BLQ | Biomass | 7.5 | 1951
9210 | International Paper Co-Riegelwood | 54656 | International Paper Riegelwood Mill | NC | Columbus | NO 2 | Wood/Wood Waste Biomass | BLQ | Biomass | 10 | 1955
9210 | International Paper Co-Riegelwood | 54656 | International Paper Riegelwood Mill | NC | Columbus | NO3 | Wood/Wood Waste Biomass | BLQ | Biomass | 44 | 1976
54843 | WM Illinois Renewable Energy LLC | 54659 | Kankakee Gas Recovery | IL | Kankakee | GEN1 | Landfill Gas | LFG | Biomass | 0.8 | 1992
54843 | WM Illinois Renewable Energy LLC | 54659 | Kankakee Gas Recovery | IL | Kankakee | GEN2 | Landfill Gas | LFG | Biomass | 0.8 | 1992
54842 | WM Renewable Energy LLC | 54661 | Pheasant Run Landfill Gas Recovery | WI | Kenosha | GE10 | Landfill Gas | LFG | Biomass | 0.8 | 2002
54842 | WM Renewable Energy LLC | 54661 | Pheasant Run Landfill Gas Recovery | WI | Kenosha | GE11 | Landfill Gas | LFG | Biomass | 0.8 | 2002
54842 | WM Renewable Energy LLC | 54661 | Pheasant Run Landfill Gas Recovery | WI | Kenosha | GEN1 | Landfill Gas | LFG | Biomass | 0.8 | 1992
54842 | WM Renewable Energy LLC | 54661 | Pheasant Run Landfill Gas Recovery | WI | Kenosha | GEN2 | Landfill Gas | LFG | Biomass | 0.8 | 1992
54842 | WM Renewable Energy LLC | 54661 | Pheasant Run Landfill Gas Recovery | WI | Kenosha | GEN3 | Landfill Gas | LFG | Biomass | 0.8 | 1996
54842 | WM Renewable Energy LLC | 54661 | Pheasant Run Landfill Gas Recovery | WI | Kenosha | GEN4 | Landfill Gas | LFG | Biomass | 0.8 | 2000
54842 | WM Renewable Energy LLC | 54661 | Pheasant Run Landfill Gas Recovery | WI | Kenosha | GEN5 | Landfill Gas | LFG | Biomass | 0.8 | 2000
54842 | WM Renewable Energy LLC | 54661 | Pheasant Run Landfill Gas Recovery | WI | Kenosha | GEN6 | Landfill Gas | LFG | Biomass | 0.8 | 2000
54842 | WM Renewable Energy LLC | 54661 | Pheasant Run Landfill Gas Recovery | WI | Kenosha | GEN7 | Landfill Gas | LFG | Biomass | 0.8 | 2000
54842 | WM Renewable Energy LLC | 54661 | Pheasant Run Landfill Gas Recovery | WI | Kenosha | GEN8 | Landfill Gas | LFG | Biomass | 0.8 | 2002
54842 | WM Renewable Energy LLC | 54661 | Pheasant Run Landfill Gas Recovery | WI | Kenosha | GEN9 | Landfill Gas | LFG | Biomass | 0.8 | 2002
54843 | WM Illinois Renewable Energy LLC | 54662 | Woodland Landfill Gas Recovery | IL | Kane | GEN1 | Landfill Gas | LFG | Biomass | 0.8 | 1992
54843 | WM Illinois Renewable Energy LLC | 54662 | Woodland Landfill Gas Recovery | IL | Kane | GEN2 | Landfill Gas | LFG | Biomass | 0.8 | 1992
54843 | WM Illinois Renewable Energy LLC | 54662 | Woodland Landfill Gas Recovery | IL | Kane | GEN3 | Landfill Gas | LFG | Biomass | 1.6 | 2010
54843 | WM Illinois Renewable Energy LLC | 54662 | Woodland Landfill Gas Recovery | IL | Kane | GEN4 | Landfill Gas | LFG | Biomass | 1.6 | 2010
54842 | WM Renewable Energy LLC | 54663 | Turnkey Landfill Gas Recovery | NH | Strafford | GEN1 | Landfill Gas | LFG | Biomass | 0.8 | 1992
54842 | WM Renewable Energy LLC | 54663 | Turnkey Landfill Gas Recovery | NH | Strafford | GEN2 | Landfill Gas | LFG | Biomass | 0.8 | 1992
54842 | WM Renewable Energy LLC | 54663 | Turnkey Landfill Gas Recovery | NH | Strafford | GEN3 | Landfill Gas | LFG | Biomass | 0.8 | 1992
54842 | WM Renewable Energy LLC | 54663 | Turnkey Landfill Gas Recovery | NH | Strafford | GEN4 | Landfill Gas | LFG | Biomass | 0.8 | 1993
54842 | WM Renewable Energy LLC | 54663 | Turnkey Landfill Gas Recovery | NH | Strafford | GEN5 | Landfill Gas | LFG | Biomass | 3 | 1997
54842 | WM Renewable Energy LLC | 54663 | Turnkey Landfill Gas Recovery | NH | Strafford | GEN6 | Landfill Gas | LFG | Biomass | 3 | 1997
18031 | Steamboat Development Corp | 54665 | Steamboat II | NV | Washoe | T201 | Geothermal | GEO | Geothermal | 9.1 | 1992
18031 | Steamboat Development Corp | 54665 | Steamboat II | NV | Washoe | T202 | Geothermal | GEO | Geothermal | 9.1 | 1992
18031 | Steamboat Development Corp | 54666 | Steamboat III | NV | Washoe | T301 | Geothermal | GEO | Geothermal | 9.1 | 1992
18031 | Steamboat Development Corp | 54666 | Steamboat III | NV | Washoe | T302 | Geothermal | GEO | Geothermal | 9.1 | 1992
3670 | FreePort-McMoRan-Corp-Chino Mines | 54667 | Chino Mines | NM | Grant | 7 | Natural Gas Fired Combined Cycle | NG | Natural Gas Nonpeaker | 16.5 | 1959
3670 | FreePort-McMoRan-Corp-Chino Mines | 54667 | Chino Mines | NM | Grant | 9 | Natural Gas Fired Combined Cycle | NG | Natural Gas Nonpeaker | 37.5 | 2001
11782 | Marysville Hydro Partners | 54668 | Falls River Hydro | ID | Fremont | 1 | Conventional Hydroelectric | WAT | Hydro | 4.5 | 1993
11782 | Marysville Hydro Partners | 54668 | Falls River Hydro | ID | Fremont | 2 | Conventional Hydroelectric | WAT | Hydro | 4.5 | 1993
6527 | Ford Hydro Ltd Partnership | 54674 | Ford Hydro LP | ID | Clearwater | GEN1 | Conventional Hydroelectric | WAT | Hydro | 0.4 | 1988
6527 | Ford Hydro Ltd Partnership | 54674 | Ford Hydro LP | ID | Clearwater | GEN2 | Conventional Hydroelectric | WAT | Hydro | 0.4 | 1988
6527 | Ford Hydro Ltd Partnership | 54674 | Ford Hydro LP | ID | Clearwater | GEN3 | Conventional Hydroelectric | WAT | Hydro | 0.4 | 1988
17664 | Spartanburg Commissioners PW | 54675 | Spartanburg Water System | SC | SPARTANBURG | DI2 | Petroleum Liquids | DFO | Petroleum | 2 | 2011
17664 | Spartanburg Commissioners PW | 54675 | Spartanburg Water System | SC | SPARTANBURG | DI3 | Petroleum Liquids | DFO | Petroleum | 1.3 | 2011
17664 | Spartanburg Commissioners PW | 54675 | Spartanburg Water System | SC | SPARTANBURG | HG1 | Conventional Hydroelectric | WAT | Hydro | 0.5 | 1926
17664 | Spartanburg Commissioners PW | 54675 | Spartanburg Water System | SC | SPARTANBURG | HG2 | Conventional Hydroelectric | WAT | Hydro | 0.5 | 1926
5374 | Dow Chemical Company-Oyster Creek VIII | 54676 | Oyster Creek Unit VIII | TX | Brazoria | G81 | Natural Gas Fired Combined Cycle | NG | Natural Gas Nonpeaker | 99 | 1994
5374 | Dow Chemical Company-Oyster Creek VIII | 54676 | Oyster Creek Unit VIII | TX | Brazoria | G82 | Natural Gas Fired Combined Cycle | NG | Natural Gas Nonpeaker | 99 | 1994
5374 | Dow Chemical Company-Oyster Creek VIII | 54676 | Oyster Creek Unit VIII | TX | Brazoria | G83 | Natural Gas Fired Combined Cycle | NG | Natural Gas Nonpeaker | 99 | 1994
5374 | Dow Chemical Company-Oyster Creek VIII | 54676 | Oyster Creek Unit VIII | TX | Brazoria | G84 | Natural Gas Fired Combined Cycle | NG | Natural Gas Nonpeaker | 200.9 | 1994
4660 | CII Carbon LLC | 54677 | CII Carbon LLC | LA | St Bernard | TG-2 | All Other | WH | Other | 23 | 1951
4660 | CII Carbon LLC | 54677 | CII Carbon LLC | LA | St Bernard | TG-3 | All Other | WH | Other | 23 | 1951
6371 | First National Bank-Commerce | 54678 | Sidney A Murray Jr Hydroelectric | LA | Concordia | 01 | Conventional Hydroelectric | WAT | Hydro | 24 | 1990
6371 | First National Bank-Commerce | 54678 | Sidney A Murray Jr Hydroelectric | LA | Concordia | 02 | Conventional Hydroelectric | WAT | Hydro | 24 | 1990
6371 | First National Bank-Commerce | 54678 | Sidney A Murray Jr Hydroelectric | LA | Concordia | 03 | Conventional Hydroelectric | WAT | Hydro | 24 | 1990
6371 | First National Bank-Commerce | 54678 | Sidney A Murray Jr Hydroelectric | LA | Concordia | 04 | Conventional Hydroelectric | WAT | Hydro | 24 | 1990
6371 | First National Bank-Commerce | 54678 | Sidney A Murray Jr Hydroelectric | LA | Concordia | 05 | Conventional Hydroelectric | WAT | Hydro | 24 | 1990
6371 | First National Bank-Commerce | 54678 | Sidney A Murray Jr Hydroelectric | LA | Concordia | 06 | Conventional Hydroelectric | WAT | Hydro | 24 | 1990
6371 | First National Bank-Commerce | 54678 | Sidney A Murray Jr Hydroelectric | LA | Concordia | 07 | Conventional Hydroelectric | WAT | Hydro | 24 | 1990
6371 | First National Bank-Commerce | 54678 | Sidney A Murray Jr Hydroelectric | LA | Concordia | 08 | Conventional Hydroelectric | WAT | Hydro | 24 | 1990
1994 | Boulder City of | 54679 | Boulder City Lakewood Hydro | CO | Boulder | 0001 | Conventional Hydroelectric | WAT | Hydro | 3.5 | 2004
1994 | Boulder City of | 54680 | Boulder City Betasso Hydro Plant | CO | Boulder | 0001 | Conventional Hydroelectric | WAT | Hydro | 3 | 1987
59099 | New Dimension Energy Company, LLC | 54681 | Difwind Farms Ltd I | CA | Riverside | EXIS | Onshore Wind Turbine | WND | Wind | 7.3 | 1986
59099 | New Dimension Energy Company, LLC | 54682 | Difwind Farms Ltd II | CA | Riverside | EXIS | Onshore Wind Turbine | WND | Wind | 5.5 | 1986
59099 | New Dimension Energy Company, LLC | 54685 | Difwind Farms Ltd V | CA | Riverside | EXIS | Onshore Wind Turbine | WND | Wind | 11.7 | 1987
57170 | EDF Renewable Asset Holdings, Inc. | 54686 | Difwind Farms Ltd VI | CA | Kern | EXIS | Onshore Wind Turbine | WND | Wind | 27.1 | 1987
42890 | Woonsocket City of | 54688 | Thundermist Hydro | RI | Providence | HYD1 | Conventional Hydroelectric | WAT | Hydro | 1.2 | 1981
49748 | ORCAL Geothermal, Inc | 54689 | Heber Geothermal | CA | Imperial | 1 | Geothermal | GEO | Geothermal | 52 | 1985
49748 | ORCAL Geothermal, Inc | 54689 | Heber Geothermal | CA | Imperial | 2 | Geothermal | GEO | Geothermal | 7 | 2006
49748 | ORCAL Geothermal, Inc | 54689 | Heber Geothermal | CA | Imperial | 3 | Geothermal | GEO | Geothermal | 3.5 | 2006
24206 | Amalgamated Sugar Co-Nampa | 54690 | Amalgamated Sugar LLC Nampa | ID | Canyon | 2250 | Conventional Steam Coal | BIT | Hard Coal | 2.2 | 1948
24206 | Amalgamated Sugar Co-Nampa | 54690 | Amalgamated Sugar LLC Nampa | ID | Canyon | 500 | Conventional Steam Coal | BIT | Hard Coal | 0.5 | 1950
24206 | Amalgamated Sugar Co-Nampa | 54690 | Amalgamated Sugar LLC Nampa | ID | Canyon | 6500 | Conventional Steam Coal | BIT | Hard Coal | 6 | 1968
57280 | Eagle Creek RE LLC | 54691 | Lower Beaver Falls Project | NY | Lewis | 2G | Conventional Hydroelectric | WAT | Hydro | 0.5 | 1979
57280 | Eagle Creek RE LLC | 54691 | Lower Beaver Falls Project | NY | Lewis | 3G | Conventional Hydroelectric | WAT | Hydro | 0.5 | 1979
56516 | Morris Energy Operations Company, LLC | 54693 | York Generation Company LLC | PA | York | GT#1 | Natural Gas Fired Combined Cycle | NG | Natural Gas Nonpeaker | 8.3 | 1989
56516 | Morris Energy Operations Company, LLC | 54693 | York Generation Company LLC | PA | York | GT#2 | Natural Gas Fired Combined Cycle | NG | Natural Gas Nonpeaker | 8.3 | 1989
56516 | Morris Energy Operations Company, LLC | 54693 | York Generation Company LLC | PA | York | GT#5 | Natural Gas Fired Combined Cycle | NG | Natural Gas Nonpeaker | 8.3 | 1989
56516 | Morris Energy Operations Company, LLC | 54693 | York Generation Company LLC | PA | York | GT#6 | Natural Gas Fired Combined Cycle | NG | Natural Gas Nonpeaker | 8.3 | 1989
56516 | Morris Energy Operations Company, LLC | 54693 | York Generation Company LLC | PA | York | ST#1 | Natural Gas Fired Combined Cycle | NG | Natural Gas Nonpeaker | 9.5 | 1989
56516 | Morris Energy Operations Company, LLC | 54693 | York Generation Company LLC | PA | York | ST#2 | Natural Gas Fired Combined Cycle | NG | Natural Gas Nonpeaker | 9.5 | 1989
49919 | Falcon Power Operating Company | 54694 | Yuma Cogeneration Associates | AZ | Yuma | GEN1 | Natural Gas Fired Combined Cycle | NG | Natural Gas Nonpeaker | 44.1 | 1994
49919 | Falcon Power Operating Company | 54694 | Yuma Cogeneration Associates | AZ | Yuma | GEN2 | Natural Gas Fired Combined Cycle | NG | Natural Gas Nonpeaker | 18.5 | 1994
54842 | WM Renewable Energy LLC | 54700 | Metro Methane Recovery Facility | IA | Polk | GEN1 | Landfill Gas | LFG | Biomass | 0.8 | 1998
54842 | WM Renewable Energy LLC | 54700 | Metro Methane Recovery Facility | IA | Polk | GEN10 | Landfill Gas | LFG | Biomass | 1.6 | 2014
54842 | WM Renewable Energy LLC | 54700 | Metro Methane Recovery Facility | IA | Polk | GEN11 | Landfill Gas | LFG | Biomass | 1.6 | 2014
54842 | WM Renewable Energy LLC | 54700 | Metro Methane Recovery Facility | IA | Polk | GEN12 | Landfill Gas | LFG | Biomass | 1.6 | 2014
54842 | WM Renewable Energy LLC | 54700 | Metro Methane Recovery Facility | IA | Polk | GEN2 | Landfill Gas | LFG | Biomass | 0.8 | 1998
54842 | WM Renewable Energy LLC | 54700 | Metro Methane Recovery Facility | IA | Polk | GEN3 | Landfill Gas | LFG | Biomass | 0.8 | 1998
54842 | WM Renewable Energy LLC | 54700 | Metro Methane Recovery Facility | IA | Polk | GEN4 | Landfill Gas | LFG | Biomass | 0.8 | 1998
54842 | WM Renewable Energy LLC | 54700 | Metro Methane Recovery Facility | IA | Polk | GEN5 | Landfill Gas | LFG | Biomass | 0.8 | 1998
54842 | WM Renewable Energy LLC | 54700 | Metro Methane Recovery Facility | IA | Polk | GEN6 | Landfill Gas | LFG | Biomass | 0.8 | 1998
54842 | WM Renewable Energy LLC | 54700 | Metro Methane Recovery Facility | IA | Polk | GEN7 | Landfill Gas | LFG | Biomass | 0.8 | 1998
54842 | WM Renewable Energy LLC | 54700 | Metro Methane Recovery Facility | IA | Polk | GEN8 | Landfill Gas | LFG | Biomass | 0.8 | 1998
29925 | Enterprise Products Optg LP | 54705 | Toca Plant | LA | St Bernard | EG-1 | Natural Gas Internal Combustion Engine | NG | Natural Gas Peaker | 0.8 | 1958
29925 | Enterprise Products Optg LP | 54705 | Toca Plant | LA | St Bernard | EG-3 | Natural Gas Internal Combustion Engine | NG | Natural Gas Peaker | 0.8 | 1958
29925 | Enterprise Products Optg LP | 54705 | Toca Plant | LA | St Bernard | EG-4 | Natural Gas Internal Combustion Engine | NG | Natural Gas Peaker | 0.7 | 1997
29925 | Enterprise Products Optg LP | 54705 | Toca Plant | LA | St Bernard | EG2A | Natural Gas Internal Combustion Engine | NG | Natural Gas Peaker | 0.5 | 2001
8927 | Hunterdon Cogeneration LP | 54707 | Hunterdon Cogen Facility | NJ | Hunterdon | 1 | Natural Gas Fired Combustion Turbine | NG | Natural Gas Peaker | 4.1 | 1993
361 | Industrial Energy Applications Inc | 54710 | Alliant SBD 9205 A Y McDonald | IA | Dubuque | 0001 | Petroleum Liquids | DFO | Petroleum | 1.5 | 1993
361 | Industrial Energy Applications Inc | 54710 | Alliant SBD 9205 A Y McDonald | IA | Dubuque | 0002 | Petroleum Liquids | DFO | Petroleum | 1.6 | 1990
361 | Industrial Energy Applications Inc | 54712 | Alliant SBD 9201 Norplex | IA | Allamakee | 0002 | Petroleum Liquids | DFO | Petroleum | 1 | 2014
361 | Industrial Energy Applications Inc | 54712 | Alliant SBD 9201 Norplex | IA | Allamakee | 0044 | Petroleum Liquids | DFO | Petroleum | 1.1 | 1988
361 | Industrial Energy Applications Inc | 54714 | Alliant SBD 8501 Aegon LI | IA | Linn | 1265 | Petroleum Liquids | DFO | Petroleum | 1 | 1985
361 | Industrial Energy Applications Inc | 54714 | Alliant SBD 8501 Aegon LI | IA | Linn | 1270 | Petroleum Liquids | DFO | Petroleum | 1 | 1985
361 | Industrial Energy Applications Inc | 54714 | Alliant SBD 8501 Aegon LI | IA | Linn | 1794 | Petroleum Liquids | DFO | Petroleum | 1.1 | 1987
361 | Industrial Energy Applications Inc | 54715 | Alliant SBD 9107 JBS USA | IA | Marshall | 2665 | Petroleum Liquids | DFO | Petroleum | 1.6 | 1992
361 | Industrial Energy Applications Inc | 54715 | Alliant SBD 9107 JBS USA | IA | Marshall | 2688 | Petroleum Liquids | DFO | Petroleum | 1.6 | 1992
361 | Industrial Energy Applications Inc | 54715 | Alliant SBD 9107 JBS USA | IA | Marshall | 2689 | Petroleum Liquids | DFO | Petroleum | 1.6 | 1992
361 | Industrial Energy Applications Inc | 54715 | Alliant SBD 9107 JBS USA | IA | Marshall | 4644 | Petroleum Liquids | DFO | Petroleum | 1.6 | 1994
361 | Industrial Energy Applications Inc | 54715 | Alliant SBD 9107 JBS USA | IA | Marshall | 4658 | Petroleum Liquids | DFO | Petroleum | 1.6 | 1996
361 | Industrial Energy Applications Inc | 54715 | Alliant SBD 9107 JBS USA | IA | Marshall | 4659 | Petroleum Liquids | DFO | Petroleum | 1.6 | 1998
361 | Industrial Energy Applications Inc | 54715 | Alliant SBD 9107 JBS USA | IA | Marshall | 4660 | Petroleum Liquids | DFO | Petroleum | 1.8 | 2000
361 | Industrial Energy Applications Inc | 54716 | Alliant SBD 8602 Marion Sub | IA | Linn | 1536 | Petroleum Liquids | DFO | Petroleum | 1.5 | 1986
361 | Industrial Energy Applications Inc | 54716 | Alliant SBD 8602 Marion Sub | IA | Linn | 2734 | Petroleum Liquids | DFO | Petroleum | 1.5 | 1986
361 | Industrial Energy Applications Inc | 54716 | Alliant SBD 8602 Marion Sub | IA | Linn | 2741 | Petroleum Liquids | DFO | Petroleum | 1.1 | 1986
361 | Industrial Energy Applications Inc | 54716 | Alliant SBD 8602 Marion Sub | IA | Linn | 2785 | Petroleum Liquids | DFO | Petroleum | 1.5 | 1986
361 | Industrial Energy Applications Inc | 54717 | Alliant SBD 9106 Rockwell CR | IA | Linn | 2671 | Petroleum Liquids | DFO | Petroleum | 1.6 | 1992
361 | Industrial Energy Applications Inc | 54717 | Alliant SBD 9106 Rockwell CR | IA | Linn | 2672 | Petroleum Liquids | DFO | Petroleum | 1.6 | 1992
361 | Industrial Energy Applications Inc | 54717 | Alliant SBD 9106 Rockwell CR | IA | Linn | 2675 | Petroleum Liquids | DFO | Petroleum | 1.6 | 1992
361 | Industrial Energy Applications Inc | 54717 | Alliant SBD 9106 Rockwell CR | IA | Linn | 2678 | Petroleum Liquids | DFO | Petroleum | 1.6 | 1992
361 | Industrial Energy Applications Inc | 54717 | Alliant SBD 9106 Rockwell CR | IA | Linn | 2679 | Petroleum Liquids | DFO | Petroleum | 1.6 | 1992
361 | Industrial Energy Applications Inc | 54717 | Alliant SBD 9106 Rockwell CR | IA | Linn | 2682 | Petroleum Liquids | DFO | Petroleum | 1.6 | 1992
361 | Industrial Energy Applications Inc | 54717 | Alliant SBD 9106 Rockwell CR | IA | Linn | 2683 | Petroleum Liquids | DFO | Petroleum | 1.6 | 1992
361 | Industrial Energy Applications Inc | 54717 | Alliant SBD 9106 Rockwell CR | IA | Linn | 2684 | Petroleum Liquids | DFO | Petroleum | 1.6 | 1992
361 | Industrial Energy Applications Inc | 54717 | Alliant SBD 9106 Rockwell CR | IA | Linn | 2685 | Petroleum Liquids | DFO | Petroleum | 1.6 | 1992
361 | Industrial Energy Applications Inc | 54717 | Alliant SBD 9106 Rockwell CR | IA | Linn | 2690 | Petroleum Liquids | DFO | Petroleum | 1.6 | 1992
361 | Industrial Energy Applications Inc | 54718 | Alliant SBD 9206 Donaldson | IA | Howard | 4632 | Petroleum Liquids | DFO | Petroleum | 1.6 | 1995
56189 | American Profol Incorporated | 54719 | Alliant SBD 9203 Profol | IA | Linn | 6916 | Petroleum Liquids | DFO | Petroleum | 1.8 | 1996
56189 | American Profol Incorporated | 54719 | Alliant SBD 9203 Profol | IA | Linn | 6917 | Petroleum Liquids | DFO | Petroleum | 1.8 | 2001
56189 | American Profol Incorporated | 54719 | Alliant SBD 9203 Profol | IA | Linn | 6918 | Petroleum Liquids | DFO | Petroleum | 2 | 2012
361 | Industrial Energy Applications Inc | 54720 | Alliant SBD 8601 Quad Graphics | IA | Iowa | 2736 | Petroleum Liquids | DFO | Petroleum | 1.5 | 1986
361 | Industrial Energy Applications Inc | 54720 | Alliant SBD 8601 Quad Graphics | IA | Iowa | 3489 | Petroleum Liquids | DFO | Petroleum | 1 | 1991
361 | Industrial Energy Applications Inc | 54720 | Alliant SBD 8601 Quad Graphics | IA | Iowa | 7164 | Petroleum Liquids | DFO | Petroleum | 1.1 | 1996
20100 | Warm Springs Power Enterprises | 54721 | Warm Springs Power Enterprises | OR | Jefferson | 0001 | Conventional Hydroelectric | WAT | Hydro | 19.6 | 1982
56355 | LES Project Holdings LLC | 54723 | I 95 Landfill Phase II | VA | Fairfax | UNT1 | Landfill Gas | LFG | Biomass | 0.8 | 1993
56355 | LES Project Holdings LLC | 54723 | I 95 Landfill Phase II | VA | Fairfax | UNT2 | Landfill Gas | LFG | Biomass | 0.8 | 1993
56355 | LES Project Holdings LLC | 54723 | I 95 Landfill Phase II | VA | Fairfax | UNT3 | Landfill Gas | LFG | Biomass | 0.8 | 1993
56355 | LES Project Holdings LLC | 54723 | I 95 Landfill Phase II | VA | Fairfax | UNT4 | Landfill Gas | LFG | Biomass | 0.8 | 1993
34691 | Ormat Nevada Inc | 54724 | Ormesa II | CA | Imperial | OEC21 | Geothermal | GEO | Geothermal | 12 | 1989
34691 | Ormat Nevada Inc | 54724 | Ormesa II | CA | Imperial | OEC22 | Geothermal | GEO | Geothermal | 12 | 2007
16070 | Rio Blanco Water Conserv Dist | 54729 | Taylor Draw Hydroelectric Facility | CO | Rio Blanco | COX1 | Conventional Hydroelectric | WAT | Hydro | 2.3 | 1993
57139 | W&T Offshore Inc | 54730 | Shell Offshore Yellowhammer | AL | MOBILE | 701 | Natural Gas Fired Combustion Turbine | NG | Natural Gas Peaker | 3.4 | 1992
8453 | Hendricks Regional Health | 54731 | Hendricks Regional Health | IN | Hendricks | GE06 | Petroleum Liquids | DFO | Petroleum | 1 | 2010
8453 | Hendricks Regional Health | 54731 | Hendricks Regional Health | IN | Hendricks | GEO1 | Petroleum Liquids | DFO | Petroleum | 0.5 | 1992
8453 | Hendricks Regional Health | 54731 | Hendricks Regional Health | IN | Hendricks | GEO2 | Petroleum Liquids | DFO | Petroleum | 0.5 | 1992
8453 | Hendricks Regional Health | 54731 | Hendricks Regional Health | IN | Hendricks | GEO3 | Petroleum Liquids | DFO | Petroleum | 0.3 | 1992
8453 | Hendricks Regional Health | 54731 | Hendricks Regional Health | IN | Hendricks | GEO4 | Petroleum Liquids | DFO | Petroleum | 1 | 2004
8453 | Hendricks Regional Health | 54731 | Hendricks Regional Health | IN | Hendricks | GEO5 | Petroleum Liquids | DFO | Petroleum | 1 | 2004
14989 | Freeport McMoRan Inc | 54734 | Freeport McMoRan | NM | Grant | 1 | Petroleum Liquids | DFO | Petroleum | 3 | 1967
14989 | Freeport McMoRan Inc | 54734 | Freeport McMoRan | NM | Grant | 10 | Petroleum Liquids | DFO | Petroleum | 3 | 1971
14989 | Freeport McMoRan Inc | 54734 | Freeport McMoRan | NM | Grant | 11 | Petroleum Liquids | DFO | Petroleum | 3 | 1971
14989 | Freeport McMoRan Inc | 54734 | Freeport McMoRan | NM | Grant | 12 | Petroleum Liquids | DFO | Petroleum | 3 | 1972
14989 | Freeport McMoRan Inc | 54734 | Freeport McMoRan | NM | Grant | 13 | Petroleum Liquids | DFO | Petroleum | 3 | 1972
14989 | Freeport McMoRan Inc | 54734 | Freeport McMoRan | NM | Grant | 14 | Petroleum Liquids | DFO | Petroleum | 3 | 1972
14989 | Freeport McMoRan Inc | 54734 | Freeport McMoRan | NM | Grant | 15 | Petroleum Liquids | DFO | Petroleum | 3.1 | 1972
14989 | Freeport McMoRan Inc | 54734 | Freeport McMoRan | NM | Grant | 2 | Petroleum Liquids | DFO | Petroleum | 3 | 1967
14989 | Freeport McMoRan Inc | 54734 | Freeport McMoRan | NM | Grant | 3 | Petroleum Liquids | DFO | Petroleum | 3.1 | 1967
14989 | Freeport McMoRan Inc | 54734 | Freeport McMoRan | NM | Grant | 4 | Petroleum Liquids | DFO | Petroleum | 3.1 | 1967
14989 | Freeport McMoRan Inc | 54734 | Freeport McMoRan | NM | Grant | 5 | Petroleum Liquids | DFO | Petroleum | 3 | 1967
14989 | Freeport McMoRan Inc | 54734 | Freeport McMoRan | NM | Grant | 6 | Petroleum Liquids | DFO | Petroleum | 3 | 1967
14989 | Freeport McMoRan Inc | 54734 | Freeport McMoRan | NM | Grant | 7 | Petroleum Liquids | DFO | Petroleum | 3.1 | 1967
14989 | Freeport McMoRan Inc | 54734 | Freeport McMoRan | NM | Grant | 8 | Petroleum Liquids | DFO | Petroleum | 3 | 1967
14989 | Freeport McMoRan Inc | 54734 | Freeport McMoRan | NM | Grant | 9 | Petroleum Liquids | DFO | Petroleum | 3 | 1971
361 | Industrial Energy Applications Inc | 54735 | Alliant SBD 9301 Prairie Farms | IA | Dubuque | 0079 | Petroleum Liquids | DFO | Petroleum | 1.8 | 1993
361 | Industrial Energy Applications Inc | 54735 | Alliant SBD 9301 Prairie Farms | IA | Dubuque | 0080 | Petroleum Liquids | DFO | Petroleum | 1.1 | 1998
19102 | Transcontinental Gas PL Corp | 54744 | District 70 Transco Gas Pipe Line | MS | Walthall | 001 | All Other | WH | Other | 0.8 | 1951
19102 | Transcontinental Gas PL Corp | 54744 | District 70 Transco Gas Pipe Line | MS | Walthall | 002 | All Other | WH | Other | 0.8 | 1951
20541 | Wheelabrator Environmental Systems | 54746 | Wheelabrator Falls | PA | Bucks | WFI1 | Municipal Solid Waste | MSW | Municipal Solid Waste | 53.3 | 1994
335 | Air Liquide Large Industries U.S. LP | 54748 | Port Neches Plant | TX | Jefferson | G1 | Natural Gas Fired Combustion Turbine | NG | Natural Gas Peaker | 38 | 1994
22269 | Goal Line LP | 54749 | Goal Line LP | CA | San Diego | CTG | Natural Gas Fired Combined Cycle | NG | Natural Gas Nonpeaker | 41.2 | 1994
22269 | Goal Line LP | 54749 | Goal Line LP | CA | San Diego | STG | Natural Gas Fired Combined Cycle | NG | Natural Gas Nonpeaker | 10.2 | 1994
55928 | Coram Tehachapi LP | 54750 | Coram Tehachapi | CA | Kern | VW1 | Onshore Wind Turbine | WND | Wind | 6.5 | 1992
3836 | CMS Generation Operating LLC | 54751 | Genesee Power Station LP | MI | Genesee | GEN1 | Wood/Wood Waste Biomass | WDS | Biomass | 39.5 | 1995
56291 | International Paper Co. | 54752 | Weyerhaeuser Pine Hill Operations | AL | Wilcox | NO1 | Wood/Wood Waste Biomass | WDS | Biomass | 40 | 1968
56291 | International Paper Co. | 54752 | Weyerhaeuser Pine Hill Operations | AL | Wilcox | NO2 | Wood/Wood Waste Biomass | BLQ | Biomass | 37.4 | 1982
10723 | Lateral 10 Ventures | 54753 | Lateral 10 Ventures | ID | Twin Falls | GEN1 | Conventional Hydroelectric | WAT | Hydro | 2.4 | 1984
55808 | Westmoreland Partners | 54755 | Roanoke Valley Energy Facility II | NC | Halifax | GEN2 | Conventional Steam Coal | BIT | Hard Coal | 57.8 | 1995
7477 | Granger Electric Co | 54756 | Ottawa Generating Station | MI | Ottawa | 3-1 | Landfill Gas | LFG | Biomass | 0.8 | 1994
7477 | Granger Electric Co | 54756 | Ottawa Generating Station | MI | Ottawa | 3-2 | Landfill Gas | LFG | Biomass | 0.8 | 1994
7477 | Granger Electric Co | 54756 | Ottawa Generating Station | MI | Ottawa | 3-3 | Landfill Gas | LFG | Biomass | 0.8 | 1994
7477 | Granger Electric Co | 54756 | Ottawa Generating Station | MI | Ottawa | 3-4 | Landfill Gas | LFG | Biomass | 0.8 | 1994
7477 | Granger Electric Co | 54756 | Ottawa Generating Station | MI | Ottawa | 3-5 | Landfill Gas | LFG | Biomass | 0.8 | 1994
7477 | Granger Electric Co | 54756 | Ottawa Generating Station | MI | Ottawa | 3-6 | Landfill Gas | LFG | Biomass | 0.8 | 1994
7477 | Granger Electric Co | 54756 | Ottawa Generating Station | MI | Ottawa | 3-7 | Landfill Gas | LFG | Biomass | 1.6 | 2006
7477 | Granger Electric Co | 54757 | Grand Blanc Generating Station | MI | Genesee | 4-1 | Landfill Gas | LFG | Biomass | 0.8 | 1994
7477 | Granger Electric Co | 54757 | Grand Blanc Generating Station | MI | Genesee | 4-2 | Landfill Gas | LFG | Biomass | 0.8 | 1994
7477 | Granger Electric Co | 54757 | Grand Blanc Generating Station | MI | Genesee | 4-3 | Landfill Gas | LFG | Biomass | 0.8 | 1994
7477 | Granger Electric Co | 54757 | Grand Blanc Generating Station | MI | Genesee | 4-4 | Landfill Gas | LFG | Biomass | 0.8 | 2000
7477 | Granger Electric Co | 54757 | Grand Blanc Generating Station | MI | Genesee | 4-5 | Landfill Gas | LFG | Biomass | 0.8 | 2003
7477 | Granger Electric Co | 54757 | Grand Blanc Generating Station | MI | Genesee | 4-7 | Landfill Gas | LFG | Biomass | 1.6 | 2012
7477 | Granger Electric Co | 54757 | Grand Blanc Generating Station | MI | Genesee | 4-8 | Landfill Gas | LFG | Biomass | 1.6 | 2012
7477 | Granger Electric Co | 54757 | Grand Blanc Generating Station | MI | Genesee | CIB | Landfill Gas | LFG | Biomass | 0.6 | 2010
20541 | Wheelabrator Environmental Systems | 54758 | Wheelabrator Lisbon | CT | New London | GEN1 | Municipal Solid Waste | MSW | Municipal Solid Waste | 14.6 | 1995
8503 | Hermiston Generating Co LP | 54761 | Hermiston Generating Plant | OR | Umatilla | GEN1 | Natural Gas Fired Combined Cycle | NG | Natural Gas Nonpeaker | 106.1 | 1996
8503 | Hermiston Generating Co LP | 54761 | Hermiston Generating Plant | OR | Umatilla | GEN2 | Natural Gas Fired Combined Cycle | NG | Natural Gas Nonpeaker | 204.5 | 1996
8503 | Hermiston Generating Co LP | 54761 | Hermiston Generating Plant | OR | Umatilla | GEN3 | Natural Gas Fired Combined Cycle | NG | Natural Gas Nonpeaker | 106.1 | 1996
8503 | Hermiston Generating Co LP | 54761 | Hermiston Generating Plant | OR | Umatilla | GEN4 | Natural Gas Fired Combined Cycle | NG | Natural Gas Nonpeaker | 204.5 | 1996
59976 | WestRock Mill Company, LLC | 54763 | Rock-Tenn Mill | AL | Marengo | 2TG | Wood/Wood Waste Biomass | BLQ | Biomass | 12.5 | 1982
59976 | WestRock Mill Company, LLC | 54763 | Rock-Tenn Mill | AL | Marengo | 4TG | Wood/Wood Waste Biomass | BLQ | Biomass | 42.5 | 2014
5178 | Dinwiddie Power Inc | 54766 | Boydton Plank Road Cogen Plant | VA | Dinwiddie | GEN1 | Petroleum Liquids | WO | Petroleum | 0.3 | 1993
5178 | Dinwiddie Power Inc | 54766 | Boydton Plank Road Cogen Plant | VA | Dinwiddie | GEN10 | Petroleum Liquids | WO | Petroleum | 0.3 | 1993
5178 | Dinwiddie Power Inc | 54766 | Boydton Plank Road Cogen Plant | VA | Dinwiddie | GEN11 | Petroleum Liquids | WO | Petroleum | 0.3 | 2000
5178 | Dinwiddie Power Inc | 54766 | Boydton Plank Road Cogen Plant | VA | Dinwiddie | GEN12 | Petroleum Liquids | WO | Petroleum | 0.3 | 2000
5178 | Dinwiddie Power Inc | 54766 | Boydton Plank Road Cogen Plant | VA | Dinwiddie | GEN13 | Petroleum Liquids | WO | Petroleum | 0.3 | 2000
5178 | Dinwiddie Power Inc | 54766 | Boydton Plank Road Cogen Plant | VA | Dinwiddie | GEN14 | Petroleum Liquids | WO | Petroleum | 0.3 | 2000
5178 | Dinwiddie Power Inc | 54766 | Boydton Plank Road Cogen Plant | VA | Dinwiddie | GEN15 | Petroleum Liquids | WO | Petroleum | 0.3 | 2000
5178 | Dinwiddie Power Inc | 54766 | Boydton Plank Road Cogen Plant | VA | Dinwiddie | GEN16 | Petroleum Liquids | WO | Petroleum | 0.3 | 2000
5178 | Dinwiddie Power Inc | 54766 | Boydton Plank Road Cogen Plant | VA | Dinwiddie | GEN17 | Petroleum Liquids | WO | Petroleum | 0.3 | 2000
5178 | Dinwiddie Power Inc | 54766 | Boydton Plank Road Cogen Plant | VA | Dinwiddie | GEN18 | Petroleum Liquids | WO | Petroleum | 0.3 | 2000
5178 | Dinwiddie Power Inc | 54766 | Boydton Plank Road Cogen Plant | VA | Dinwiddie | GEN19 | Petroleum Liquids | WO | Petroleum | 0.3 | 2000
5178 | Dinwiddie Power Inc | 54766 | Boydton Plank Road Cogen Plant | VA | Dinwiddie | GEN2 | Petroleum Liquids | WO | Petroleum | 0.3 | 1993
5178 | Dinwiddie Power Inc | 54766 | Boydton Plank Road Cogen Plant | VA | Dinwiddie | GEN20 | Petroleum Liquids | WO | Petroleum | 0.3 | 2000
5178 | Dinwiddie Power Inc | 54766 | Boydton Plank Road Cogen Plant | VA | Dinwiddie | GEN21 | Petroleum Liquids | WO | Petroleum | 0.3 | 2000
5178 | Dinwiddie Power Inc | 54766 | Boydton Plank Road Cogen Plant | VA | Dinwiddie | GEN22 | Petroleum Liquids | WO | Petroleum | 0.3 | 2000
5178 | Dinwiddie Power Inc | 54766 | Boydton Plank Road Cogen Plant | VA | Dinwiddie | GEN23 | Petroleum Liquids | WO | Petroleum | 0.3 | 2000
5178 | Dinwiddie Power Inc | 54766 | Boydton Plank Road Cogen Plant | VA | Dinwiddie | GEN24 | Petroleum Liquids | WO | Petroleum | 0.3 | 2000
5178 | Dinwiddie Power Inc | 54766 | Boydton Plank Road Cogen Plant | VA | Dinwiddie | GEN25 | Petroleum Liquids | WO | Petroleum | 0.3 | 2000
5178 | Dinwiddie Power Inc | 54766 | Boydton Plank Road Cogen Plant | VA | Dinwiddie | GEN26 | Petroleum Liquids | WO | Petroleum | 0.3 | 2000
5178 | Dinwiddie Power Inc | 54766 | Boydton Plank Road Cogen Plant | VA | Dinwiddie | GEN27 | Petroleum Liquids | WO | Petroleum | 0.3 | 2000
5178 | Dinwiddie Power Inc | 54766 | Boydton Plank Road Cogen Plant | VA | Dinwiddie | GEN28 | Petroleum Liquids | WO | Petroleum | 0.3 | 2000
5178 | Dinwiddie Power Inc | 54766 | Boydton Plank Road Cogen Plant | VA | Dinwiddie | GEN29 | Petroleum Liquids | WO | Petroleum | 0.3 | 2000
5178 | Dinwiddie Power Inc | 54766 | Boydton Plank Road Cogen Plant | VA | Dinwiddie | GEN3 | Petroleum Liquids | WO | Petroleum | 0.3 | 1993
5178 | Dinwiddie Power Inc | 54766 | Boydton Plank Road Cogen Plant | VA | Dinwiddie | GEN30 | Petroleum Liquids | WO | Petroleum | 0.3 | 2000
5178 | Dinwiddie Power Inc | 54766 | Boydton Plank Road Cogen Plant | VA | Dinwiddie | GEN31 | Petroleum Liquids | WO | Petroleum | 0.3 | 2000
5178 | Dinwiddie Power Inc | 54766 | Boydton Plank Road Cogen Plant | VA | Dinwiddie | GEN32 | Petroleum Liquids | WO | Petroleum | 0.3 | 2000
5178 | Dinwiddie Power Inc | 54766 | Boydton Plank Road Cogen Plant | VA | Dinwiddie | GEN33 | Petroleum Liquids | WO | Petroleum | 0.3 | 2000
5178 | Dinwiddie Power Inc | 54766 | Boydton Plank Road Cogen Plant | VA | Dinwiddie | GEN34 | Petroleum Liquids | WO | Petroleum | 0.3 | 2000
5178 | Dinwiddie Power Inc | 54766 | Boydton Plank Road Cogen Plant | VA | Dinwiddie | GEN4 | Petroleum Liquids | WO | Petroleum | 0.3 | 1993
5178 | Dinwiddie Power Inc | 54766 | Boydton Plank Road Cogen Plant | VA | Dinwiddie | GEN5 | Petroleum Liquids | WO | Petroleum | 0.3 | 1993
5178 | Dinwiddie Power Inc | 54766 | Boydton Plank Road Cogen Plant | VA | Dinwiddie | GEN6 | Petroleum Liquids | WO | Petroleum | 0.3 | 1993
5178 | Dinwiddie Power Inc | 54766 | Boydton Plank Road Cogen Plant | VA | Dinwiddie | GEN7 | Petroleum Liquids | WO | Petroleum | 0.3 | 1993
5178 | Dinwiddie Power Inc | 54766 | Boydton Plank Road Cogen Plant | VA | Dinwiddie | GEN8 | Petroleum Liquids | WO | Petroleum | 0.3 | 1993
5178 | Dinwiddie Power Inc | 54766 | Boydton Plank Road Cogen Plant | VA | Dinwiddie | GEN9 | Petroleum Liquids | WO | Petroleum | 0.3 | 1993
59990 | Live Oak Limited | 54768 | Live Oak Cogen | CA | Kern | GEN1 | Natural Gas Fired Combustion Turbine | NG | Natural Gas Peaker | 46 | 1992
11329 | Lutheran Medical Center | 54769 | NYU Lutheran Medical Center | NY | Kings | GEN1 | Natural Gas Internal Combustion Engine | NG | Natural Gas Peaker | 0.8 | 1994
11329 | Lutheran Medical Center | 54769 | NYU Lutheran Medical Center | NY | Kings | GEN2 | Natural Gas Internal Combustion Engine | NG | Natural Gas Peaker | 0.8 | 1994
55754 | Boralex Hydro Operations Inc | 54772 | South Glens Falls Hydroelectric | NY | Saratoga | GEN1 | Conventional Hydroelectric | WAT | Hydro | 6.9 | 1994
55754 | Boralex Hydro Operations Inc | 54772 | South Glens Falls Hydroelectric | NY | Saratoga | GEN2 | Conventional Hydroelectric | WAT | Hydro | 6.9 | 1994
19539 | University of Iowa | 54775 | University of Iowa Main Power Plant | IA | Johnson | DG7 | Petroleum Liquids | DFO | Petroleum | 1.7 | 1998
19539 | University of Iowa | 54775 | University of Iowa Main Power Plant | IA | Johnson | GEN1 | Conventional Steam Coal | BIT | Hard Coal | 3 | 1947
19539 | University of Iowa | 54775 | University of Iowa Main Power Plant | IA | Johnson | GEN10 | Natural Gas Internal Combustion Engine | NG | Natural Gas Peaker | 2 | 2014
19539 | University of Iowa | 54775 | University of Iowa Main Power Plant | IA | Johnson | GEN2 | Conventional Steam Coal | BIT | Hard Coal | 3 | 1956
19539 | University of Iowa | 54775 | University of Iowa Main Power Plant | IA | Johnson | GEN6 | Conventional Steam Coal | BIT | Hard Coal | 15 | 1974
19539 | University of Iowa | 54775 | University of Iowa Main Power Plant | IA | Johnson | GEN7 | Natural Gas Internal Combustion Engine | NG | Natural Gas Peaker | 2 | 2014
19539 | University of Iowa | 54775 | University of Iowa Main Power Plant | IA | Johnson | GEN8 | Natural Gas Internal Combustion Engine | NG | Natural Gas Peaker | 2 | 2014
19539 | University of Iowa | 54775 | University of Iowa Main Power Plant | IA | Johnson | GEN9 | Natural Gas Internal Combustion Engine | NG | Natural Gas Peaker | 2 | 2014
14030 | Oklahoma State University | 54779 | Oklahoma State University | OK | Payne | GEN1 | Natural Gas Steam Turbine | NG | Natural Gas Peaker | 1.5 | 1950
14030 | Oklahoma State University | 54779 | Oklahoma State University | OK | Payne | GEN2 | Natural Gas Steam Turbine | NG | Natural Gas Peaker | 1.5 | 1950
14030 | Oklahoma State University | 54779 | Oklahoma State University | OK | Payne | GEN4 | Natural Gas Steam Turbine | NG | Natural Gas Peaker | 5 | 1958
19528 | University of Illinois | 54780 | University of Illinois Abbott Power Plt | IL | Champaign | T1 | Natural Gas Steam Turbine | NG | Natural Gas Peaker | 3 | 1940
19528 | University of Illinois | 54780 | University of Illinois Abbott Power Plt | IL | Champaign | T10 | Natural Gas Steam Turbine | NG | Natural Gas Peaker | 12.5 | 2004
19528 | University of Illinois | 54780 | University of Illinois Abbott Power Plt | IL | Champaign | T11 | Natural Gas Steam Turbine | NG | Natural Gas Peaker | 12.5 | 2004
19528 | University of Illinois | 54780 | University of Illinois Abbott Power Plt | IL | Champaign | T12 | Natural Gas Steam Turbine | NG | Natural Gas Peaker | 7 | 2004
19528 | University of Illinois | 54780 | University of Illinois Abbott Power Plt | IL | Champaign | T2 | Natural Gas Steam Turbine | NG | Natural Gas Peaker | 3 | 1940
19528 | University of Illinois | 54780 | University of Illinois Abbott Power Plt | IL | Champaign | T3 | Natural Gas Steam Turbine | NG | Natural Gas Peaker | 3 | 1948
19528 | University of Illinois | 54780 | University of Illinois Abbott Power Plt | IL | Champaign | T4 | Natural Gas Steam Turbine | NG | Natural Gas Peaker | 3 | 1951
19528 | University of Illinois | 54780 | University of Illinois Abbott Power Plt | IL | Champaign | T6 | Natural Gas Steam Turbine | NG | Natural Gas Peaker | 7.5 | 1959
19528 | University of Illinois | 54780 | University of Illinois Abbott Power Plt | IL | Champaign | T7 | Natural Gas Steam Turbine | NG | Natural Gas Peaker | 7.5 | 1962
19528 | University of Illinois | 54780 | University of Illinois Abbott Power Plt | IL | Champaign | T8 | Natural Gas Fired Combustion Turbine | NG | Natural Gas Peaker | 13 | 2003
19528 | University of Illinois | 54780 | University of Illinois Abbott Power Plt | IL | Champaign | T9 | Natural Gas Fired Combustion Turbine | NG | Natural Gas Peaker | 13 | 2003
21148 | Zapco Energy Tactics Corp | 54781 | Suffolk Energy Partners LP | VA | Suffolk City | SU1 | Landfill Gas | LFG | Biomass | 0.8 | 1994
21148 | Zapco Energy Tactics Corp | 54781 | Suffolk Energy Partners LP | VA | Suffolk City | SU2 | Landfill Gas | LFG | Biomass | 0.8 | 1994
21148 | Zapco Energy Tactics Corp | 54781 | Suffolk Energy Partners LP | VA | Suffolk City | SU3 | Landfill Gas | LFG | Biomass | 0.8 | 1994
21148 | Zapco Energy Tactics Corp | 54781 | Suffolk Energy Partners LP | VA | Suffolk City | SU4 | Landfill Gas | LFG | Biomass | 0.8 | 1994
17283 | Seneca Energy II | 54782 | Seneca Energy | NY | Seneca | GE10 | Landfill Gas | LFG | Biomass | 0.8 | 1998
17283 | Seneca Energy II | 54782 | Seneca Energy | NY | Seneca | GE11 | Landfill Gas | LFG | Biomass | 0.8 | 1998
17283 | Seneca Energy II | 54782 | Seneca Energy | NY | Seneca | GE12 | Landfill Gas | LFG | Biomass | 0.8 | 1998
17283 | Seneca Energy II | 54782 | Seneca Energy | NY | Seneca | GE13 | Landfill Gas | LFG | Biomass | 0.8 | 1998
17283 | Seneca Energy II | 54782 | Seneca Energy | NY | Seneca | GE14 | Landfill Gas | LFG | Biomass | 0.8 | 1998
17283 | Seneca Energy II | 54782 | Seneca Energy | NY | Seneca | GE15 | Landfill Gas | LFG | Biomass | 1.6 | 2007
17283 | Seneca Energy II | 54782 | Seneca Energy | NY | Seneca | GE16 | Landfill Gas | LFG | Biomass | 1.6 | 2007
17283 | Seneca Energy II | 54782 | Seneca Energy | NY | Seneca | GE17 | Landfill Gas | LFG | Biomass | 1.6 | 2007
17283 | Seneca Energy II | 54782 | Seneca Energy | NY | Seneca | GE18 | Landfill Gas | LFG | Biomass | 1.6 | 2007
17283 | Seneca Energy II | 54782 | Seneca Energy | NY | Seneca | GEN1 | Landfill Gas | LFG | Biomass | 0.8 | 1996
17283 | Seneca Energy II | 54782 | Seneca Energy | NY | Seneca | GEN2 | Landfill Gas | LFG | Biomass | 0.8 | 1996
17283 | Seneca Energy II | 54782 | Seneca Energy | NY | Seneca | GEN3 | Landfill Gas | LFG | Biomass | 0.8 | 1996
17283 | Seneca Energy II | 54782 | Seneca Energy | NY | Seneca | GEN4 | Landfill Gas | LFG | Biomass | 0.8 | 1996
17283 | Seneca Energy II | 54782 | Seneca Energy | NY | Seneca | GEN5 | Landfill Gas | LFG | Biomass | 0.8 | 1996
17283 | Seneca Energy II | 54782 | Seneca Energy | NY | Seneca | GEN6 | Landfill Gas | LFG | Biomass | 0.8 | 1997
17283 | Seneca Energy II | 54782 | Seneca Energy | NY | Seneca | GEN7 | Landfill Gas | LFG | Biomass | 0.8 | 1997
17283 | Seneca Energy II | 54782 | Seneca Energy | NY | Seneca | GEN8 | Landfill Gas | LFG | Biomass | 0.8 | 1998
17283 | Seneca Energy II | 54782 | Seneca Energy | NY | Seneca | GEN9 | Landfill Gas | LFG | Biomass | 0.8 | 1998
7564 | Grays Ferry Cogen Partnership | 54785 | Grays Ferry Cogeneration | PA | Philadelphia | GEN1 | Natural Gas Fired Combined Cycle | NG | Natural Gas Nonpeaker | 57.6 | 1997
7564 | Grays Ferry Cogen Partnership | 54785 | Grays Ferry Cogeneration | PA | Philadelphia | GEN2 | Natural Gas Fired Combined Cycle | NG | Natural Gas Nonpeaker | 135 | 1997
6883 | Evanston Board of Education | 54788 | Evanston Township High School | IL | Cook | GEN1 | Natural Gas Internal Combustion Engine | NG | Natural Gas Peaker | 0.8 | 1992
6883 | Evanston Board of Education | 54788 | Evanston Township High School | IL | Cook | GEN2 | Natural Gas Internal Combustion Engine | NG | Natural Gas Peaker | 0.8 | 1992
6883 | Evanston Board of Education | 54788 | Evanston Township High School | IL | Cook | GEN3 | Natural Gas Internal Combustion Engine | NG | Natural Gas Peaker | 0.8 | 1992
55932 | Georgia-Pacific Brewton LLC | 54789 | Georgia-Pacific Brewton Mill | AL | Escambia | 1TG | Wood/Wood Waste Biomass | BLQ | Biomass | 12.5 | 1957
55932 | Georgia-Pacific Brewton LLC | 54789 | Georgia-Pacific Brewton Mill | AL | Escambia | 2TG | Wood/Wood Waste Biomass | BLQ | Biomass | 12.5 | 1964
55932 | Georgia-Pacific Brewton LLC | 54789 | Georgia-Pacific Brewton Mill | AL | Escambia | 3TG | Wood/Wood Waste Biomass | BLQ | Biomass | 15.9 | 1982
8683 | CSL Behring LLC | 54790 | CSL Behring LLC | IL | Kankakee | GEN1 | Natural Gas Fired Combustion Turbine | NG | Natural Gas Peaker | 4.2 | 1993
59496 | Allete Clean Energy | 54793 | Storm Lake 1 | IA | Buena Vista | 2 | Onshore Wind Turbine | WND | Wind | 0.7 | 1999
59496 | Allete Clean Energy | 54793 | Storm Lake 1 | IA | Buena Vista | 3 | Onshore Wind Turbine | WND | Wind | 0.7 | 1999
59496 | Allete Clean Energy | 54793 | Storm Lake 1 | IA | Buena Vista | EXIS | Onshore Wind Turbine | WND | Wind | 112.5 | 1999
49963 | FPL Energy Operating Services, Inc. | 54794 | Buffalo Ridge Windplant WPP 1993 | MN | Lincoln | EXIS | Onshore Wind Turbine | WND | Wind | 21.9 | 1994
5277 | American Sugar Refining, Inc. | 54795 | Domino Sugar Baltimore | MD | Baltimore City | GEN1 | Natural Gas Steam Turbine | NG | Natural Gas Peaker | 5 | 1959
5277 | American Sugar Refining, Inc. | 54795 | Domino Sugar Baltimore | MD | Baltimore City | GEN2 | Natural Gas Steam Turbine | NG | Natural Gas Peaker | 2.5 | 1955
5277 | American Sugar Refining, Inc. | 54795 | Domino Sugar Baltimore | MD | Baltimore City | GEN4 | Natural Gas Steam Turbine | NG | Natural Gas Peaker | 10 | 2001
16578 | Saint Agnes Medical Center | 54800 | Saint Agnes Medical Center | CA | Fresno | 9911 | Natural Gas Fired Combustion Turbine | NG | Natural Gas Peaker | 3.5 | 2001
16578 | Saint Agnes Medical Center | 54800 | Saint Agnes Medical Center | CA | Fresno | 9929 | Natural Gas Fired Combustion Turbine | NG | Natural Gas Peaker | 3.5 | 2001
1005 | Avalon/Mayo Hydropower LLC | 54801 | Avalon/Mayo Hydropower | NC | ROCKINGHAM | GEN1 | Conventional Hydroelectric | WAT | Hydro | 0.8 | 1997
1005 | Avalon/Mayo Hydropower LLC | 54801 | Avalon/Mayo Hydropower | NC | ROCKINGHAM | GEN2 | Conventional Hydroelectric | WAT | Hydro | 0.3 | 2000
1005 | Avalon/Mayo Hydropower LLC | 54801 | Avalon/Mayo Hydropower | NC | ROCKINGHAM | GEN3 | Conventional Hydroelectric | WAT | Hydro | 0.1 | 2000
12222 | Mead Coated Board Inc | 54802 | Mead Coated Board | AL | Russell | GEN1 | Wood/Wood Waste Biomass | BLQ | Biomass | 32 | 1966
12222 | Mead Coated Board Inc | 54802 | Mead Coated Board | AL | Russell | GEN2 | Wood/Wood Waste Biomass | BLQ | Biomass | 55.5 | 1990
12222 | Mead Coated Board Inc | 54802 | Mead Coated Board | AL | Russell | GEN3 | Natural Gas Fired Combustion Turbine | NG | Natural Gas Peaker | 25 | 1998
59190 | Plymouth State University | 54803 | Plymouth State College Cogeneration | NH | Grafton | A | Petroleum Liquids | DFO | Petroleum | 1.2 | 1994
59190 | Plymouth State University | 54803 | Plymouth State College Cogeneration | NH | Grafton | B | Petroleum Liquids | DFO | Petroleum | 1.6 | 2000
12469 | Milford Power Ltd Partnership | 54805 | Milford Power LP | MA | Worcester | GT-1 | Natural Gas Fired Combined Cycle | NG | Natural Gas Nonpeaker | 128.9 | 1993
12469 | Milford Power Ltd Partnership | 54805 | Milford Power LP | MA | Worcester | ST-1 | Natural Gas Fired Combined Cycle | NG | Natural Gas Nonpeaker | 49.1 | 1993
13491 | New York University | 54808 | New York University Central Plant | NY | New York | D2 | Petroleum Liquids | DFO | Petroleum | 0.8 | 1984
13491 | New York University | 54808 | New York University Central Plant | NY | New York | D3 | Petroleum Liquids | DFO | Petroleum | 0.8 | 1984
13491 | New York University | 54808 | New York University Central Plant | NY | New York | D4 | Petroleum Liquids | DFO | Petroleum | 0.8 | 1984
13491 | New York University | 54808 | New York University Central Plant | NY | New York | D5 | Petroleum Liquids | DFO | Petroleum | 0.8 | 1984
13491 | New York University | 54808 | New York University Central Plant | NY | New York | D6 | Petroleum Liquids | DFO | Petroleum | 0.8 | 1984
13491 | New York University | 54808 | New York University Central Plant | NY | New York | D7 | Petroleum Liquids | DFO | Petroleum | 0.8 | 1984
13491 | New York University | 54808 | New York University Central Plant | NY | New York | DI | Petroleum Liquids | DFO | Petroleum | 0.8 | 1984
13491 | New York University | 54808 | New York University Central Plant | NY | New York | GT1 | Natural Gas Fired Combined Cycle | NG | Natural Gas Nonpeaker | 5.5 | 2010
13491 | New York University | 54808 | New York University Central Plant | NY | New York | GT2 | Natural Gas Fired Combined Cycle | NG | Natural Gas Nonpeaker | 5.5 | 2010
13491 | New York University | 54808 | New York University Central Plant | NY | New York | T1 | Natural Gas Fired Combined Cycle | NG | Natural Gas Nonpeaker | 2.4 | 1984
19664 | University of Washington | 54809 | University of Washington Power Plant | WA | King | DG3 | Petroleum Liquids | DFO | Petroleum | 2 | 1993
19664 | University of Washington | 54809 | University of Washington Power Plant | WA | King | DG4 | Petroleum Liquids | DFO | Petroleum | 2 | 1993
19664 | University of Washington | 54809 | University of Washington Power Plant | WA | King | DG5 | Petroleum Liquids | DFO | Petroleum | 2 | 1994
19664 | University of Washington | 54809 | University of Washington Power Plant | WA | King | DG6 | Petroleum Liquids | DFO | Petroleum | 2 | 2003
19664 | University of Washington | 54809 | University of Washington Power Plant | WA | King | DG7 | Petroleum Liquids | DFO | Petroleum | 2 | 2003
19664 | University of Washington | 54809 | University of Washington Power Plant | WA | King | TG2 | Natural Gas Steam Turbine | NG | Natural Gas Peaker | 5 | 1969
12454 | Mi-28 Water Power Project LLC | 54812 | Mile 28 Water Power Project | ID | Jerome | 1 | Conventional Hydroelectric | WAT | Hydro | 0.7 | 1994
12454 | Mi-28 Water Power Project LLC | 54812 | Mile 28 Water Power Project | ID | Jerome | 2 | Conventional Hydroelectric | WAT | Hydro | 0.7 | 1994
17069 | Shepherd Center | 54813 | Shepherd Center | GA | FULTON | 1 | Petroleum Liquids | DFO | Petroleum | 0.6 | 1992
17069 | Shepherd Center | 54813 | Shepherd Center | GA | FULTON | 2 | Petroleum Liquids | DFO | Petroleum | 0.6 | 1992
17069 | Shepherd Center | 54813 | Shepherd Center | GA | FULTON | 3 | Petroleum Liquids | DFO | Petroleum | 0.2 | 1989
17069 | Shepherd Center | 54813 | Shepherd Center | GA | FULTON | 4 | Petroleum Liquids | DFO | Petroleum | 0.3 | 1981
17069 | Shepherd Center | 54813 | Shepherd Center | GA | FULTON | 5 | Petroleum Liquids | DFO | Petroleum | 0.6 | 2009
17069 | Shepherd Center | 54813 | Shepherd Center | GA | FULTON | 6 | Petroleum Liquids | DFO | Petroleum | 0.6 | 2010
28473 | Williams Field Services Co | 54814 | Milagro Cogeneration Plant | NM | San Juan | GENA | Natural Gas Fired Combustion Turbine | NG | Natural Gas Peaker | 30.4 | 1981
28473 | Williams Field Services Co | 54814 | Milagro Cogeneration Plant | NM | San Juan | GENB | Natural Gas Fired Combustion Turbine | NG | Natural Gas Peaker | 30.4 | 1981
28473 | Williams Field Services Co | 54814 | Milagro Cogeneration Plant | NM | San Juan | GO1A | Natural Gas Fired Combustion Turbine | NG | Natural Gas Peaker | 30.4 | 1996
28473 | Williams Field Services Co | 54814 | Milagro Cogeneration Plant | NM | San Juan | GO1B | Natural Gas Fired Combustion Turbine | NG | Natural Gas Peaker | 30.4 | 1996
56107 | Highwoods Properties | 54816 | Riverwood 100 Building | GA | Cobb | 11KT | Petroleum Liquids | DFO | Petroleum | 1.1 | 1989
2172 | Brazos Electric Power Coop Inc | 54817 | Johnson County | TX | Johnson | GT-1 | Natural Gas Fired Combined Cycle | NG | Natural Gas Nonpeaker | 178.2 | 1996
2172 | Brazos Electric Power Coop Inc | 54817 | Johnson County | TX | Johnson | ST-1 | Natural Gas Fired Combined Cycle | NG | Natural Gas Nonpeaker | 104.4 | 1996
21260 | 191 Peachtree Associates | 54818 | 191 Peachtree Tower | GA | Fulton | GEN1 | Petroleum Liquids | DFO | Petroleum | 1.2 | 1991
21260 | 191 Peachtree Associates | 54818 | 191 Peachtree Tower | GA | Fulton | GEN2 | Petroleum Liquids | DFO | Petroleum | 1.2 | 1991
17449 | Smithfield Farmland Corp. | 54823 | Smithfield Farmland Corp Bladen | NC | BLADEN | GEN1 | Petroleum Liquids | DFO | Petroleum | 1.5 | 1993
17449 | Smithfield Farmland Corp. | 54823 | Smithfield Farmland Corp Bladen | NC | BLADEN | GEN2 | Petroleum Liquids | DFO | Petroleum | 1.5 | 1993
17449 | Smithfield Farmland Corp. | 54823 | Smithfield Farmland Corp Bladen | NC | BLADEN | GEN3 | Petroleum Liquids | DFO | Petroleum | 1.5 | 1993
17449 | Smithfield Farmland Corp. | 54823 | Smithfield Farmland Corp Bladen | NC | BLADEN | GEN4 | Petroleum Liquids | DFO | Petroleum | 1.5 | 1993
17449 | Smithfield Farmland Corp. | 54823 | Smithfield Farmland Corp Bladen | NC | BLADEN | GEN5 | Petroleum Liquids | DFO | Petroleum | 1.5 | 1993
17449 | Smithfield Farmland Corp. | 54823 | Smithfield Farmland Corp Bladen | NC | BLADEN | GEN6 | Petroleum Liquids | DFO | Petroleum | 1.5 | 1993
17449 | Smithfield Farmland Corp. | 54823 | Smithfield Farmland Corp Bladen | NC | BLADEN | GEN7 | Petroleum Liquids | DFO | Petroleum | 1.5 | 1993
17449 | Smithfield Farmland Corp. | 54823 | Smithfield Farmland Corp Bladen | NC | BLADEN | GEN8 | Petroleum Liquids | DFO | Petroleum | 1.5 | 1993
17449 | Smithfield Farmland Corp. | 54823 | Smithfield Farmland Corp Bladen | NC | BLADEN | GEN9 | Petroleum Liquids | DFO | Petroleum | 1.5 | 1998
17449 | Smithfield Farmland Corp. | 54823 | Smithfield Farmland Corp Bladen | NC | BLADEN | GN10 | Petroleum Liquids | DFO | Petroleum | 1.5 | 1998
17449 | Smithfield Farmland Corp. | 54823 | Smithfield Farmland Corp Bladen | NC | BLADEN | GN11 | Petroleum Liquids | DFO | Petroleum | 1.5 | 1998
17449 | Smithfield Farmland Corp. | 54823 | Smithfield Farmland Corp Bladen | NC | BLADEN | GN12 | Petroleum Liquids | DFO | Petroleum | 1.5 | 1998
17449 | Smithfield Farmland Corp. | 54823 | Smithfield Farmland Corp Bladen | NC | BLADEN | GN13 | Petroleum Liquids | DFO | Petroleum | 1.5 | 1998
17449 | Smithfield Farmland Corp. | 54823 | Smithfield Farmland Corp Bladen | NC | BLADEN | GN14 | Petroleum Liquids | DFO | Petroleum | 1.5 | 1998
17449 | Smithfield Farmland Corp. | 54823 | Smithfield Farmland Corp Bladen | NC | BLADEN | GN15 | Petroleum Liquids | DFO | Petroleum | 1.5 | 1998
17449 | Smithfield Farmland Corp. | 54823 | Smithfield Farmland Corp Bladen | NC | BLADEN | GN16 | Petroleum Liquids | DFO | Petroleum | 1.5 | 1995
17449 | Smithfield Farmland Corp. | 54823 | Smithfield Farmland Corp Bladen | NC | BLADEN | GN17 | Petroleum Liquids | DFO | Petroleum | 1.5 | 1998
17449 | Smithfield Farmland Corp. | 54823 | Smithfield Farmland Corp Bladen | NC | BLADEN | GN18 | Petroleum Liquids | DFO | Petroleum | 1.5 | 1995
17449 | Smithfield Farmland Corp. | 54823 | Smithfield Farmland Corp Bladen | NC | BLADEN | GN19 | Petroleum Liquids | DFO | Petroleum | 1.5 | 1998
54809 | Wailuku Holding Company LLC | 54827 | Wailuku River Hydroelectric | HI | Hawaii | 8101 | Conventional Hydroelectric | WAT | Hydro | 5.2 | 1993
54809 | Wailuku Holding Company LLC | 54827 | Wailuku River Hydroelectric | HI | Hawaii | 8102 | Conventional Hydroelectric | WAT | Hydro | 5.2 | 1993
2265 | Bristol-Myers Squibb Co | 54829 | Bristol Myers Squibb New Brunswick | NJ | Middlesex | GEN1 | Natural Gas Fired Combustion Turbine | NG | Natural Gas Peaker | 9.5 | 1992
2265 | Bristol-Myers Squibb Co | 54829 | Bristol Myers Squibb New Brunswick | NJ | Middlesex | GEN2 | Natural Gas Steam Turbine | NG | Natural Gas Peaker | 1 | 1999
50109 | DeKalb Regional Health System | 54830 | Dekalb Medical Center | GA | DeKalb | 03 | Petroleum Liquids | DFO | Petroleum | 1.5 | 2004
50109 | DeKalb Regional Health System | 54830 | Dekalb Medical Center | GA | DeKalb | 90 | Petroleum Liquids | DFO | Petroleum | 1.2 | 1991
50109 | DeKalb Regional Health System | 54830 | Dekalb Medical Center | GA | DeKalb | 93 | Petroleum Liquids | DFO | Petroleum | 1.2 | 1993
14410 | KMC Thermo, LLC | 54832 | Brandywine Power Facility | MD | Prince Georges | 1 | Natural Gas Fired Combined Cycle | NG | Natural Gas Nonpeaker | 98.7 | 1996
14410 | KMC Thermo, LLC | 54832 | Brandywine Power Facility | MD | Prince Georges | 2 | Natural Gas Fired Combined Cycle | NG | Natural Gas Nonpeaker | 98.7 | 1996
14410 | KMC Thermo, LLC | 54832 | Brandywine Power Facility | MD | Prince Georges | 3 | Natural Gas Fired Combined Cycle | NG | Natural Gas Nonpeaker | 91.4 | 1996
19272 | Doyon Utilities - Fort Greely | 54834 | Fort Greely Power Plant | AK | SOUTHEAST FAIRBANKS | EN-4 | Petroleum Liquids | DFO | Petroleum | 1.2 | 1959
19272 | Doyon Utilities - Fort Greely | 54834 | Fort Greely Power Plant | AK | SOUTHEAST FAIRBANKS | EN-5 | Petroleum Liquids | DFO | Petroleum | 1.2 | 1959
19272 | Doyon Utilities - Fort Greely | 54834 | Fort Greely Power Plant | AK | SOUTHEAST FAIRBANKS | EN-6 | Petroleum Liquids | DFO | Petroleum | 2.5 | 2010
19272 | Doyon Utilities - Fort Greely | 54834 | Fort Greely Power Plant | AK | SOUTHEAST FAIRBANKS | EN-7 | Petroleum Liquids | DFO | Petroleum | 2.5 | 2010
56537 | Evonik Degussa Corporation | 54835 | Evonik Industries AG | IN | TIPPECANOE | T121 | Petroleum Liquids | DFO | Petroleum | 1.2 | 1992
19726 | Valdosta City of | 54839 | Valdosta Water Treatment Plant | GA | Lowndes | GEN1 | Petroleum Liquids | DFO | Petroleum | 1.7 | 1993
19726 | Valdosta City of | 54839 | Valdosta Water Treatment Plant | GA | Lowndes | GEN2 | Petroleum Liquids | DFO | Petroleum | 1.7 | 2008
18843 | Thiele Kaolin Co | 54841 | Thiele Kaolin Sandersville | GA | Washington | G1 | Petroleum Liquids | DFO | Petroleum | 1.2 | 1991
18843 | Thiele Kaolin Co | 54841 | Thiele Kaolin Sandersville | GA | Washington | G2 | Petroleum Liquids | DFO | Petroleum | 1.2 | 1991
56817 | Outagamie Clean Energy Project LLC | 54842 | Outagamie County Co-Generation Facility | WI | Outagamie | G1 | Landfill Gas | LFG | Biomass | 1.6 | 2007
56817 | Outagamie Clean Energy Project LLC | 54842 | Outagamie County Co-Generation Facility | WI | Outagamie | G2 | Landfill Gas | LFG | Biomass | 1.6 | 2007
56817 | Outagamie Clean Energy Project LLC | 54842 | Outagamie County Co-Generation Facility | WI | Outagamie | G3 | Landfill Gas | LFG | Biomass | 1.6 | 2007
19876 | Virginia Electric & Power Co | 54844 | Gordonsville Energy LP | VA | Louisa | GOR1 | Natural Gas Fired Combined Cycle | NG | Natural Gas Nonpeaker | 97.2 | 1994
19876 | Virginia Electric & Power Co | 54844 | Gordonsville Energy LP | VA | Louisa | GOR2 | Natural Gas Fired Combined Cycle | NG | Natural Gas Nonpeaker | 97.2 | 1994
19876 | Virginia Electric & Power Co | 54844 | Gordonsville Energy LP | VA | Louisa | GOR3 | Natural Gas Fired Combined Cycle | NG | Natural Gas Nonpeaker | 53 | 1994
19876 | Virginia Electric & Power Co | 54844 | Gordonsville Energy LP | VA | Louisa | GOR4 | Natural Gas Fired Combined Cycle | NG | Natural Gas Nonpeaker | 53 | 1994
18166 | Sun Trust Plaza Associates LLC | 54845 | Sun Trust Plaza | GA | Fulton | EG-1 | Petroleum Liquids | DFO | Petroleum | 1.2 | 1994
18166 | Sun Trust Plaza Associates LLC | 54845 | Sun Trust Plaza | GA | Fulton | EG-2 | Petroleum Liquids | DFO | Petroleum | 1.2 | 1994
11284 | Lowndes County Hospital Authority | 54848 | South Georgia Medical Center | GA | Lowndes | GEN 7 | Petroleum Liquids | DFO | Petroleum | 0.8 | 2008
11284 | Lowndes County Hospital Authority | 54848 | South Georgia Medical Center | GA | Lowndes | GEN1A | Petroleum Liquids | DFO | Petroleum | 2 | 2013
11284 | Lowndes County Hospital Authority | 54848 | South Georgia Medical Center | GA | Lowndes | GEN2A | Petroleum Liquids | DFO | Petroleum | 2 | 2013
11284 | Lowndes County Hospital Authority | 54848 | South Georgia Medical Center | GA | Lowndes | GEN4 | Petroleum Liquids | DFO | Petroleum | 0.7 | 2001
18843 | Thiele Kaolin Co | 54849 | Thiele Kaolin Reedy Creek | GA | Glascock | G1 | Petroleum Liquids | DFO | Petroleum | 1.1 | 1993
18843 | Thiele Kaolin Co | 54849 | Thiele Kaolin Reedy Creek | GA | Glascock | G2 | Petroleum Liquids | DFO | Petroleum | 1.1 | 1993
4413 | Cox Interior Inc | 54850 | Cox Waste to Energy | KY | Taylor | 01 | Wood/Wood Waste Biomass | WDS | Biomass | 4 | 1995
4413 | Cox Interior Inc | 54850 | Cox Waste to Energy | KY | Taylor | 02 | Wood/Wood Waste Biomass | WDS | Biomass | 1 | 2002
12619 | Milwaukee Metro Sewerage Dist | 54851 | MMSD Jones Island Wastewater | WI | Milwaukee | GEN1 | Natural Gas Fired Combustion Turbine | NG | Natural Gas Peaker | 17.5 | 1971
12619 | Milwaukee Metro Sewerage Dist | 54851 | MMSD Jones Island Wastewater | WI | Milwaukee | SOL1 | Landfill Gas | LFG | Biomass | 4.6 | 2013
12619 | Milwaukee Metro Sewerage Dist | 54851 | MMSD Jones Island Wastewater | WI | Milwaukee | SOL2 | Landfill Gas | LFG | Biomass | 4.6 | 2013
12619 | Milwaukee Metro Sewerage Dist | 54851 | MMSD Jones Island Wastewater | WI | Milwaukee | SOL3 | Landfill Gas | LFG | Biomass | 4.6 | 2013
13407 | Nevada Power Co | 54854 | Sun Peak Generating Station | NV | Clark | 5657 | Natural Gas Fired Combustion Turbine | NG | Natural Gas Peaker | 74 | 1991
13407 | Nevada Power Co | 54854 | Sun Peak Generating Station | NV | Clark | 5658 | Natural Gas Fired Combustion Turbine | NG | Natural Gas Peaker | 74 | 1991
13407 | Nevada Power Co | 54854 | Sun Peak Generating Station | NV | Clark | 5659 | Natural Gas Fired Combustion Turbine | NG | Natural Gas Peaker | 74 | 1991
11390 | M&M Mars Inc | 54855 | Mars Snackfood US | IL | Cook | 1 | Natural Gas Fired Combustion Turbine | NG | Natural Gas Peaker | 3.5 | 1987
22035 | Southwestern Bell Telephone Co | 54858 | Southwestern Bell Telephone | MO | St Louis City | E/G1 | Petroleum Liquids | DFO | Petroleum | 2 | 1992
22035 | Southwestern Bell Telephone Co | 54858 | Southwestern Bell Telephone | MO | St Louis City | E/G2 | Petroleum Liquids | DFO | Petroleum | 2 | 1992
22035 | Southwestern Bell Telephone Co | 54858 | Southwestern Bell Telephone | MO | St Louis City | E/G3 | Petroleum Liquids | DFO | Petroleum | 2 | 1992
22035 | Southwestern Bell Telephone Co | 54858 | Southwestern Bell Telephone | MO | St Louis City | E/G4 | Petroleum Liquids | DFO | Petroleum | 2.8 | 2005
22035 | Southwestern Bell Telephone Co | 54858 | Southwestern Bell Telephone | MO | St Louis City | E/G5 | Petroleum Liquids | DFO | Petroleum | 2.8 | 2008
22035 | Southwestern Bell Telephone Co | 54858 | Southwestern Bell Telephone | MO | St Louis City | E/G6 | Petroleum Liquids | DFO | Petroleum | 2.8 | 2011
22035 | Southwestern Bell Telephone Co | 54858 | Southwestern Bell Telephone | MO | St Louis City | E/G7 | Petroleum Liquids | DFO | Petroleum | 2.8 | 2011
1784 | Black Creek Hydro Inc | 54860 | Black Creek | WA | King | GEN1 | Conventional Hydroelectric | WAT | Hydro | 3.7 | 1994
1362 | Bassett Healthcare | 54863 | Bassett Medical Center | NY | OTSEGO | 0001 | Petroleum Liquids | DFO | Petroleum | 0.8 | 1992
1362 | Bassett Healthcare | 54863 | Bassett Medical Center | NY | OTSEGO | 0002 | Petroleum Liquids | DFO | Petroleum | 0.8 | 1992
1362 | Bassett Healthcare | 54863 | Bassett Medical Center | NY | OTSEGO | 0003 | Petroleum Liquids | DFO | Petroleum | 0.8 | 1992
1362 | Bassett Healthcare | 54863 | Bassett Medical Center | NY | OTSEGO | 0004 | Petroleum Liquids | DFO | Petroleum | 1.6 | 2004
1362 | Bassett Healthcare | 54863 | Bassett Medical Center | NY | OTSEGO | 0005 | Petroleum Liquids | DFO | Petroleum | 1.6 | 2006
57280 | Eagle Creek RE LLC | 54865 | Phoenix Hydro Project | NY | Oswego | 1-02 | Conventional Hydroelectric | WAT | Hydro | 1.6 | 1991
57280 | Eagle Creek RE LLC | 54865 | Phoenix Hydro Project | NY | Oswego | 2-01 | Conventional Hydroelectric | WAT | Hydro | 1.6 | 1991
50021 | Neenah Paper Michigan Inc. | 54867 | Neenah Paper Munising Mill | MI | Alger | M387 | Conventional Steam Coal | BIT | Hard Coal | 6.2 | 1930
12421 | Mill Shoals Hydro Co Inc | 54872 | Milstead | GA | Rockdale | GEN1 | Conventional Hydroelectric | WAT | Hydro | 1 | 1994
876 | Atlanta Gift Mart LP | 54877 | Atlanta Gift Mart LP | GA | FULTON | BUG | Petroleum Liquids | DFO | Petroleum | 1.2 | 1991
32080 | Dunn Paper | 54878 | Dunn Paper | NY | St Lawrence | 01 | Conventional Hydroelectric | WAT | Hydro | 0.4 | 1959
32080 | Dunn Paper | 54878 | Dunn Paper | NY | St Lawrence | 02 | Conventional Hydroelectric | WAT | Hydro | 0.3 | 1959
32080 | Dunn Paper | 54878 | Dunn Paper | NY | St Lawrence | 03 | Conventional Hydroelectric | WAT | Hydro | 0.3 | 1959
56024 | Kamin LLC | 54880 | Kamin LLC Wrens Plant | GA | Jefferson | SDT1 | Natural Gas Fired Combustion Turbine | NG | Natural Gas Peaker | 2 | 2002
56024 | Kamin LLC | 54880 | Kamin LLC Wrens Plant | GA | Jefferson | SDT2 | Natural Gas Fired Combustion Turbine | NG | Natural Gas Peaker | 2 | 2002
56024 | Kamin LLC | 54880 | Kamin LLC Wrens Plant | GA | Jefferson | SDT3 | Natural Gas Fired Combustion Turbine | NG | Natural Gas Peaker | 2 | 2002
17795 | CenturyLink Regional HQ | 54882 | CenturyLink Regional HQ | NC | Franklin | GEN1 | Petroleum Liquids | DFO | Petroleum | 1 | 1993
17795 | CenturyLink Regional HQ | 54882 | CenturyLink Regional HQ | NC | Franklin | GEN2 | Petroleum Liquids | DFO | Petroleum | 1 | 1993
10056 | City of Kaukauna | 54885 | Kimberly Mill | WI | Outagamie | 1H | Conventional Hydroelectric | WAT | Hydro | 0.7 | 1926
10056 | City of Kaukauna | 54885 | Kimberly Mill | WI | Outagamie | 2H | Conventional Hydroelectric | WAT | Hydro | 0.7 | 1927
10056 | City of Kaukauna | 54885 | Kimberly Mill | WI | Outagamie | 3H | Conventional Hydroelectric | WAT | Hydro | 0.7 | 1927
15917 | Presence Health | 54886 | Presence Saint Mary of Nazareth Hospital | IL | Cook | GEN1 | Natural Gas Internal Combustion Engine | NG | Natural Gas Peaker | 0.8 | 1993
15917 | Presence Health | 54886 | Presence Saint Mary of Nazareth Hospital | IL | Cook | GEN3 | Natural Gas Internal Combustion Engine | NG | Natural Gas Peaker | 0.8 | 1993
15917 | Presence Health | 54886 | Presence Saint Mary of Nazareth Hospital | IL | Cook | GEN4 | Petroleum Liquids | DFO | Petroleum | 0.9 | 1993
15917 | Presence Health | 54886 | Presence Saint Mary of Nazareth Hospital | IL | Cook | GEN5 | Petroleum Liquids | DFO | Petroleum | 0.9 | 1993
15917 | Presence Health | 54886 | Presence Saint Mary of Nazareth Hospital | IL | Cook | GEN6 | Petroleum Liquids | DFO | Petroleum | 0.8 | 2006
59895 | Patheon Manufacturing Service LLC | 54887 | DSM Pharmaceuticals | NC | Pitt | GEN1 | Natural Gas Fired Combustion Turbine | NG | Natural Gas Peaker | 4 | 1993
59895 | Patheon Manufacturing Service LLC | 54887 | DSM Pharmaceuticals | NC | Pitt | GEN2 | Petroleum Liquids | DFO | Petroleum | 0.3 | 1994
59895 | Patheon Manufacturing Service LLC | 54887 | DSM Pharmaceuticals | NC | Pitt | GEN3 | Petroleum Liquids | DFO | Petroleum | 1.1 | 1994
59895 | Patheon Manufacturing Service LLC | 54887 | DSM Pharmaceuticals | NC | Pitt | GEN4 | Petroleum Liquids | DFO | Petroleum | 1.2 | 1987
59895 | Patheon Manufacturing Service LLC | 54887 | DSM Pharmaceuticals | NC | Pitt | GEN5 | Petroleum Liquids | DFO | Petroleum | 1 | 1999
59895 | Patheon Manufacturing Service LLC | 54887 | DSM Pharmaceuticals | NC | Pitt | GEN6 | Petroleum Liquids | DFO | Petroleum | 1.2 | 2003
59895 | Patheon Manufacturing Service LLC | 54887 | DSM Pharmaceuticals | NC | Pitt | GEN7 | Petroleum Liquids | DFO | Petroleum | 0.1 | 2015
59895 | Patheon Manufacturing Service LLC | 54887 | DSM Pharmaceuticals | NC | Pitt | GEN8 | Petroleum Liquids | DFO | Petroleum | 0.3 | 2015
13559 | North American Natural Res | 54890 | Peoples Generating Station | MI | Saginaw | GEN1 | Landfill Gas | LFG | Biomass | 3.2 | 1995
317 | Alcoa Power Generating Inc Yadkin Div | 54894 | Narrows (NC) | NC | Stanly | YN1 | Conventional Hydroelectric | WAT | Hydro | 24.7 | 1917
317 | Alcoa Power Generating Inc Yadkin Div | 54894 | Narrows (NC) | NC | Stanly | YN2 | Conventional Hydroelectric | WAT | Hydro | 24.7 | 1917
317 | Alcoa Power Generating Inc Yadkin Div | 54894 | Narrows (NC) | NC | Stanly | YN3 | Conventional Hydroelectric | WAT | Hydro | 29 | 1917
317 | Alcoa Power Generating Inc Yadkin Div | 54894 | Narrows (NC) | NC | Stanly | YN4 | Conventional Hydroelectric | WAT | Hydro | 30.4 | 1924
317 | Alcoa Power Generating Inc Yadkin Div | 54895 | Falls Hydro | NC | Stanly | YF1 | Conventional Hydroelectric | WAT | Hydro | 9 | 1922
317 | Alcoa Power Generating Inc Yadkin Div | 54895 | Falls Hydro | NC | Stanly | YF2 | Conventional Hydroelectric | WAT | Hydro | 11.2 | 1919
317 | Alcoa Power Generating Inc Yadkin Div | 54895 | Falls Hydro | NC | Stanly | YF3 | Conventional Hydroelectric | WAT | Hydro | 11.2 | 1919
317 | Alcoa Power Generating Inc Yadkin Div | 54896 | High Rock Hydro | NC | Davidson | HR1 | Conventional Hydroelectric | WAT | Hydro | 11 | 1927
317 | Alcoa Power Generating Inc Yadkin Div | 54896 | High Rock Hydro | NC | Davidson | HR2 | Conventional Hydroelectric | WAT | Hydro | 11 | 1927
317 | Alcoa Power Generating Inc Yadkin Div | 54896 | High Rock Hydro | NC | Davidson | HR3 | Conventional Hydroelectric | WAT | Hydro | 11 | 1927
317 | Alcoa Power Generating Inc Yadkin Div | 54897 | Tuckertown Hydro | NC | Montgomery | TT1 | Conventional Hydroelectric | WAT | Hydro | 14 | 1962
317 | Alcoa Power Generating Inc Yadkin Div | 54897 | Tuckertown Hydro | NC | Montgomery | TT2 | Conventional Hydroelectric | WAT | Hydro | 14 | 1962
317 | Alcoa Power Generating Inc Yadkin Div | 54897 | Tuckertown Hydro | NC | Montgomery | TT3 | Conventional Hydroelectric | WAT | Hydro | 14 | 1962
306 | Brookfield Smoky Mountain Hydropower LLC | 54898 | Santeetlah | NC | Graham | 1 | Conventional Hydroelectric | WAT | Hydro | 22.5 | 1928
306 | Brookfield Smoky Mountain Hydropower LLC | 54898 | Santeetlah | NC | Graham | 2 | Conventional Hydroelectric | WAT | Hydro | 22.5 | 1928
306 | Brookfield Smoky Mountain Hydropower LLC | 54899 | Cheoah | NC | Graham | 1A | Conventional Hydroelectric | WAT | Hydro | 27.5 | 2012
306 | Brookfield Smoky Mountain Hydropower LLC | 54899 | Cheoah | NC | Graham | 2A | Conventional Hydroelectric | WAT | Hydro | 27.5 | 2012
306 | Brookfield Smoky Mountain Hydropower LLC | 54899 | Cheoah | NC | Graham | 3A | Conventional Hydroelectric | WAT | Hydro | 27.5 | 2013
306 | Brookfield Smoky Mountain Hydropower LLC | 54899 | Cheoah | NC | Graham | 4A | Conventional Hydroelectric | WAT | Hydro | 27.5 | 2012
306 | Brookfield Smoky Mountain Hydropower LLC | 54899 | Cheoah | NC | Graham | 5 | Conventional Hydroelectric | WAT | Hydro | 30 | 1949
306 | Brookfield Smoky Mountain Hydropower LLC | 54900 | Calderwood | TN | Blount | 1 | Conventional Hydroelectric | WAT | Hydro | 52.2 | 1930
306 | Brookfield Smoky Mountain Hydropower LLC | 54900 | Calderwood | TN | Blount | 2 | Conventional Hydroelectric | WAT | Hydro | 52.2 | 1930
306 | Brookfield Smoky Mountain Hydropower LLC | 54900 | Calderwood | TN | Blount | 3 | Conventional Hydroelectric | WAT | Hydro | 52.2 | 1938
306 | Brookfield Smoky Mountain Hydropower LLC | 54901 | Chilhowee | TN | Blount | 1 | Conventional Hydroelectric | WAT | Hydro | 16.6 | 1957
306 | Brookfield Smoky Mountain Hydropower LLC | 54901 | Chilhowee | TN | Blount | 2 | Conventional Hydroelectric | WAT | Hydro | 16.6 | 1957
306 | Brookfield Smoky Mountain Hydropower LLC | 54901 | Chilhowee | TN | Blount | 3 | Conventional Hydroelectric | WAT | Hydro | 16.6 | 1957
56355 | LES Project Holdings LLC | 54903 | Adrian Energy Associates LLC | MI | Lenawee | UNT1 | Landfill Gas | LFG | Biomass | 0.8 | 1994
56355 | LES Project Holdings LLC | 54903 | Adrian Energy Associates LLC | MI | Lenawee | UNT2 | Landfill Gas | LFG | Biomass | 0.8 | 1994
56355 | LES Project Holdings LLC | 54903 | Adrian Energy Associates LLC | MI | Lenawee | UNT3 | Landfill Gas | LFG | Biomass | 0.8 | 1994
6889 | GAMET | 54906 | Georgia Pacific Center | GA | Fulton | 01 | Petroleum Liquids | DFO | Petroleum | 0.7 | 1982
6889 | GAMET | 54906 | Georgia Pacific Center | GA | Fulton | 02 | Petroleum Liquids | DFO | Petroleum | 0.7 | 1982
11820 | Massachusetts Inst of Tech | 54907 | Mass Inst Tech Cntrl Utilities/Cogen Plt | MA | Middlesex | CTG1 | Natural Gas Fired Combustion Turbine | NG | Natural Gas Peaker | 21.2 | 1995
772 | Archer Daniels Midland Co | 54908 | Enderlin | ND | Ransom | GEN1 | Other Waste Biomass | AB | Biomass | 5.1 | 1983
772 | Archer Daniels Midland Co | 54908 | Enderlin | ND | Ransom | GEN2 | Other Waste Biomass | AB | Biomass | 4.7 | 1983
2719 | CalWind Resources Inc | 54909 | Tehachapi Wind Resource II | CA | Kern | EXI2 | Onshore Wind Turbine | WND | Wind | 8.3 | 2002
2719 | CalWind Resources Inc | 54909 | Tehachapi Wind Resource II | CA | Kern | EXIS | Onshore Wind Turbine | WND | Wind | 13.6 | 1997
7477 | Granger Electric Co | 54910 | Brent Run Generating Station | MI | Genesee | 7-1 | Landfill Gas | LFG | Biomass | 0.8 | 1998
7477 | Granger Electric Co | 54910 | Brent Run Generating Station | MI | Genesee | 7-2 | Landfill Gas | LFG | Biomass | 0.8 | 1998
7477 | Granger Electric Co | 54910 | Brent Run Generating Station | MI | Genesee | 7-3 | Landfill Gas | LFG | Biomass | 0.6 | 2010
7477 | Granger Electric Co | 54910 | Brent Run Generating Station | MI | Genesee | 7-4 | Landfill Gas | LFG | Biomass | 1.6 | 2012
7477 | Granger Electric Co | 54910 | Brent Run Generating Station | MI | Genesee | 7-5 | Landfill Gas | LFG | Biomass | 1.6 | 2012
11651 | Martinez Refining Co | 54912 | Martinez Refining | CA | Contra Costa | GTG1 | Natural Gas Fired Combined Cycle | NG | Natural Gas Nonpeaker | 40 | 1995
11651 | Martinez Refining Co | 54912 | Martinez Refining | CA | Contra Costa | GTG2 | Natural Gas Fired Combined Cycle | NG | Natural Gas Nonpeaker | 40 | 1996
11651 | Martinez Refining Co | 54912 | Martinez Refining | CA | Contra Costa | STG1 | Natural Gas Fired Combined Cycle | NG | Natural Gas Nonpeaker | 20 | 1995
2313 | Brooklyn Navy Yard Cogen PLP | 54914 | Brooklyn Navy Yard Cogeneration | NY | Kings | 01 | Natural Gas Fired Combined Cycle | NG | Natural Gas Nonpeaker | 121 | 1996
2313 | Brooklyn Navy Yard Cogen PLP | 54914 | Brooklyn Navy Yard Cogeneration | NY | Kings | 02 | Natural Gas Fired Combined Cycle | NG | Natural Gas Nonpeaker | 121 | 1996
2313 | Brooklyn Navy Yard Cogen PLP | 54914 | Brooklyn Navy Yard Cogeneration | NY | Kings | 03 | Natural Gas Fired Combined Cycle | NG | Natural Gas Nonpeaker | 40 | 1996
2313 | Brooklyn Navy Yard Cogen PLP | 54914 | Brooklyn Navy Yard Cogeneration | NY | Kings | 04 | Natural Gas Fired Combined Cycle | NG | Natural Gas Nonpeaker | 40 | 1996
49977 | CAMS Michigan LLC | 54915 | Michigan Power LP | MI | Mason | G001 | Natural Gas Fired Combined Cycle | NG | Natural Gas Nonpeaker | 58 | 1995
49977 | CAMS Michigan LLC | 54915 | Michigan Power LP | MI | Mason | G101 | Natural Gas Fired Combined Cycle | NG | Natural Gas Nonpeaker | 80.1 | 1995
6667 | Ergon Refining Inc | 54918 | Ergon Refining Vicksburg | MS | Warren | TMO1 | Natural Gas Fired Combustion Turbine | NG | Natural Gas Peaker | 4.8 | 1995
7057 | General Mills Inc | 54924 | General Mills West Chicago | IL | DuPage | 1 | Natural Gas Internal Combustion Engine | NG | Natural Gas Peaker | 0.8 | 1994
7057 | General Mills Inc | 54924 | General Mills West Chicago | IL | DuPage | 2 | Natural Gas Internal Combustion Engine | NG | Natural Gas Peaker | 0.8 | 1994
7057 | General Mills Inc | 54924 | General Mills West Chicago | IL | DuPage | 3 | Natural Gas Internal Combustion Engine | NG | Natural Gas Peaker | 0.8 | 1994
7057 | General Mills Inc | 54924 | General Mills West Chicago | IL | DuPage | 4 | Natural Gas Internal Combustion Engine | NG | Natural Gas Peaker | 0.8 | 1994
7057 | General Mills Inc | 54924 | General Mills West Chicago | IL | DuPage | 5 | Natural Gas Internal Combustion Engine | NG | Natural Gas Peaker | 0.8 | 1994
7057 | General Mills Inc | 54924 | General Mills West Chicago | IL | DuPage | 6 | Natural Gas Internal Combustion Engine | NG | Natural Gas Peaker | 0.8 | 1994
7057 | General Mills Inc | 54924 | General Mills West Chicago | IL | DuPage | 7 | Natural Gas Internal Combustion Engine | NG | Natural Gas Peaker | 0.8 | 1994
7057 | General Mills Inc | 54924 | General Mills West Chicago | IL | DuPage | 8 | Natural Gas Internal Combustion Engine | NG | Natural Gas Peaker | 0.8 | 1994
40211 | Wabash Valley Power Assn, Inc | 54925 | Twin Bridges LFGTE | IN | HENDRICKS | I-1 | Landfill Gas | LFG | Biomass | 0.8 | 1994
40211 | Wabash Valley Power Assn, Inc | 54925 | Twin Bridges LFGTE | IN | HENDRICKS | I-2 | Landfill Gas | LFG | Biomass | 0.8 | 1994
40211 | Wabash Valley Power Assn, Inc | 54925 | Twin Bridges LFGTE | IN | HENDRICKS | I-3 | Landfill Gas | LFG | Biomass | 0.8 | 1994
40211 | Wabash Valley Power Assn, Inc | 54925 | Twin Bridges LFGTE | IN | HENDRICKS | I-4 | Landfill Gas | LFG | Biomass | 0.8 | 1994
40211 | Wabash Valley Power Assn, Inc | 54925 | Twin Bridges LFGTE | IN | HENDRICKS | II-1 | Landfill Gas | LFG | Biomass | 0.8 | 2002
40211 | Wabash Valley Power Assn, Inc | 54925 | Twin Bridges LFGTE | IN | HENDRICKS | II-2 | Landfill Gas | LFG | Biomass | 0.8 | 2002
40211 | Wabash Valley Power Assn, Inc | 54925 | Twin Bridges LFGTE | IN | HENDRICKS | II-3 | Landfill Gas | LFG | Biomass | 0.8 | 2002
40211 | Wabash Valley Power Assn, Inc | 54925 | Twin Bridges LFGTE | IN | HENDRICKS | II-4 | Landfill Gas | LFG | Biomass | 0.8 | 2002
40211 | Wabash Valley Power Assn, Inc | 54925 | Twin Bridges LFGTE | IN | HENDRICKS | III-1 | Landfill Gas | LFG | Biomass | 0.8 | 2009
40211 | Wabash Valley Power Assn, Inc | 54925 | Twin Bridges LFGTE | IN | HENDRICKS | III-2 | Landfill Gas | LFG | Biomass | 0.8 | 2009
40211 | Wabash Valley Power Assn, Inc | 54925 | Twin Bridges LFGTE | IN | HENDRICKS | III-3 | Landfill Gas | LFG | Biomass | 0.8 | 2009
40211 | Wabash Valley Power Assn, Inc | 54925 | Twin Bridges LFGTE | IN | HENDRICKS | III-4 | Landfill Gas | LFG | Biomass | 0.8 | 2009
40211 | Wabash Valley Power Assn, Inc | 54925 | Twin Bridges LFGTE | IN | HENDRICKS | IV-1 | Landfill Gas | LFG | Biomass | 1.6 | 2012
40211 | Wabash Valley Power Assn, Inc | 54925 | Twin Bridges LFGTE | IN | HENDRICKS | IV-2 | Landfill Gas | LFG | Biomass | 1.6 | 2012
40211 | Wabash Valley Power Assn, Inc | 54926 | Prairie View I & II LFGTE | IN | ST JOSEPH | I-1 | Landfill Gas | LFG | Biomass | 0.8 | 1994
40211 | Wabash Valley Power Assn, Inc | 54926 | Prairie View I & II LFGTE | IN | ST JOSEPH | I-2 | Landfill Gas | LFG | Biomass | 0.8 | 1994
40211 | Wabash Valley Power Assn, Inc | 54926 | Prairie View I & II LFGTE | IN | ST JOSEPH | I-3 | Landfill Gas | LFG | Biomass | 0.8 | 1994
40211 | Wabash Valley Power Assn, Inc | 54926 | Prairie View I & II LFGTE | IN | ST JOSEPH | I-4 | Landfill Gas | LFG | Biomass | 0.8 | 1994
40211 | Wabash Valley Power Assn, Inc | 54926 | Prairie View I & II LFGTE | IN | ST JOSEPH | II-1 | Landfill Gas | LFG | Biomass | 0.8 | 2007
40211 | Wabash Valley Power Assn, Inc | 54926 | Prairie View I & II LFGTE | IN | ST JOSEPH | II-2 | Landfill Gas | LFG | Biomass | 0.8 | 2007
40211 | Wabash Valley Power Assn, Inc | 54926 | Prairie View I & II LFGTE | IN | ST JOSEPH | II-3 | Landfill Gas | LFG | Biomass | 0.8 | 2007
40211 | Wabash Valley Power Assn, Inc | 54926 | Prairie View I & II LFGTE | IN | ST JOSEPH | II-4 | Landfill Gas | LFG | Biomass | 0.8 | 2007
59162 | COMM Engineering | 54927 | Grand Isle Gas Plant / Treating Station | LA | Jefferson | 1 | Natural Gas Internal Combustion Engine | NG | Natural Gas Peaker | 3 | 1965
59162 | COMM Engineering | 54927 | Grand Isle Gas Plant / Treating Station | LA | Jefferson | 2 | Natural Gas Internal Combustion Engine | NG | Natural Gas Peaker | 3 | 1965
59162 | COMM Engineering | 54927 | Grand Isle Gas Plant / Treating Station | LA | Jefferson | 3 | Natural Gas Internal Combustion Engine | NG | Natural Gas Peaker | 3 | 1965
361 | Industrial Energy Applications Inc | 54929 | Alliant SBD 9403 Aegon DC | IA | Linn | 6111 | Petroleum Liquids | DFO | Petroleum | 1.1 | 1995
361 | Industrial Energy Applications Inc | 54929 | Alliant SBD 9403 Aegon DC | IA | Linn | 6112 | Petroleum Liquids | DFO | Petroleum | 1.5 | 2003
361 | Industrial Energy Applications Inc | 54929 | Alliant SBD 9403 Aegon DC | IA | Linn | 6113 | Petroleum Liquids | DFO | Petroleum | 1.5 | 2007
2770 | Terra-Gen Operating Co LLC | 54931 | Ridgetop | CA | Kern | WGN1 | Onshore Wind Turbine | WND | Wind | 46.8 | 1994
14417 | Panduit Corp | 54932 | Panduit Tinley Park | IL | Cook | GEN1 | Natural Gas Internal Combustion Engine | NG | Natural Gas Peaker | 0.7 | 1994
14417 | Panduit Corp | 54932 | Panduit Tinley Park | IL | Cook | GEN2 | Natural Gas Internal Combustion Engine | NG | Natural Gas Peaker | 0.7 | 1994
49778 | Kraft Foods | 54933 | Mondelez Global LLC | IL | Winnebago | GEN1 | Natural Gas Fired Combustion Turbine | NG | Natural Gas Peaker | 4.7 | 1995
10230 | Keystone Recovery Inc | 54934 | Keystone Recovery | PA | Lackawanna | NO 1 | Landfill Gas | LFG | Biomass | 0.8 | 1995
10230 | Keystone Recovery Inc | 54934 | Keystone Recovery | PA | Lackawanna | NO 2 | Landfill Gas | LFG | Biomass | 0.8 | 1995
10230 | Keystone Recovery Inc | 54934 | Keystone Recovery | PA | Lackawanna | NO 3 | Landfill Gas | LFG | Biomass | 0.8 | 1995
10230 | Keystone Recovery Inc | 54934 | Keystone Recovery | PA | Lackawanna | NO 4 | Landfill Gas | LFG | Biomass | 0.8 | 1995
10230 | Keystone Recovery Inc | 54934 | Keystone Recovery | PA | Lackawanna | NO 5 | Landfill Gas | LFG | Biomass | 0.8 | 1996
10230 | Keystone Recovery Inc | 54934 | Keystone Recovery | PA | Lackawanna | NO 6 | Landfill Gas | LFG | Biomass | 0.8 | 1996
10230 | Keystone Recovery Inc | 54934 | Keystone Recovery | PA | Lackawanna | NO 7 | Landfill Gas | LFG | Biomass | 0.8 | 1996
49770 | Energy Recovery Operations, Inc | 54935 | Harford Waste to Energy Facility | MD | Harford | 001 | Municipal Solid Waste | MSW | Municipal Solid Waste | 1.2 | 1987
2806 | California Dept of Corrections | 54936 | Richard J Donovan Correctional Facility | CA | San Diego | 03 | Natural Gas Fired Combustion Turbine | NG | Natural Gas Peaker | 2.6 | 1987
20347 | Wellesley College | 54937 | Wellesley College Central Utility Plant | MA | Norfolk | 1118 | Natural Gas Internal Combustion Engine | NG | Natural Gas Peaker | 1.3 | 1994
20347 | Wellesley College | 54937 | Wellesley College Central Utility Plant | MA | Norfolk | 1119 | Natural Gas Internal Combustion Engine | NG | Natural Gas Peaker | 1.3 | 1994
20347 | Wellesley College | 54937 | Wellesley College Central Utility Plant | MA | Norfolk | 1120 | Natural Gas Internal Combustion Engine | NG | Natural Gas Peaker | 1.3 | 1994
20347 | Wellesley College | 54937 | Wellesley College Central Utility Plant | MA | Norfolk | 1121 | Natural Gas Internal Combustion Engine | NG | Natural Gas Peaker | 1.3 | 1994
20347 | Wellesley College | 54937 | Wellesley College Central Utility Plant | MA | Norfolk | 8187 | Natural Gas Internal Combustion Engine | NG | Natural Gas Peaker | 1.9 | 1999
20347 | Wellesley College | 54937 | Wellesley College Central Utility Plant | MA | Norfolk | SB1 | Petroleum Liquids | DFO | Petroleum | 2.9 | 1985
54842 | WM Renewable Energy LLC | 54939 | EKS Landfill | MN | Dakota | UNT1 | Landfill Gas | LFG | Biomass | 1.6 | 1994
54842 | WM Renewable Energy LLC | 54939 | EKS Landfill | MN | Dakota | UNT2 | Landfill Gas | LFG | Biomass | 1.6 | 1994
54842 | WM Renewable Energy LLC | 54939 | EKS Landfill | MN | Dakota | UNT4 | Landfill Gas | LFG | Biomass | 1.6 | 2011
4426 | NAES Corp | 54945 | CT Resource Rec Authority Facility | CT | Hartford | NO 5 | Municipal Solid Waste | MSW | Municipal Solid Waste | 45 | 1988
4426 | NAES Corp | 54945 | CT Resource Rec Authority Facility | CT | Hartford | NO 6 | Municipal Solid Waste | MSW | Municipal Solid Waste | 45 | 1988
24008 | University of Oregon | 54950 | Univ of Oregon Central Power Station | OR | Lane | CTG1 | Natural Gas Fired Combined Cycle | NG | Natural Gas Nonpeaker | 7.5 | 2012
24008 | University of Oregon | 54950 | Univ of Oregon Central Power Station | OR | Lane | STG1 | Natural Gas Fired Combined Cycle | NG | Natural Gas Nonpeaker | 3.5 | 2012
12221 | MRWPCA | 54951 | Monterey Regional Water Cogen Facility | CA | Monterey | EG1 | Other Waste Biomass | OBG | Biomass | 0.6 | 1988
12221 | MRWPCA | 54951 | Monterey Regional Water Cogen Facility | CA | Monterey | EG2 | Other Waste Biomass | OBG | Biomass | 0.6 | 1988
12221 | MRWPCA | 54951 | Monterey Regional Water Cogen Facility | CA | Monterey | EG3 | Other Waste Biomass | OBG | Biomass | 0.6 | 1988
55754 | Boralex Hydro Operations Inc | 54953 | Hudson Falls Hydroelectric Project | NY | Saratoga | GEN1 | Conventional Hydroelectric | WAT | Hydro | 22 | 1995
55754 | Boralex Hydro Operations Inc | 54953 | Hudson Falls Hydroelectric Project | NY | Saratoga | GEN2 | Conventional Hydroelectric | WAT | Hydro | 22 | 1995
40211 | Wabash Valley Power Assn, Inc | 54956 | Deercroft I & II LFGTE | IN | LaPorte | I-1 | Landfill Gas | LFG | Biomass | 0.8 | 1999
40211 | Wabash Valley Power Assn, Inc | 54956 | Deercroft I & II LFGTE | IN | LaPorte | I-2 | Landfill Gas | LFG | Biomass | 0.8 | 1999
40211 | Wabash Valley Power Assn, Inc | 54956 | Deercroft I & II LFGTE | IN | LaPorte | I-3 | Landfill Gas | LFG | Biomass | 0.8 | 1999
40211 | Wabash Valley Power Assn, Inc | 54956 | Deercroft I & II LFGTE | IN | LaPorte | I-4 | Landfill Gas | LFG | Biomass | 0.8 | 1999
40211 | Wabash Valley Power Assn, Inc | 54956 | Deercroft I & II LFGTE | IN | LaPorte | II-1 | Landfill Gas | LFG | Biomass | 0.8 | 2007
40211 | Wabash Valley Power Assn, Inc | 54956 | Deercroft I & II LFGTE | IN | LaPorte | II-2 | Landfill Gas | LFG | Biomass | 0.8 | 2007
40211 | Wabash Valley Power Assn, Inc | 54956 | Deercroft I & II LFGTE | IN | LaPorte | II-3 | Landfill Gas | LFG | Biomass | 0.8 | 2007
40211 | Wabash Valley Power Assn, Inc | 54956 | Deercroft I & II LFGTE | IN | LaPorte | II-4 | Landfill Gas | LFG | Biomass | 0.8 | 2007
2769 | Cargill Inc | 54965 | Cargill Salt | MI | St Clair | ACTG | Conventional Steam Coal | BIT | Hard Coal | 2 | 1968
361 | Industrial Energy Applications Inc | 54967 | Alliant SBD 9302 Aegon NP | IA | Linn | 7906 | Petroleum Liquids | DFO | Petroleum | 1.2 | 1995
361 | Industrial Energy Applications Inc | 54968 | Alliant SBD 9502 Eaton | IA | Wright | 0385 | Petroleum Liquids | DFO | Petroleum | 1.8 | 1995
361 | Industrial Energy Applications Inc | 54968 | Alliant SBD 9502 Eaton | IA | Wright | 0386 | Petroleum Liquids | DFO | Petroleum | 1.8 | 1995
361 | Industrial Energy Applications Inc | 54968 | Alliant SBD 9502 Eaton | IA | Wright | 5824 | Petroleum Liquids | DFO | Petroleum | 1.8 | 2000
18194 | STS Hydropower Ltd | 54969 | Dixon Hydroelectric Dam | IL | Lee | 1 | Conventional Hydroelectric | WAT | Hydro | 0.6 | 1925
18194 | STS Hydropower Ltd | 54969 | Dixon Hydroelectric Dam | IL | Lee | 2 | Conventional Hydroelectric | WAT | Hydro | 0.6 | 1925
18194 | STS Hydropower Ltd | 54969 | Dixon Hydroelectric Dam | IL | Lee | 3 | Conventional Hydroelectric | WAT | Hydro | 0.6 | 1925
18194 | STS Hydropower Ltd | 54969 | Dixon Hydroelectric Dam | IL | Lee | 4 | Conventional Hydroelectric | WAT | Hydro | 0.6 | 1925
18194 | STS Hydropower Ltd | 54969 | Dixon Hydroelectric Dam | IL | Lee | 5 | Conventional Hydroelectric | WAT | Hydro | 0.6 | 1925
16694 | Sauder Woodworking Co | 54974 | Sauder Power Plant | OH | Fulton | UNT1 | Wood/Wood Waste Biomass | WDS | Biomass | 3.6 | 1993
16694 | Sauder Woodworking Co | 54974 | Sauder Power Plant | OH | Fulton | UNT2 | Wood/Wood Waste Biomass | WDS | Biomass | 3.6 | 1993
21965 | New Mexico State University | 54975 | New Mexico State University | NM | Dona Ana | 01 | Natural Gas Fired Combustion Turbine | NG | Natural Gas Peaker | 4.7 | 1996
2770 | Terra-Gen Operating Co LLC | 54979 | Big Spring Wind Power Facility | TX | Howard | WIND | Onshore Wind Turbine | WND | Wind | 34.3 | 1998
56355 | LES Project Holdings LLC | 54980 | Ocean County Landfill | NJ | Ocean | UNT1 | Landfill Gas | LFG | Biomass | 0.8 | 1997
56355 | LES Project Holdings LLC | 54980 | Ocean County Landfill | NJ | Ocean | UNT10 | Landfill Gas | LFG | Biomass | 1.6 | 2006
56355 | LES Project Holdings LLC | 54980 | Ocean County Landfill | NJ | Ocean | UNT11 | Landfill Gas | LFG | Biomass | 1.6 | 2006
56355 | LES Project Holdings LLC | 54980 | Ocean County Landfill | NJ | Ocean | UNT12 | Landfill Gas | LFG | Biomass | 1.6 | 2006
56355 | LES Project Holdings LLC | 54980 | Ocean County Landfill | NJ | Ocean | UNT2 | Landfill Gas | LFG | Biomass | 0.8 | 1997
56355 | LES Project Holdings LLC | 54980 | Ocean County Landfill | NJ | Ocean | UNT3 | Landfill Gas | LFG | Biomass | 0.8 | 1997
56355 | LES Project Holdings LLC | 54980 | Ocean County Landfill | NJ | Ocean | UNT4 | Landfill Gas | LFG | Biomass | 0.8 | 1997
56355 | LES Project Holdings LLC | 54980 | Ocean County Landfill | NJ | Ocean | UNT5 | Landfill Gas | LFG | Biomass | 0.8 | 1997
56355 | LES Project Holdings LLC | 54980 | Ocean County Landfill | NJ | Ocean | UNT6 | Landfill Gas | LFG | Biomass | 0.8 | 1997
56355 | LES Project Holdings LLC | 54980 | Ocean County Landfill | NJ | Ocean | UNT7 | Landfill Gas | LFG | Biomass | 1.6 | 2006
56355 | LES Project Holdings LLC | 54980 | Ocean County Landfill | NJ | Ocean | UNT8 | Landfill Gas | LFG | Biomass | 1.6 | 2006
56355 | LES Project Holdings LLC | 54980 | Ocean County Landfill | NJ | Ocean | UNT9 | Landfill Gas | LFG | Biomass | 1.6 | 2006
8776 | City of Holyoke Gas and Electric Dept. | 54981 | Harris Energy Realty | MA | Hampden | ALBA | Conventional Hydroelectric | WAT | Hydro | 0.3 | 1999
8776 | City of Holyoke Gas and Electric Dept. | 54981 | Harris Energy Realty | MA | Hampden | ALBD | Conventional Hydroelectric | WAT | Hydro | 0.5 | 1982
8776 | City of Holyoke Gas and Electric Dept. | 54981 | Harris Energy Realty | MA | Hampden | NONO | Conventional Hydroelectric | WAT | Hydro | 0.5 | 1982
22331 | Salem Energy Systems LLC | 54984 | Salem Energy Systems LLC | NC | Forsyth | UNT1 | Landfill Gas | LFG | Biomass | 4.5 | 1996
4468 | Crestwood Corp | 54985 | Crestwood Dothan | AL | Houston | GEN1 | Petroleum Liquids | DFO | Petroleum | 1 | 1995
4468 | Crestwood Corp | 54985 | Crestwood Dothan | AL | Houston | GEN2 | Petroleum Liquids | DFO | Petroleum | 1 | 1995
4468 | Crestwood Corp | 54985 | Crestwood Dothan | AL | Houston | GEN3 | Petroleum Liquids | DFO | Petroleum | 2 | 2002
4468 | Crestwood Corp | 54985 | Crestwood Dothan | AL | Houston | GEN5 | Petroleum Liquids | DFO | Petroleum | 1 | 1996
4468 | Crestwood Corp | 54985 | Crestwood Dothan | AL | Houston | GEN7 | Petroleum Liquids | DFO | Petroleum | 1 | 1997
4468 | Crestwood Corp | 54985 | Crestwood Dothan | AL | Houston | GEN8 | Petroleum Liquids | DFO | Petroleum | 0.6 | 1997
4468 | Crestwood Corp | 54985 | Crestwood Dothan | AL | Houston | GEN9 | Petroleum Liquids | DFO | Petroleum | 2 | 2002
5483 | DuPage County | 54987 | Woodridge Greene Valley Treatment Plant | IL | DuPage | FM01 | Natural Gas Internal Combustion Engine | NG | Natural Gas Peaker | 1.5 | 1996
56355 | LES Project Holdings LLC | 54989 | Pine Tree Acres | MI | Macomb | GEN1 | Landfill Gas | LFG | Biomass | 0.8 | 1998
56355 | LES Project Holdings LLC | 54989 | Pine Tree Acres | MI | Macomb | GEN2 | Landfill Gas | LFG | Biomass | 0.8 | 1998
56355 | LES Project Holdings LLC | 54989 | Pine Tree Acres | MI | Macomb | GEN3 | Landfill Gas | LFG | Biomass | 0.8 | 1998
56355 | LES Project Holdings LLC | 54989 | Pine Tree Acres | MI | Macomb | GEN4 | Landfill Gas | LFG | Biomass | 0.8 | 1998
56355 | LES Project Holdings LLC | 54989 | Pine Tree Acres | MI | Macomb | GEN5 | Landfill Gas | LFG | Biomass | 0.8 | 1998
56355 | LES Project Holdings LLC | 54989 | Pine Tree Acres | MI | Macomb | GEN6 | Landfill Gas | LFG | Biomass | 0.8 | 2003
56355 | LES Project Holdings LLC | 54989 | Pine Tree Acres | MI | Macomb | GEN7 | Landfill Gas | LFG | Biomass | 0.8 | 2003
56355 | LES Project Holdings LLC | 54989 | Pine Tree Acres | MI | Macomb | GEN8 | Landfill Gas | LFG | Biomass | 1.6 | 2010
56355 | LES Project Holdings LLC | 54989 | Pine Tree Acres | MI | Macomb | GEN9 | Landfill Gas | LFG | Biomass | 1.6 | 2010
13765 | Northlake Energy | 54995 | Indiana Harbor E 5 AC Station | IN | Lake | 17TG | Other Gases | BFG | Biomass | 90 | 1996
49899 | CalEnergy Operating Corporation | 54996 | Salton Sea Power Gen Co - Unit 4 | CA | Imperial | 4100 | Geothermal | GEO | Geothermal | 47.5 | 1996
20541 | Wheelabrator Environmental Systems | 54998 | Wheelabrator Portsmouth | VA | Portsmouth City | 1410 | Municipal Solid Waste | MSW | Municipal Solid Waste | 20 | 1987
20541 | Wheelabrator Environmental Systems | 54998 | Wheelabrator Portsmouth | VA | Portsmouth City | 1420 | Municipal Solid Waste | MSW | Municipal Solid Waste | 20 | 1987
20541 | Wheelabrator Environmental Systems | 54998 | Wheelabrator Portsmouth | VA | Portsmouth City | 1430 | Municipal Solid Waste | MSW | Municipal Solid Waste | 20 | 1987
13124 | Murphy - Brown LLC | 55002 | Murphy-Brown LLC | NC | Duplin | 01 | Petroleum Liquids | DFO | Petroleum | 1.2 | 1995
13124 | Murphy - Brown LLC | 55002 | Murphy-Brown LLC | NC | Duplin | 02 | Petroleum Liquids | DFO | Petroleum | 1.2 | 1995
18850 | Thorton Township School Dist | 55004 | Thornwood High School | IL | Cook | 1 | Natural Gas Internal Combustion Engine | NG | Natural Gas Peaker | 0.7 | 1996
18850 | Thorton Township School Dist | 55004 | Thornwood High School | IL | Cook | 2 | Natural Gas Internal Combustion Engine | NG | Natural Gas Peaker | 0.7 | 1996
18850 | Thorton Township School Dist | 55005 | Thornridge High School | IL | Cook | 1 | Natural Gas Internal Combustion Engine | NG | Natural Gas Peaker | 0.5 | 1996
18850 | Thorton Township School Dist | 55005 | Thornridge High School | IL | Cook | 2 | Natural Gas Internal Combustion Engine | NG | Natural Gas Peaker | 0.5 | 1996
57249 | EPP Renewable Energy | 55006 | Nashua Plant | NH | Hillsborough | UNT2 | Landfill Gas | LFG | Biomass | 0.8 | 1996
31431 | K-W Co | 55007 | K W Company | ID | Twin Falls | LS1 | Conventional Hydroelectric | WAT | Hydro | 0.1 | 1985
31431 | K-W Co | 55007 | K W Company | ID | Twin Falls | LS2 | Conventional Hydroelectric | WAT | Hydro | 0.1 | 1985
31431 | K-W Co | 55007 | K W Company | ID | Twin Falls | LS3 | Conventional Hydroelectric | WAT | Hydro | 0.1 | 1985
31431 | K-W Co | 55007 | K W Company | ID | Twin Falls | LS4 | Conventional Hydroelectric | WAT | Hydro | 0.1 | 1985
31431 | K-W Co | 55007 | K W Company | ID | Twin Falls | LS5 | Conventional Hydroelectric | WAT | Hydro | 0.1 | 1985
31431 | K-W Co | 55007 | K W Company | ID | Twin Falls | UE5 | Conventional Hydroelectric | WAT | Hydro | 0.1 | 1997
31431 | K-W Co | 55007 | K W Company | ID | Twin Falls | UW1 | Conventional Hydroelectric | WAT | Hydro | 0.2 | 1983
31431 | K-W Co | 55007 | K W Company | ID | Twin Falls | UW2 | Conventional Hydroelectric | WAT | Hydro | 0.2 | 1983
31431 | K-W Co | 55007 | K W Company | ID | Twin Falls | UW3 | Conventional Hydroelectric | WAT | Hydro | 0.2 | 1983
31431 | K-W Co | 55007 | K W Company | ID | Twin Falls | UW4 | Conventional Hydroelectric | WAT | Hydro | 0.2 | 1983
59380 | Enel Green Power NA, Inc. | 55009 | Montgomery Creek Hydro | CA | Shasta | GEN1 | Conventional Hydroelectric | WAT | Hydro | 2.6 | 1987
55912 | Cottage Grove Operating Services LLC | 55010 | LSP-Cottage Grove LP | MN | Washington | CTG1 | Natural Gas Fired Combined Cycle | NG | Natural Gas Nonpeaker | 177.3 | 1997
55912 | Cottage Grove Operating Services LLC | 55010 | LSP-Cottage Grove LP | MN | Washington | STG1 | Natural Gas Fired Combined Cycle | NG | Natural Gas Nonpeaker | 106.2 | 1997
55911 | Whitewater Operating Services LLC | 55011 | LSP-Whitewater LP | WI | Jefferson | CTG1 | Natural Gas Fired Combined Cycle | NG | Natural Gas Nonpeaker | 177.3 | 1997
55911 | Whitewater Operating Services LLC | 55011 | LSP-Whitewater LP | WI | Jefferson | STG1 | Natural Gas Fired Combined Cycle | NG | Natural Gas Nonpeaker | 106.2 | 1997
54843 | WM Illinois Renewable Energy LLC | 55014 | Greene Valley Gas Recovery | IL | DuPage | GEN1 | Landfill Gas | LFG | Biomass | 3.3 | 1996
54843 | WM Illinois Renewable Energy LLC | 55014 | Greene Valley Gas Recovery | IL | DuPage | GEN2 | Landfill Gas | LFG | Biomass | 3.3 | 1996
22214 | Sweeny Cogeneration LP | 55015 | Sweeny Cogen Facility | TX | Brazoria | GEN1 | Natural Gas Fired Combustion Turbine | NG | Natural Gas Peaker | 143 | 1997
22214 | Sweeny Cogeneration LP | 55015 | Sweeny Cogen Facility | TX | Brazoria | GEN2 | Natural Gas Fired Combustion Turbine | NG | Natural Gas Peaker | 143 | 1997
22214 | Sweeny Cogeneration LP | 55015 | Sweeny Cogen Facility | TX | Brazoria | GEN3 | Natural Gas Fired Combustion Turbine | NG | Natural Gas Peaker | 143 | 1997
22214 | Sweeny Cogeneration LP | 55015 | Sweeny Cogen Facility | TX | Brazoria | GEN4 | Natural Gas Fired Combustion Turbine | NG | Natural Gas Peaker | 143 | 2000
49774 | Kinder Morgan Yates Operation | 55025 | Yates Gas Plant | TX | PECOS | GEN1 | Natural Gas Fired Combustion Turbine | NG | Natural Gas Peaker | 2.8 | 1986
49774 | Kinder Morgan Yates Operation | 55025 | Yates Gas Plant | TX | PECOS | GEN2 | Natural Gas Fired Combustion Turbine | NG | Natural Gas Peaker | 2.8 | 1986
55773 | Dighton Power, LLC | 55026 | Dighton Power Plant | MA | Bristol | UNT1 | Natural Gas Fired Combined Cycle | NG | Natural Gas Nonpeaker | 200 | 1999
13157 | Omaha City of | 55027 | Papillion Creek Wastewater | NE | Sarpy | 951 | Other Waste Biomass | OBG | Biomass | 0.5 | 1987
13157 | Omaha City of | 55027 | Papillion Creek Wastewater | NE | Sarpy | 952 | Other Waste Biomass | OBG | Biomass | 0.5 | 1987
13157 | Omaha City of | 55027 | Papillion Creek Wastewater | NE | Sarpy | 953 | Other Waste Biomass | OBG | Biomass | 0.5 | 1987
20860 | Wisconsin Public Service Corp | 55029 | De Pere Energy Center | WI | Brown | CT01 | Natural Gas Fired Combustion Turbine | NG | Natural Gas Peaker | 192.3 | 1999
55738 | Verso Paper Androscoggin LLC | 55031 | Androscoggin Energy Center | ME | Franklin | CT01 | Natural Gas Fired Combustion Turbine | NG | Natural Gas Peaker | 54.5 | 1999
55738 | Verso Paper Androscoggin LLC | 55031 | Androscoggin Energy Center | ME | Franklin | CT02 | Natural Gas Fired Combustion Turbine | NG | Natural Gas Peaker | 54.5 | 1999
55738 | Verso Paper Androscoggin LLC | 55031 | Androscoggin Energy Center | ME | Franklin | CT03 | Natural Gas Fired Combustion Turbine | NG | Natural Gas Peaker | 54.5 | 2000
13157 | Omaha City of | 55033 | Missouri River Wastewater Treatment | NE | Douglas | 6013 | Other Waste Biomass | OBG | Biomass | 1 | 2001
13157 | Omaha City of | 55033 | Missouri River Wastewater Treatment | NE | Douglas | 6101 | Other Waste Biomass | OBG | Biomass | 1 | 1985
13157 | Omaha City of | 55033 | Missouri River Wastewater Treatment | NE | Douglas | 6102 | Other Waste Biomass | OBG | Biomass | 1 | 1985
56383 | Lignetics of Maine, LLC. | 55034 | Lignetics of Maine, LLC. | ME | Franklin | 0001 | Wood/Wood Waste Biomass | WDS | Biomass | 1.3 | 1980
56383 | Lignetics of Maine, LLC. | 55034 | Lignetics of Maine, LLC. | ME | Franklin | 0002 | Wood/Wood Waste Biomass | WDS | Biomass | 0.7 | 2004
29729 | Davenport City of | 55035 | Davenport Water Pollution Control Plant | IA | Scott | GEN1 | Other Waste Biomass | OBG | Biomass | 0.8 | 1995
29729 | Davenport City of | 55035 | Davenport Water Pollution Control Plant | IA | Scott | GEN2 | Other Waste Biomass | OBG | Biomass | 0.8 | 1995
21466 | University of Tennessee | 55036 | University of Tennessee Steam Plant | TN | Knox | GEN1 | Natural Gas Fired Combustion Turbine | NG | Natural Gas Peaker | 5 | 1996
32487 | Gaylord Entertainment Co | 55037 | Opryland USA | TN | Davidson | GTO1 | Natural Gas Fired Combustion Turbine | NG | Natural Gas Peaker | 4.5 | 1995
15473 | Public Service Co of NM | 55039 | Rio Bravo | NM | Bernalillo | GT1 | Natural Gas Fired Combustion Turbine | NG | Natural Gas Peaker | 150 | 2000
12564 | SEPG Operating Services, LLC MGC | 55040 | Mid-Georgia Cogeneration Facility | GA | Houston | CT1 | Natural Gas Fired Combined Cycle | NG | Natural Gas Nonpeaker | 106.5 | 1997
12564 | SEPG Operating Services, LLC MGC | 55040 | Mid-Georgia Cogeneration Facility | GA | Houston | CT2 | Natural Gas Fired Combined Cycle | NG | Natural Gas Nonpeaker | 106.5 | 1998
12564 | SEPG Operating Services, LLC MGC | 55040 | Mid-Georgia Cogeneration Facility | GA | Houston | ST1 | Natural Gas Fired Combined Cycle | NG | Natural Gas Nonpeaker | 110 | 1997
1616 | Berkshire Power Co LLC | 55041 | Berkshire Power | MA | Hampden | GEN2 | Natural Gas Fired Combined Cycle | NG | Natural Gas Nonpeaker | 289 | 1999
2232 | Bridgeport Energy LLC | 55042 | Bridgeport Energy Project | CT | Fairfield | GEN1 | Natural Gas Fired Combined Cycle | NG | Natural Gas Nonpeaker | 170 | 1998
2232 | Bridgeport Energy LLC | 55042 | Bridgeport Energy Project | CT | Fairfield | GEN2 | Natural Gas Fired Combined Cycle | NG | Natural Gas Nonpeaker | 170 | 1998
2232 | Bridgeport Energy LLC | 55042 | Bridgeport Energy Project | CT | Fairfield | GEN3 | Natural Gas Fired Combined Cycle | NG | Natural Gas Nonpeaker | 180 | 1999
6833 | Cherokee County Cogen Partners LLC | 55043 | Cherokee County Cogen | SC | Cherokee | GT1 | Natural Gas Fired Combined Cycle | NG | Natural Gas Nonpeaker | 60 | 1998
6833 | Cherokee County Cogen Partners LLC | 55043 | Cherokee County Cogen | SC | Cherokee | ST1 | Natural Gas Fired Combined Cycle | NG | Natural Gas Nonpeaker | 41.2 | 1998
56310 | Boise White Paper LLC | 55044 | Boise Cascade Pulp & Paper Mill | AL | Clarke | STG1 | Natural Gas Steam Turbine | NG | Natural Gas Peaker | 18 | 1996
11059 | Pasadena Cogeneration LP | 55047 | Pasadena Cogeneration | TX | Harris | CTG1 | Natural Gas Fired Combined Cycle | NG | Natural Gas Nonpeaker | 175 | 1998
11059 | Pasadena Cogeneration LP | 55047 | Pasadena Cogeneration | TX | Harris | CTG2 | Natural Gas Fired Combined Cycle | NG | Natural Gas Nonpeaker | 185 | 2000
11059 | Pasadena Cogeneration LP | 55047 | Pasadena Cogeneration | TX | Harris | CTG3 | Natural Gas Fired Combined Cycle | NG | Natural Gas Nonpeaker | 185 | 2000
11059 | Pasadena Cogeneration LP | 55047 | Pasadena Cogeneration | TX | Harris | STG1 | Natural Gas Fired Combined Cycle | NG | Natural Gas Nonpeaker | 85 | 1998
11059 | Pasadena Cogeneration LP | 55047 | Pasadena Cogeneration | TX | Harris | STG2 | Natural Gas Fired Combined Cycle | NG | Natural Gas Nonpeaker | 185 | 2000
55510 | Tiverton Power LLC | 55048 | Tiverton Power Plant | RI | Newport | UNT1 | Natural Gas Fired Combined Cycle | NG | Natural Gas Nonpeaker | 179.3 | 2000
55510 | Tiverton Power LLC | 55048 | Tiverton Power Plant | RI | Newport | UNT2 | Natural Gas Fired Combined Cycle | NG | Natural Gas Nonpeaker | 93.2 | 2000
17164 | Sierra Pacific Industries Inc | 55049 | Sierra Pacific Anderson Facility | CA | Shasta | GEN1 | Wood/Wood Waste Biomass | WDS | Biomass | 4 | 1999
7191 | Axiall Corp | 55051 | Axiall Plaquemine | LA | Iberville | X773 | Natural Gas Fired Combustion Turbine | NG | Natural Gas Peaker | 102 | 1997
7191 | Axiall Corp | 55051 | Axiall Plaquemine | LA | Iberville | X774 | Natural Gas Fired Combustion Turbine | NG | Natural Gas Peaker | 102 | 1997
7191 | Axiall Corp | 55051 | Axiall Plaquemine | LA | Iberville | X775 | Natural Gas Fired Combustion Turbine | NG | Natural Gas Peaker | 102 | 1997
50114 | WTG Jameson, L.P. | 55052 | Jameson Gas Processing Plant | TX | Coke | 620 | Natural Gas Internal Combustion Engine | NG | Natural Gas Peaker | 0.4 | 1981
50114 | WTG Jameson, L.P. | 55052 | Jameson Gas Processing Plant | TX | Coke | 621 | Natural Gas Internal Combustion Engine | NG | Natural Gas Peaker | 0.4 | 1981
50114 | WTG Jameson, L.P. | 55052 | Jameson Gas Processing Plant | TX | Coke | 622 | Natural Gas Internal Combustion Engine | NG | Natural Gas Peaker | 0.5 | 1986
59366 | EnLink Midstream Services, LLC | 55053 | Bridgeport Gas Processing Plant | TX | Wise | 14 | Natural Gas Internal Combustion Engine | NG | Natural Gas Peaker | 0.8 | 2013
59366 | EnLink Midstream Services, LLC | 55053 | Bridgeport Gas Processing Plant | TX | Wise | 15 | Natural Gas Internal Combustion Engine | NG | Natural Gas Peaker | 0.8 | 2013
59366 | EnLink Midstream Services, LLC | 55053 | Bridgeport Gas Processing Plant | TX | Wise | 16 | Natural Gas Internal Combustion Engine | NG | Natural Gas Peaker | 0.8 | 2013
59366 | EnLink Midstream Services, LLC | 55053 | Bridgeport Gas Processing Plant | TX | Wise | 17 | Natural Gas Internal Combustion Engine | NG | Natural Gas Peaker | 0.8 | 2013
59366 | EnLink Midstream Services, LLC | 55053 | Bridgeport Gas Processing Plant | TX | Wise | 2723 | Natural Gas Internal Combustion Engine | NG | Natural Gas Peaker | 0.8 | 2009
59366 | EnLink Midstream Services, LLC | 55053 | Bridgeport Gas Processing Plant | TX | Wise | 654 | Natural Gas Internal Combustion Engine | NG | Natural Gas Peaker | 0.8 | 2000
59366 | EnLink Midstream Services, LLC | 55053 | Bridgeport Gas Processing Plant | TX | Wise | 655 | Natural Gas Internal Combustion Engine | NG | Natural Gas Peaker | 0.8 | 2001
59366 | EnLink Midstream Services, LLC | 55053 | Bridgeport Gas Processing Plant | TX | Wise | 656 | Natural Gas Internal Combustion Engine | NG | Natural Gas Peaker | 0.8 | 2001
59366 | EnLink Midstream Services, LLC | 55053 | Bridgeport Gas Processing Plant | TX | Wise | 657 | Natural Gas Internal Combustion Engine | NG | Natural Gas Peaker | 0.8 | 2001
59366 | EnLink Midstream Services, LLC | 55053 | Bridgeport Gas Processing Plant | TX | Wise | 658 | Natural Gas Internal Combustion Engine | NG | Natural Gas Peaker | 0.8 | 2001
59366 | EnLink Midstream Services, LLC | 55053 | Bridgeport Gas Processing Plant | TX | Wise | 666 | Natural Gas Internal Combustion Engine | NG | Natural Gas Peaker | 0.8 | 2001
59366 | EnLink Midstream Services, LLC | 55053 | Bridgeport Gas Processing Plant | TX | Wise | 667 | Natural Gas Internal Combustion Engine | NG | Natural Gas Peaker | 0.8 | 2001
59366 | EnLink Midstream Services, LLC | 55053 | Bridgeport Gas Processing Plant | TX | Wise | 671 | Natural Gas Internal Combustion Engine | NG | Natural Gas Peaker | 0.8 | 2002
9267 | Hoosier Energy R E C, Inc | 55054 | Livingston Generating Facility | IL | Livingston | 1 | Landfill Gas | LFG | Biomass | 5 | 1999
9267 | Hoosier Energy R E C, Inc | 55054 | Livingston Generating Facility | IL | Livingston | 3 | Landfill Gas | LFG | Biomass | 5 | 1999
9267 | Hoosier Energy R E C, Inc | 55054 | Livingston Generating Facility | IL | Livingston | GEN2 | Landfill Gas | LFG | Biomass | 5 | 2000
18535 | Tenaska Georgia Partners LP | 55061 | Tenaska Georgia Generation Facility | GA | Heard | GTG1 | Natural Gas Fired Combustion Turbine | NG | Natural Gas Peaker | 183.2 | 2001
18535 | Tenaska Georgia Partners LP | 55061 | Tenaska Georgia Generation Facility | GA | Heard | GTG2 | Natural Gas Fired Combustion Turbine | NG | Natural Gas Peaker | 183.2 | 2001
18535 | Tenaska Georgia Partners LP | 55061 | Tenaska Georgia Generation Facility | GA | Heard | GTG3 | Natural Gas Fired Combustion Turbine | NG | Natural Gas Peaker | 183.2 | 2001
18535 | Tenaska Georgia Partners LP | 55061 | Tenaska Georgia Generation Facility | GA | Heard | GTG4 | Natural Gas Fired Combustion Turbine | NG | Natural Gas Peaker | 183.2 | 2002
18535 | Tenaska Georgia Partners LP | 55061 | Tenaska Georgia Generation Facility | GA | Heard | GTG5 | Natural Gas Fired Combustion Turbine | NG | Natural Gas Peaker | 183.2 | 2002
18535 | Tenaska Georgia Partners LP | 55061 | Tenaska Georgia Generation Facility | GA | Heard | GTG6 | Natural Gas Fired Combustion Turbine | NG | Natural Gas Peaker | 183.2 | 2002
18611 | Tenaska Frontier Partners Ltd | 55062 | Tenaska Frontier Generation Station | TX | Grimes | GTG1 | Natural Gas Fired Combined Cycle | NG | Natural Gas Nonpeaker | 183.2 | 2000
18611 | Tenaska Frontier Partners Ltd | 55062 | Tenaska Frontier Generation Station | TX | Grimes | GTG2 | Natural Gas Fired Combined Cycle | NG | Natural Gas Nonpeaker | 183.2 | 2000
18611 | Tenaska Frontier Partners Ltd | 55062 | Tenaska Frontier Generation Station | TX | Grimes | GTG3 | Natural Gas Fired Combined Cycle | NG | Natural Gas Nonpeaker | 183.2 | 2000
18611 | Tenaska Frontier Partners Ltd | 55062 | Tenaska Frontier Generation Station | TX | Grimes | STG1 | Natural Gas Fired Combined Cycle | NG | Natural Gas Nonpeaker | 390.1 | 2000
17568 | South Mississippi El Pwr Assn | 55063 | Batesville Generation Facility | MS | Panola | CTG1 | Natural Gas Fired Combined Cycle | NG | Natural Gas Nonpeaker | 184.5 | 2000
17568 | South Mississippi El Pwr Assn | 55063 | Batesville Generation Facility | MS | Panola | CTG2 | Natural Gas Fired Combined Cycle | NG | Natural Gas Nonpeaker | 184.5 | 2000
17568 | South Mississippi El Pwr Assn | 55063 | Batesville Generation Facility | MS | Panola | CTG3 | Natural Gas Fired Combined Cycle | NG | Natural Gas Nonpeaker | 184.5 | 2000
17568 | South Mississippi El Pwr Assn | 55063 | Batesville Generation Facility | MS | Panola | STG1 | Natural Gas Fired Combined Cycle | NG | Natural Gas Nonpeaker | 112.5 | 2000
17568 | South Mississippi El Pwr Assn | 55063 | Batesville Generation Facility | MS | Panola | STG2 | Natural Gas Fired Combined Cycle | NG | Natural Gas Nonpeaker | 112.5 | 2000
17568 | South Mississippi El Pwr Assn | 55063 | Batesville Generation Facility | MS | Panola | STG3 | Natural Gas Fired Combined Cycle | NG | Natural Gas Nonpeaker | 112.5 | 2000
23913 | Borger Energy Associates LP | 55064 | Black Hawk Station | TX | Hutchinson | UNT1 | Natural Gas Fired Combustion Turbine | NG | Natural Gas Peaker | 126.9 | 1999
23913 | Borger Energy Associates LP | 55064 | Black Hawk Station | TX | Hutchinson | UNT2B | Natural Gas Fired Combustion Turbine | NG | Natural Gas Peaker | 117 | 2005
7349 | Golden Spread Electric Cooperative, Inc | 55065 | Mustang Station | TX | Yoakum | GEN1 | Natural Gas Fired Combined Cycle | NG | Natural Gas Nonpeaker | 174.2 | 1999
7349 | Golden Spread Electric Cooperative, Inc | 55065 | Mustang Station | TX | Yoakum | GEN2 | Natural Gas Fired Combined Cycle | NG | Natural Gas Nonpeaker | 174.2 | 1999
7349 | Golden Spread Electric Cooperative, Inc | 55065 | Mustang Station | TX | Yoakum | GEN3 | Natural Gas Fired Combined Cycle | NG | Natural Gas Nonpeaker | 172.6 | 2000
4174 | Cokenergy Inc | 55066 | Heat Recovery Coke Facility | IN | Lake | TG18 | All Other | WH | Other | 94.6 | 1998
54704 | Metropolitan Pier and Exposition Auth | 55067 | MPEA Energy Center | IL | Cook | GEN1 | Natural Gas Fired Combustion Turbine | NG | Natural Gas Peaker | 1.1 | 1997
54704 | Metropolitan Pier and Exposition Auth | 55067 | MPEA Energy Center | IL | Cook | GEN2 | Natural Gas Fired Combustion Turbine | NG | Natural Gas Peaker | 1.1 | 1997
54704 | Metropolitan Pier and Exposition Auth | 55067 | MPEA Energy Center | IL | Cook | GEN3 | Natural Gas Fired Combustion Turbine | NG | Natural Gas Peaker | 1.1 | 1997
54704 | Metropolitan Pier and Exposition Auth | 55067 | MPEA Energy Center | IL | Cook | GEN4 | Petroleum Liquids | DFO | Petroleum | 2 | 2010
54704 | Metropolitan Pier and Exposition Auth | 55067 | MPEA Energy Center | IL | Cook | GEN5 | Petroleum Liquids | DFO | Petroleum | 2 | 2010
54704 | Metropolitan Pier and Exposition Auth | 55067 | MPEA Energy Center | IL | Cook | GEN6 | Petroleum Liquids | DFO | Petroleum | 2 | 2010
4966 | Casco Bay Energy Co LLC | 55068 | Maine Independence Station | ME | Penobscot | GEN1 | Natural Gas Fired Combined Cycle | NG | Natural Gas Nonpeaker | 177.8 | 2000
4966 | Casco Bay Energy Co LLC | 55068 | Maine Independence Station | ME | Penobscot | GEN2 | Natural Gas Fired Combined Cycle | NG | Natural Gas Nonpeaker | 177.8 | 2000
4966 | Casco Bay Energy Co LLC | 55068 | Maine Independence Station | ME | Penobscot | GEN3 | Natural Gas Fired Combined Cycle | NG | Natural Gas Nonpeaker | 194.6 | 2000
54842 | WM Renewable Energy LLC | 55074 | Lakeview Gas Recovery | PA | Erie | GEN1 | Landfill Gas | LFG | Biomass | 3 | 1997
54842 | WM Renewable Energy LLC | 55074 | Lakeview Gas Recovery | PA | Erie | GEN2 | Landfill Gas | LFG | Biomass | 3 | 1997
28764 | Pine Bluff Energy LLC | 55075 | Pine Bluff Energy Center | AR | Jefferson | CT01 | Natural Gas Fired Combined Cycle | NG | Natural Gas Nonpeaker | 180 | 2001
28764 | Pine Bluff Energy LLC | 55075 | Pine Bluff Energy Center | AR | Jefferson | ST01 | Natural Gas Fired Combined Cycle | NG | Natural Gas Nonpeaker | 56 | 2001
3593 | Choctaw Generation L.P, L.L.L.P. | 55076 | Red Hills Generating Facility | MS | Choctaw | RHGF | Conventional Steam Coal | LIG | Lignite | 513.7 | 2001
5695 | Desert Star Energy Center SDG&E | 55077 | Desert Star Energy Center | NV | Clark | ED01 | Natural Gas Fired Combined Cycle | NG | Natural Gas Nonpeaker | 170 | 2000
5695 | Desert Star Energy Center SDG&E | 55077 | Desert Star Energy Center | NV | Clark | ED02 | Natural Gas Fired Combined Cycle | NG | Natural Gas Nonpeaker | 170 | 2000
5695 | Desert Star Energy Center SDG&E | 55077 | Desert Star Energy Center | NV | Clark | ED03 | Natural Gas Fired Combined Cycle | NG | Natural Gas Nonpeaker | 196 | 2000
12713 | Millennium Power Partners LP | 55079 | Millennium Power | MA | Worcester | CT01 | Natural Gas Fired Combined Cycle | NG | Natural Gas Nonpeaker | 230 | 2001
12713 | Millennium Power Partners LP | 55079 | Millennium Power | MA | Worcester | ST01 | Natural Gas Fired Combined Cycle | NG | Natural Gas Nonpeaker | 130 | 2001
55712 | BTEC Turbines LP | 55080 | New Albany Energy Facility | MS | Union | 1 | Natural Gas Fired Combustion Turbine | NG | Natural Gas Peaker | 71.2 | 1999
55712 | BTEC Turbines LP | 55080 | New Albany Energy Facility | MS | Union | 2 | Natural Gas Fired Combustion Turbine | NG | Natural Gas Peaker | 71.2 | 1999
55712 | BTEC Turbines LP | 55080 | New Albany Energy Facility | MS | Union | 3 | Natural Gas Fired Combustion Turbine | NG | Natural Gas Peaker | 71.2 | 1999
55712 | BTEC Turbines LP | 55080 | New Albany Energy Facility | MS | Union | 4 | Natural Gas Fired Combustion Turbine | NG | Natural Gas Peaker | 71.2 | 1999
55712 | BTEC Turbines LP | 55080 | New Albany Energy Facility | MS | Union | 5 | Natural Gas Fired Combustion Turbine | NG | Natural Gas Peaker | 71.2 | 1999
55712 | BTEC Turbines LP | 55080 | New Albany Energy Facility | MS | Union | 6 | Natural Gas Fired Combustion Turbine | NG | Natural Gas Peaker | 71.2 | 1999
18642 | Tennessee Valley Authority | 55081 | Brownsville Peaking Power | TN | Haywood | 1 | Natural Gas Fired Combustion Turbine | NG | Natural Gas Peaker | 112 | 1999
18642 | Tennessee Valley Authority | 55081 | Brownsville Peaking Power | TN | Haywood | 2 | Natural Gas Fired Combustion Turbine | NG | Natural Gas Peaker | 112 | 1999
18642 | Tennessee Valley Authority | 55081 | Brownsville Peaking Power | TN | Haywood | 3 | Natural Gas Fired Combustion Turbine | NG | Natural Gas Peaker | 118 | 1999
18642 | Tennessee Valley Authority | 55081 | Brownsville Peaking Power | TN | Haywood | 4 | Natural Gas Fired Combustion Turbine | NG | Natural Gas Peaker | 118 | 1999
4464 | Crockett Cogeneration | 55084 | Crockett Cogen Project | CA | Contra Costa | GE1 | Natural Gas Fired Combined Cycle | NG | Natural Gas Nonpeaker | 247.4 | 1995
7667 | Gregory Power Partners LP | 55086 | Gregory Power Facility | TX | San Patricio | GT1A | Natural Gas Fired Combined Cycle | NG | Natural Gas Nonpeaker | 166 | 2000
7667 | Gregory Power Partners LP | 55086 | Gregory Power Facility | TX | San Patricio | GT1B | Natural Gas Fired Combined Cycle | NG | Natural Gas Nonpeaker | 166 | 2000
7667 | Gregory Power Partners LP | 55086 | Gregory Power Facility | TX | San Patricio | STG | Natural Gas Fired Combined Cycle | NG | Natural Gas Nonpeaker | 100 | 2000
4254 | Consumers Energy Co | 55087 | Zeeland Generating Station | MI | Ottawa | 1A | Natural Gas Fired Combustion Turbine | NG | Natural Gas Peaker | 188.7 | 2001
4254 | Consumers Energy Co | 55087 | Zeeland Generating Station | MI | Ottawa | 1B | Natural Gas Fired Combustion Turbine | NG | Natural Gas Peaker | 188.7 | 2001
4254 | Consumers Energy Co | 55087 | Zeeland Generating Station | MI | Ottawa | 2A | Natural Gas Fired Combined Cycle | NG | Natural Gas Nonpeaker | 188.7 | 2002
4254 | Consumers Energy Co | 55087 | Zeeland Generating Station | MI | Ottawa | 2B | Natural Gas Fired Combined Cycle | NG | Natural Gas Nonpeaker | 188.7 | 2002
4254 | Consumers Energy Co | 55087 | Zeeland Generating Station | MI | Ottawa | 2C | Natural Gas Fired Combined Cycle | NG | Natural Gas Nonpeaker | 213.4 | 2002
4945 | Dearborn Industrial Gen Inc | 55088 | Dearborn Industrial Generation | MI | Wayne | GT 1 | Natural Gas Fired Combustion Turbine | NG | Natural Gas Peaker | 170 | 2001
4945 | Dearborn Industrial Gen Inc | 55088 | Dearborn Industrial Generation | MI | Wayne | GT2 | Natural Gas Fired Combustion Turbine | NG | Natural Gas Peaker | 170 | 2001
4945 | Dearborn Industrial Gen Inc | 55088 | Dearborn Industrial Generation | MI | Wayne | GTP1 | Natural Gas Fired Combustion Turbine | NG | Natural Gas Peaker | 170 | 1999
4945 | Dearborn Industrial Gen Inc | 55088 | Dearborn Industrial Generation | MI | Wayne | ST1 | Other Gases | BFG | Biomass | 250 | 2001
13914 | Occidental Chemical Corporation | 55089 | Taft Cogeneration Facility | LA | St Charles | CT1 | Natural Gas Fired Combined Cycle | NG | Natural Gas Nonpeaker | 178.5 | 2002
13914 | Occidental Chemical Corporation | 55089 | Taft Cogeneration Facility | LA | St Charles | CT2 | Natural Gas Fired Combined Cycle | NG | Natural Gas Nonpeaker | 178.5 | 2002
13914 | Occidental Chemical Corporation | 55089 | Taft Cogeneration Facility | LA | St Charles | CT3 | Natural Gas Fired Combined Cycle | NG | Natural Gas Nonpeaker | 178.5 | 2002
13914 | Occidental Chemical Corporation | 55089 | Taft Cogeneration Facility | LA | St Charles | ST1 | Natural Gas Fired Combined Cycle | NG | Natural Gas Nonpeaker | 358.7 | 2002
54900 | Stimson Lumber Company | 55090 | Plummer Cogen | ID | Benewah | GEN1 | Wood/Wood Waste Biomass | WDS | Biomass | 6.2 | 1982
12501 | Midlothian Energy LLC | 55091 | Midlothian Energy Facility | TX | Ellis | STK1 | Natural Gas Fired Combined Cycle | NG | Natural Gas Nonpeaker | 289 | 2000
12501 | Midlothian Energy LLC | 55091 | Midlothian Energy Facility | TX | Ellis | STK2 | Natural Gas Fired Combined Cycle | NG | Natural Gas Nonpeaker | 289 | 2000
12501 | Midlothian Energy LLC | 55091 | Midlothian Energy Facility | TX | Ellis | STK3 | Natural Gas Fired Combined Cycle | NG | Natural Gas Nonpeaker | 289 | 2000
12501 | Midlothian Energy LLC | 55091 | Midlothian Energy Facility | TX | Ellis | STK4 | Natural Gas Fired Combined Cycle | NG | Natural Gas Nonpeaker | 289 | 2000
12501 | Midlothian Energy LLC | 55091 | Midlothian Energy Facility | TX | Ellis | STK5 | Natural Gas Fired Combined Cycle | NG | Natural Gas Nonpeaker | 289 | 2001
12501 | Midlothian Energy LLC | 55091 | Midlothian Energy Facility | TX | Ellis | STK6 | Natural Gas Fired Combined Cycle | NG | Natural Gas Nonpeaker | 289 | 2001
57226 | MM Taunton Energy LLC | 55093 | MM Taunton Energy | MA | Bristol | UNT1 | Landfill Gas | LFG | Biomass | 0.9 | 1997
57226 | MM Taunton Energy LLC | 55093 | MM Taunton Energy | MA | Bristol | UNT2 | Landfill Gas | LFG | Biomass | 0.9 | 1997
57226 | MM Taunton Energy LLC | 55093 | MM Taunton Energy | MA | Bristol | UNT3 | Landfill Gas | LFG | Biomass | 0.9 | 2011
57226 | MM Taunton Energy LLC | 55093 | MM Taunton Energy | MA | Bristol | UNT4 | Landfill Gas | LFG | Biomass | 0.9 | 2011
57227 | MM San Diego Energy-Miramar | 55094 | MM San Diego-Miramar | CA | San Diego | UNT1 | Landfill Gas | LFG | Biomass | 1.6 | 1997
57227 | MM San Diego Energy-Miramar | 55094 | MM San Diego-Miramar | CA | San Diego | UNT2 | Landfill Gas | LFG | Biomass | 1.6 | 1997
57227 | MM San Diego Energy-Miramar | 55094 | MM San Diego-Miramar | CA | San Diego | UNT3 | Landfill Gas | LFG | Biomass | 1.6 | 1997
57227 | MM San Diego Energy-Miramar | 55094 | MM San Diego-Miramar | CA | San Diego | UNT4 | Landfill Gas | LFG | Biomass | 1.6 | 1997
15343 | Portside Energy Corp | 55096 | Portside Energy | IN | PORTER | GT | Natural Gas Fired Combined Cycle | NG | Natural Gas Nonpeaker | 42 | 1997
15343 | Portside Energy Corp | 55096 | Portside Energy | IN | PORTER | ST | Natural Gas Fired Combined Cycle | NG | Natural Gas Nonpeaker | 19 | 1997
10755 | Lamar Power Partners LP | 55097 | Lamar Power Project | TX | Lamar | CTG1 | Natural Gas Fired Combined Cycle | NG | Natural Gas Nonpeaker | 171.7 | 2000
10755 | Lamar Power Partners LP | 55097 | Lamar Power Project | TX | Lamar | CTG2 | Natural Gas Fired Combined Cycle | NG | Natural Gas Nonpeaker | 176 | 2000
10755 | Lamar Power Partners LP | 55097 | Lamar Power Project | TX | Lamar | CTG3 | Natural Gas Fired Combined Cycle | NG | Natural Gas Nonpeaker | 176 | 2000
10755 | Lamar Power Partners LP | 55097 | Lamar Power Project | TX | Lamar | CTG4 | Natural Gas Fired Combined Cycle | NG | Natural Gas Nonpeaker | 176 | 2000
10755 | Lamar Power Partners LP | 55097 | Lamar Power Project | TX | Lamar | STG1 | Natural Gas Fired Combined Cycle | NG | Natural Gas Nonpeaker | 204.3 | 2000
10755 | Lamar Power Partners LP | 55097 | Lamar Power Project | TX | Lamar | STG2 | Natural Gas Fired Combined Cycle | NG | Natural Gas Nonpeaker | 204.3 | 2000
6519 | Frontera Generation Limited Partnership | 55098 | Frontera Energy Center | TX | Hidalgo | GEN1 | Natural Gas Fired Combined Cycle | NG | Natural Gas Nonpeaker | 172 | 1999
6519 | Frontera Generation Limited Partnership | 55098 | Frontera Energy Center | TX | Hidalgo | GEN2 | Natural Gas Fired Combined Cycle | NG | Natural Gas Nonpeaker | 172 | 1999
6519 | Frontera Generation Limited Partnership | 55098 | Frontera Energy Center | TX | Hidalgo | GEN3 | Natural Gas Fired Combined Cycle | NG | Natural Gas Nonpeaker | 185 | 2000
13886 | NRG Sterlington Power LLC | 55099 | NRG Sterlington Power | LA | Ouachita | 01 | Natural Gas Fired Combustion Turbine | NG | Natural Gas Peaker | 25 | 2000
13886 | NRG Sterlington Power LLC | 55099 | NRG Sterlington Power | LA | Ouachita | 02 | Natural Gas Fired Combustion Turbine | NG | Natural Gas Peaker | 25 | 2000
13886 | NRG Sterlington Power LLC | 55099 | NRG Sterlington Power | LA | Ouachita | 03 | Natural Gas Fired Combustion Turbine | NG | Natural Gas Peaker | 25 | 2001
13886 | NRG Sterlington Power LLC | 55099 | NRG Sterlington Power | LA | Ouachita | 04 | Natural Gas Fired Combustion Turbine | NG | Natural Gas Peaker | 25 | 2001
13886 | NRG Sterlington Power LLC | 55099 | NRG Sterlington Power | LA | Ouachita | 06 | Natural Gas Fired Combustion Turbine | NG | Natural Gas Peaker | 21.8 | 2001
13886 | NRG Sterlington Power LLC | 55099 | NRG Sterlington Power | LA | Ouachita | 07 | Natural Gas Fired Combustion Turbine | NG | Natural Gas Peaker | 28.7 | 2001
13886 | NRG Sterlington Power LLC | 55099 | NRG Sterlington Power | LA | Ouachita | 08 | Natural Gas Fired Combustion Turbine | NG | Natural Gas Peaker | 25 | 2000
13886 | NRG Sterlington Power LLC | 55099 | NRG Sterlington Power | LA | Ouachita | 09 | Natural Gas Fired Combustion Turbine | NG | Natural Gas Peaker | 17 | 2000
13886 | NRG Sterlington Power LLC | 55099 | NRG Sterlington Power | LA | Ouachita | 10 | Natural Gas Fired Combustion Turbine | NG | Natural Gas Peaker | 16 | 2000
54821 | Rumford Power | 55100 | Rumford Power, Inc | ME | Oxford | UNT1 | Natural Gas Fired Combined Cycle | NG | Natural Gas Nonpeaker | 179.4 | 2000
54821 | Rumford Power | 55100 | Rumford Power, Inc | ME | Oxford | UNT2 | Natural Gas Fired Combined Cycle | NG | Natural Gas Nonpeaker | 95.1 | 2000
3838 | CMS Generation MI Power LLC | 55101 | Kalamazoo River Generating Station | MI | Kalamazoo | 0001 | Natural Gas Fired Combustion Turbine | NG | Natural Gas Peaker | 73.1 | 1999
3838 | CMS Generation MI Power LLC | 55102 | Livingston Generating Station | MI | Otsego | 001 | Natural Gas Fired Combustion Turbine | NG | Natural Gas Peaker | 42.9 | 1999
3838 | CMS Generation MI Power LLC | 55102 | Livingston Generating Station | MI | Otsego | 002 | Natural Gas Fired Combustion Turbine | NG | Natural Gas Peaker | 42.4 | 1999
3838 | CMS Generation MI Power LLC | 55102 | Livingston Generating Station | MI | Otsego | 003 | Natural Gas Fired Combustion Turbine | NG | Natural Gas Peaker | 42.4 | 1999
3838 | CMS Generation MI Power LLC | 55102 | Livingston Generating Station | MI | Otsego | 004 | Natural Gas Fired Combustion Turbine | NG | Natural Gas Peaker | 42.4 | 1999
14372 | Pacific Klamath Energy Inc | 55103 | Klamath Cogeneration Plant | OR | Klamath | CT1 | Natural Gas Fired Combined Cycle | NG | Natural Gas Nonpeaker | 161.5 | 2001
14372 | Pacific Klamath Energy Inc | 55103 | Klamath Cogeneration Plant | OR | Klamath | CT2 | Natural Gas Fired Combined Cycle | NG | Natural Gas Nonpeaker | 161.5 | 2001
14372 | Pacific Klamath Energy Inc | 55103 | Klamath Cogeneration Plant | OR | Klamath | ST1 | Natural Gas Fired Combined Cycle | NG | Natural Gas Nonpeaker | 178.5 | 2001
16668 | Sabine Cogen LP | 55104 | Sabine Cogen | TX | Orange | CTG1 | Natural Gas Fired Combined Cycle | NG | Natural Gas Nonpeaker | 37.4 | 2000
16668 | Sabine Cogen LP | 55104 | Sabine Cogen | TX | Orange | CTG2 | Natural Gas Fired Combined Cycle | NG | Natural Gas Nonpeaker | 37.4 | 2000
16668 | Sabine Cogen LP | 55104 | Sabine Cogen | TX | Orange | STG | Natural Gas Fired Combined Cycle | NG | Natural Gas Nonpeaker | 31.7 | 2000
6832 | RISEC Opeating Services | 55107 | Rhode Island State Energy Center | RI | Providence | CTG1 | Natural Gas Fired Combined Cycle | NG | Natural Gas Nonpeaker | 196 | 2002
6832 | RISEC Opeating Services | 55107 | Rhode Island State Energy Center | RI | Providence | CTG2 | Natural Gas Fired Combined Cycle | NG | Natural Gas Nonpeaker | 196 | 2002
6832 | RISEC Opeating Services | 55107 | Rhode Island State Energy Center | RI | Providence | STG1 | Natural Gas Fired Combined Cycle | NG | Natural Gas Nonpeaker | 204 | 2002
16197 | Rocky Road Power LLC | 55109 | Rocky Road Power LLC | IL | Kane | T4 | Natural Gas Fired Combustion Turbine | NG | Natural Gas Peaker | 122.4 | 2000
16197 | Rocky Road Power LLC | 55109 | Rocky Road Power LLC | IL | Kane | TG1 | Natural Gas Fired Combustion Turbine | NG | Natural Gas Peaker | 125.8 | 1999
16197 | Rocky Road Power LLC | 55109 | Rocky Road Power LLC | IL | Kane | TG2 | Natural Gas Fired Combustion Turbine | NG | Natural Gas Peaker | 125.8 | 1999
16197 | Rocky Road Power LLC | 55109 | Rocky Road Power LLC | IL | Kane | TG3 | Natural Gas Fired Combustion Turbine | NG | Natural Gas Peaker | 41.5 | 1999
15470 | Duke Energy Indiana, LLC | 55110 | Madison | OH | Butler | CT1 | Natural Gas Fired Combustion Turbine | NG | Natural Gas Peaker | 86.5 | 2000
15470 | Duke Energy Indiana, LLC | 55110 | Madison | OH | Butler | CT2 | Natural Gas Fired Combustion Turbine | NG | Natural Gas Peaker | 86.5 | 2000
15470 | Duke Energy Indiana, LLC | 55110 | Madison | OH | Butler | CT3 | Natural Gas Fired Combustion Turbine | NG | Natural Gas Peaker | 86.5 | 2000
15470 | Duke Energy Indiana, LLC | 55110 | Madison | OH | Butler | CT4 | Natural Gas Fired Combustion Turbine | NG | Natural Gas Peaker | 86.5 | 2000
15470 | Duke Energy Indiana, LLC | 55110 | Madison | OH | Butler | CT5 | Natural Gas Fired Combustion Turbine | NG | Natural Gas Peaker | 86.5 | 2000
15470 | Duke Energy Indiana, LLC | 55110 | Madison | OH | Butler | CT6 | Natural Gas Fired Combustion Turbine | NG | Natural Gas Peaker | 86.5 | 2000
15470 | Duke Energy Indiana, LLC | 55110 | Madison | OH | Butler | CT7 | Natural Gas Fired Combustion Turbine | NG | Natural Gas Peaker | 86.5 | 2000
15470 | Duke Energy Indiana, LLC | 55110 | Madison | OH | Butler | CT8 | Natural Gas Fired Combustion Turbine | NG | Natural Gas Peaker | 86.5 | 2000
3542 | Duke Energy Ohio Inc | 55111 | Vermillion Energy Facility | IN | Vermillion | CT1 | Natural Gas Fired Combustion Turbine | NG | Natural Gas Peaker | 86.5 | 2000
3542 | Duke Energy Ohio Inc | 55111 | Vermillion Energy Facility | IN | Vermillion | CT2 | Natural Gas Fired Combustion Turbine | NG | Natural Gas Peaker | 86.5 | 2000
3542 | Duke Energy Ohio Inc | 55111 | Vermillion Energy Facility | IN | Vermillion | CT3 | Natural Gas Fired Combustion Turbine | NG | Natural Gas Peaker | 86.5 | 2000
3542 | Duke Energy Ohio Inc | 55111 | Vermillion Energy Facility | IN | Vermillion | CT4 | Natural Gas Fired Combustion Turbine | NG | Natural Gas Peaker | 86.5 | 2000
3542 | Duke Energy Ohio Inc | 55111 | Vermillion Energy Facility | IN | Vermillion | CT5 | Natural Gas Fired Combustion Turbine | NG | Natural Gas Peaker | 86.5 | 2000
3542 | Duke Energy Ohio Inc | 55111 | Vermillion Energy Facility | IN | Vermillion | CT6 | Natural Gas Fired Combustion Turbine | NG | Natural Gas Peaker | 86.5 | 2000
3542 | Duke Energy Ohio Inc | 55111 | Vermillion Energy Facility | IN | Vermillion | CT7 | Natural Gas Fired Combustion Turbine | NG | Natural Gas Peaker | 86.5 | 2000
3542 | Duke Energy Ohio Inc | 55111 | Vermillion Energy Facility | IN | Vermillion | CT8 | Natural Gas Fired Combustion Turbine | NG | Natural Gas Peaker | 86.5 | 2000
22650 | Calpine Corp-Sutter | 55112 | Sutter Energy Center | CA | Sutter | CT01 | Natural Gas Fired Combined Cycle | NG | Natural Gas Nonpeaker | 212 | 2001
22650 | Calpine Corp-Sutter | 55112 | Sutter Energy Center | CA | Sutter | CT02 | Natural Gas Fired Combined Cycle | NG | Natural Gas Nonpeaker | 212 | 2001
22650 | Calpine Corp-Sutter | 55112 | Sutter Energy Center | CA | Sutter | ST01 | Natural Gas Fired Combined Cycle | NG | Natural Gas Nonpeaker | 212 | 2001
5416 | Duke Energy Carolinas, LLC | 55116 | Rockingham County CT Station | NC | Rockingham | CT1 | Natural Gas Fired Combustion Turbine | NG | Natural Gas Peaker | 195.5 | 2000
5416 | Duke Energy Carolinas, LLC | 55116 | Rockingham County CT Station | NC | Rockingham | CT2 | Natural Gas Fired Combustion Turbine | NG | Natural Gas Peaker | 195.5 | 2000
5416 | Duke Energy Carolinas, LLC | 55116 | Rockingham County CT Station | NC | Rockingham | CT3 | Natural Gas Fired Combustion Turbine | NG | Natural Gas Peaker | 195.5 | 2000
5416 | Duke Energy Carolinas, LLC | 55116 | Rockingham County CT Station | NC | Rockingham | CT4 | Natural Gas Fired Combustion Turbine | NG | Natural Gas Peaker | 195.5 | 2000
5416 | Duke Energy Carolinas, LLC | 55116 | Rockingham County CT Station | NC | Rockingham | CT5 | Natural Gas Fired Combustion Turbine | NG | Natural Gas Peaker | 195.5 | 2000
14306 | Eagle 2 US LLC | 55117 | RS Cogen | LA | Calcasieu | RS-4 | Natural Gas Fired Combined Cycle | NG | Natural Gas Nonpeaker | 103 | 2002
14306 | Eagle 2 US LLC | 55117 | RS Cogen | LA | Calcasieu | RS-5 | Natural Gas Fired Combined Cycle | NG | Natural Gas Nonpeaker | 195 | 2002
14306 | Eagle 2 US LLC | 55117 | RS Cogen | LA | Calcasieu | RS-6 | Natural Gas Fired Combined Cycle | NG | Natural Gas Nonpeaker | 195 | 2002
1357 | BASF Corp | 55122 | NAFTA Region Olefins Complex Cogen Fac | TX | Jefferson | UN1 | Natural Gas Fired Combustion Turbine | NG | Natural Gas Peaker | 41.6 | 2001
1357 | BASF Corp | 55122 | NAFTA Region Olefins Complex Cogen Fac | TX | Jefferson | UN2 | Natural Gas Fired Combustion Turbine | NG | Natural Gas Peaker | 41.6 | 2001
2877 | Calpine Corp-Magic Valley | 55123 | Magic Valley Generating Station | TX | Hidalgo | CTG1 | Natural Gas Fired Combined Cycle | NG | Natural Gas Nonpeaker | 267 | 2002
2877 | Calpine Corp-Magic Valley | 55123 | Magic Valley Generating Station | TX | Hidalgo | CTG2 | Natural Gas Fired Combined Cycle | NG | Natural Gas Nonpeaker | 267 | 2002
2877 | Calpine Corp-Magic Valley | 55123 | Magic Valley Generating Station | TX | Hidalgo | STG | Natural Gas Fired Combined Cycle | NG | Natural Gas Nonpeaker | 267 | 2002
56090 | Star West Gen Griffith Energy LLC | 55124 | Griffith Energy LLC | AZ | Mohave | CTG1 | Natural Gas Fired Combined Cycle | NG | Natural Gas Nonpeaker | 176 | 2002
56090 | Star West Gen Griffith Energy LLC | 55124 | Griffith Energy LLC | AZ | Mohave | CTG2 | Natural Gas Fired Combined Cycle | NG | Natural Gas Nonpeaker | 176.6 | 2002
56090 | Star West Gen Griffith Energy LLC | 55124 | Griffith Energy LLC | AZ | Mohave | STG | Natural Gas Fired Combined Cycle | NG | Natural Gas Nonpeaker | 301.8 | 2002
6017 | ESI Vansycle Partners LP | 55125 | Vansycle | OR | Umatilla | WGNS | Onshore Wind Turbine | WND | Wind | 25 | 1998
12568 | Milford Power Co LLC | 55126 | Milford Power Project | CT | New Haven | CA01 | Natural Gas Fired Combined Cycle | NG | Natural Gas Nonpeaker | 289 | 2004
12568 | Milford Power Co LLC | 55126 | Milford Power Project | CT | New Haven | CA02 | Natural Gas Fired Combined Cycle | NG | Natural Gas Nonpeaker | 289 | 2004
11569 | Manchief Power Co LLC | 55127 | Manchief Electric Generating Station | CO | Morgan | UN1 | Natural Gas Fired Combustion Turbine | NG | Natural Gas Peaker | 150 | 2000
11569 | Manchief Power Co LLC | 55127 | Manchief Electric Generating Station | CO | Morgan | UN2 | Natural Gas Fired Combustion Turbine | NG | Natural Gas Peaker | 150 | 2000
59415 | SEPG Operating Services, LLC Walton | 55128 | Walton County Power LLC | GA | Walton | 101G | Natural Gas Fired Combustion Turbine | NG | Natural Gas Peaker | 164.7 | 2001
59415 | SEPG Operating Services, LLC Walton | 55128 | Walton County Power LLC | GA | Walton | 102G | Natural Gas Fired Combustion Turbine | NG | Natural Gas Peaker | 164.7 | 2001
59415 | SEPG Operating Services, LLC Walton | 55128 | Walton County Power LLC | GA | Walton | 103G | Natural Gas Fired Combustion Turbine | NG | Natural Gas Peaker | 164.7 | 2001
16572 | Salt River Project | 55129 | Desert Basin | AZ | Pinal | CTG1 | Natural Gas Fired Combined Cycle | NG | Natural Gas Nonpeaker | 187 | 2001
16572 | Salt River Project | 55129 | Desert Basin | AZ | Pinal | CTG2 | Natural Gas Fired Combined Cycle | NG | Natural Gas Nonpeaker | 187 | 2001
16572 | Salt River Project | 55129 | Desert Basin | AZ | Pinal | STG | Natural Gas Fired Combined Cycle | NG | Natural Gas Nonpeaker | 272.1 | 2001
57141 | Dynegy Kendall Energy LLC | 55131 | Kendall County Generation Facility | IL | Kendall | CTG1 | Natural Gas Fired Combined Cycle | NG | Natural Gas Nonpeaker | 180 | 2002
57141 | Dynegy Kendall Energy LLC | 55131 | Kendall County Generation Facility | IL | Kendall | CTG2 | Natural Gas Fired Combined Cycle | NG | Natural Gas Nonpeaker | 180 | 2002
57141 | Dynegy Kendall Energy LLC | 55131 | Kendall County Generation Facility | IL | Kendall | CTG3 | Natural Gas Fired Combined Cycle | NG | Natural Gas Nonpeaker | 180 | 2002
57141 | Dynegy Kendall Energy LLC | 55131 | Kendall County Generation Facility | IL | Kendall | CTG4 | Natural Gas Fired Combined Cycle | NG | Natural Gas Nonpeaker | 180 | 2002
57141 | Dynegy Kendall Energy LLC | 55131 | Kendall County Generation Facility | IL | Kendall | STG1 | Natural Gas Fired Combined Cycle | NG | Natural Gas Nonpeaker | 134 | 2002
57141 | Dynegy Kendall Energy LLC | 55131 | Kendall County Generation Facility | IL | Kendall | STG2 | Natural Gas Fired Combined Cycle | NG | Natural Gas Nonpeaker | 134 | 2002
57141 | Dynegy Kendall Energy LLC | 55131 | Kendall County Generation Facility | IL | Kendall | STG3 | Natural Gas Fired Combined Cycle | NG | Natural Gas Nonpeaker | 134 | 2002
57141 | Dynegy Kendall Energy LLC | 55131 | Kendall County Generation Facility | IL | Kendall | STG4 | Natural Gas Fired Combined Cycle | NG | Natural Gas Nonpeaker | 134 | 2002
18518 | Tenaska Gateway Partners Ltd | 55132 | Tenaska Gateway Generating Station | TX | Rusk | GTG1 | Natural Gas Fired Combined Cycle | NG | Natural Gas Nonpeaker | 183.2 | 2001
18518 | Tenaska Gateway Partners Ltd | 55132 | Tenaska Gateway Generating Station | TX | Rusk | GTG2 | Natural Gas Fired Combined Cycle | NG | Natural Gas Nonpeaker | 183.2 | 2001
18518 | Tenaska Gateway Partners Ltd | 55132 | Tenaska Gateway Generating Station | TX | Rusk | GTG3 | Natural Gas Fired Combined Cycle | NG | Natural Gas Nonpeaker | 183.2 | 2001
18518 | Tenaska Gateway Partners Ltd | 55132 | Tenaska Gateway Generating Station | TX | Rusk | STG1 | Natural Gas Fired Combined Cycle | NG | Natural Gas Nonpeaker | 390 | 2001
18981 | Thomson Corp | 55133 | Thomson Reuters Campus Bldg A-D | MN | DAKOTA | 3086 | Petroleum Liquids | DFO | Petroleum | 2 | 1999
18981 | Thomson Corp | 55133 | Thomson Reuters Campus Bldg A-D | MN | DAKOTA | 3087 | Petroleum Liquids | DFO | Petroleum | 2 | 1999
18981 | Thomson Corp | 55133 | Thomson Reuters Campus Bldg A-D | MN | DAKOTA | 3088 | Petroleum Liquids | DFO | Petroleum | 2 | 1999
18981 | Thomson Corp | 55133 | Thomson Reuters Campus Bldg A-D | MN | DAKOTA | 3089 | Petroleum Liquids | DFO | Petroleum | 2 | 1999
18981 | Thomson Corp | 55133 | Thomson Reuters Campus Bldg A-D | MN | DAKOTA | 3090 | Petroleum Liquids | DFO | Petroleum | 2 | 1999
18981 | Thomson Corp | 55133 | Thomson Reuters Campus Bldg A-D | MN | DAKOTA | 3091 | Petroleum Liquids | DFO | Petroleum | 2 | 1999
18981 | Thomson Corp | 55133 | Thomson Reuters Campus Bldg A-D | MN | DAKOTA | 3093 | Petroleum Liquids | DFO | Petroleum | 2 | 1999
20856 | Wisconsin Power & Light Co | 55135 | Alliant Energy Neenah | WI | Winnebago | CT01 | Natural Gas Fired Combustion Turbine | NG | Natural Gas Peaker | 185.5 | 2000
20856 | Wisconsin Power & Light Co | 55135 | Alliant Energy Neenah | WI | Winnebago | CT02 | Natural Gas Fired Combustion Turbine | NG | Natural Gas Peaker | 185.5 | 2000
16604 | City of San Antonio - (TX) | 55137 | Rio Nogales Power Project | TX | Guadalupe | CTG1 | Natural Gas Fired Combined Cycle | NG | Natural Gas Nonpeaker | 189 | 2002
16604 | City of San Antonio - (TX) | 55137 | Rio Nogales Power Project | TX | Guadalupe | CTG2 | Natural Gas Fired Combined Cycle | NG | Natural Gas Nonpeaker | 189 | 2002
16604 | City of San Antonio - (TX) | 55137 | Rio Nogales Power Project | TX | Guadalupe | CTG3 | Natural Gas Fired Combined Cycle | NG | Natural Gas Nonpeaker | 189 | 2002
16604 | City of San Antonio - (TX) | 55137 | Rio Nogales Power Project | TX | Guadalupe | STG1 | Natural Gas Fired Combined Cycle | NG | Natural Gas Nonpeaker | 373.2 | 2002
17555 | South Eastern Elec Devt Corp | 55138 | Lee County | AL | LEE | UN1 | Natural Gas Fired Combustion Turbine | NG | Natural Gas Peaker | 51.5 | 1999
17555 | South Eastern Elec Devt Corp | 55138 | Lee County | AL | LEE | UN2 | Natural Gas Fired Combustion Turbine | NG | Natural Gas Peaker | 51.5 | 1999
6035 | Exelon Power | 55139 | Wolf Hollow I LP | TX | Hood | CTG1 | Natural Gas Fired Combined Cycle | NG | Natural Gas Nonpeaker | 243.9 | 2003
6035 | Exelon Power | 55139 | Wolf Hollow I LP | TX | Hood | CTG2 | Natural Gas Fired Combined Cycle | NG | Natural Gas Nonpeaker | 243.9 | 2003
6035 | Exelon Power | 55139 | Wolf Hollow I LP | TX | Hood | ST | Natural Gas Fired Combined Cycle | NG | Natural Gas Nonpeaker | 300.6 | 2003
13994 | Oglethorpe Power Corporation | 55141 | Hawk Road Facility | GA | Heard | CT1 | Natural Gas Fired Combustion Turbine | NG | Natural Gas Peaker | 165 | 2001
13994 | Oglethorpe Power Corporation | 55141 | Hawk Road Facility | GA | Heard | CT2 | Natural Gas Fired Combustion Turbine | NG | Natural Gas Peaker | 165 | 2001
13994 | Oglethorpe Power Corporation | 55141 | Hawk Road Facility | GA | Heard | CT3 | Natural Gas Fired Combustion Turbine | NG | Natural Gas Peaker | 165 | 2001
1074 | Hays Energy, LLC | 55144 | Hays Energy Project | TX | Hays | U1 | Natural Gas Fired Combined Cycle | NG | Natural Gas Nonpeaker | 241.7 | 2002
1074 | Hays Energy, LLC | 55144 | Hays Energy Project | TX | Hays | U2 | Natural Gas Fired Combined Cycle | NG | Natural Gas Nonpeaker | 241.7 | 2002
1074 | Hays Energy, LLC | 55144 | Hays Energy Project | TX | Hays | U3 | Natural Gas Fired Combined Cycle | NG | Natural Gas Nonpeaker | 252.8 | 2002
1074 | Hays Energy, LLC | 55144 | Hays Energy Project | TX | Hays | U4 | Natural Gas Fired Combined Cycle | NG | Natural Gas Nonpeaker | 252.8 | 2002
7597 | Green Country OP Services LLC | 55146 | Green Country Energy LLC | OK | Tulsa | CTG1 | Natural Gas Fired Combined Cycle | NG | Natural Gas Nonpeaker | 179.3 | 2002
7597 | Green Country OP Services LLC | 55146 | Green Country Energy LLC | OK | Tulsa | CTG2 | Natural Gas Fired Combined Cycle | NG | Natural Gas Nonpeaker | 179.3 | 2002
7597 | Green Country OP Services LLC | 55146 | Green Country Energy LLC | OK | Tulsa | CTG3 | Natural Gas Fired Combined Cycle | NG | Natural Gas Nonpeaker | 179.3 | 2002
7597 | Green Country OP Services LLC | 55146 | Green Country Energy LLC | OK | Tulsa | STG1 | Natural Gas Fired Combined Cycle | NG | Natural Gas Nonpeaker | 122 | 2002
7597 | Green Country OP Services LLC | 55146 | Green Country Energy LLC | OK | Tulsa | STG2 | Natural Gas Fired Combined Cycle | NG | Natural Gas Nonpeaker | 122 | 2002
7597 | Green Country OP Services LLC | 55146 | Green Country Energy LLC | OK | Tulsa | STG3 | Natural Gas Fired Combined Cycle | NG | Natural Gas Nonpeaker | 122 | 2002
9267 | Hoosier Energy R E C, Inc | 55148 | Worthington Generation LLC | IN | Greene | 1 | Natural Gas Fired Combustion Turbine | NG | Natural Gas Peaker | 60.5 | 2000
9267 | Hoosier Energy R E C, Inc | 55148 | Worthington Generation LLC | IN | Greene | 2 | Natural Gas Fired Combustion Turbine | NG | Natural Gas Peaker | 60.5 | 2000
9267 | Hoosier Energy R E C, Inc | 55148 | Worthington Generation LLC | IN | Greene | 3 | Natural Gas Fired Combustion Turbine | NG | Natural Gas Peaker | 60.5 | 2000
9267 | Hoosier Energy R E C, Inc | 55148 | Worthington Generation LLC | IN | Greene | 4 | Natural Gas Fired Combustion Turbine | NG | Natural Gas Peaker | 60.5 | 2000
10576 | Lake Road Generating Co LP | 55149 | Lake Road Generating Plant | CT | Windham | U1 | Natural Gas Fired Combined Cycle | NG | Natural Gas Nonpeaker | 280 | 2002
10576 | Lake Road Generating Co LP | 55149 | Lake Road Generating Plant | CT | Windham | U2 | Natural Gas Fired Combined Cycle | NG | Natural Gas Nonpeaker | 280 | 2002
10576 | Lake Road Generating Co LP | 55149 | Lake Road Generating Plant | CT | Windham | U3 | Natural Gas Fired Combined Cycle | NG | Natural Gas Nonpeaker | 280 | 2002
26853 | La Paloma Generating Co LLC | 55151 | La Paloma Generating LLC | CA | Kern | GEN1 | Natural Gas Fired Combined Cycle | NG | Natural Gas Nonpeaker | 300 | 2003
26853 | La Paloma Generating Co LLC | 55151 | La Paloma Generating LLC | CA | Kern | GEN2 | Natural Gas Fired Combined Cycle | NG | Natural Gas Nonpeaker | 300 | 2003
26853 | La Paloma Generating Co LLC | 55151 | La Paloma Generating LLC | CA | Kern | GEN3 | Natural Gas Fired Combined Cycle | NG | Natural Gas Nonpeaker | 300 | 2003
26853 | La Paloma Generating Co LLC | 55151 | La Paloma Generating LLC | CA | Kern | GEN4 | Natural Gas Fired Combined Cycle | NG | Natural Gas Nonpeaker | 300 | 2003
3790 | BF ATL Realty Services LLC | 55152 | Bank of America Plaza | GA | Fulton | GEN1 | Petroleum Liquids | DFO | Petroleum | 1.5 | 1991
3790 | BF ATL Realty Services LLC | 55152 | Bank of America Plaza | GA | Fulton | GEN2 | Petroleum Liquids | DFO | Petroleum | 1.5 | 1991
57045 | Guadalupe Power Partners LP | 55153 | Guadalupe Generating Station | TX | Guadalupe | CTG1 | Natural Gas Fired Combined Cycle | NG | Natural Gas Nonpeaker | 171.1 | 2000
57045 | Guadalupe Power Partners LP | 55153 | Guadalupe Generating Station | TX | Guadalupe | CTG2 | Natural Gas Fired Combined Cycle | NG | Natural Gas Nonpeaker | 171.1 | 2000
57045 | Guadalupe Power Partners LP | 55153 | Guadalupe Generating Station | TX | Guadalupe | CTG3 | Natural Gas Fired Combined Cycle | NG | Natural Gas Nonpeaker | 171.1 | 2000
57045 | Guadalupe Power Partners LP | 55153 | Guadalupe Generating Station | TX | Guadalupe | CTG4 | Natural Gas Fired Combined Cycle | NG | Natural Gas Nonpeaker | 171.1 | 2000
57045 | Guadalupe Power Partners LP | 55153 | Guadalupe Generating Station | TX | Guadalupe | STG1 | Natural Gas Fired Combined Cycle | NG | Natural Gas Nonpeaker | 201.9 | 2000
57045 | Guadalupe Power Partners LP | 55153 | Guadalupe Generating Station | TX | Guadalupe | STG2 | Natural Gas Fired Combined Cycle | NG | Natural Gas Nonpeaker | 201.9 | 2000
11269 | Lower Colorado River Authority | 55154 | Lost Pines 1 Power Project | TX | Bastrop | CTA | Natural Gas Fired Combined Cycle | NG | Natural Gas Nonpeaker | 195.5 | 2001
11269 | Lower Colorado River Authority | 55154 | Lost Pines 1 Power Project | TX | Bastrop | CTB | Natural Gas Fired Combined Cycle | NG | Natural Gas Nonpeaker | 195.5 | 2001
11269 | Lower Colorado River Authority | 55154 | Lost Pines 1 Power Project | TX | Bastrop | ST | Natural Gas Fired Combined Cycle | NG | Natural Gas Nonpeaker | 204 | 2001
57229 | MM Albany Energy LLC | 55155 | MM Albany Energy | NY | Albany | UNT1 | Landfill Gas | LFG | Biomass | 0.9 | 1998
57229 | MM Albany Energy LLC | 55155 | MM Albany Energy | NY | Albany | UNT2 | Landfill Gas | LFG | Biomass | 0.9 | 1998
57229 | MM Albany Energy LLC | 55155 | MM Albany Energy | NY | Albany | UNT3 | Landfill Gas | LFG | Biomass | 0.9 | 2008
57229 | MM Albany Energy LLC | 55155 | MM Albany Energy | NY | Albany | UNT4 | Landfill Gas | LFG | Biomass | 1.6 | 2012
57229 | MM Albany Energy LLC | 55155 | MM Albany Energy | NY | Albany | UNT5 | Landfill Gas | LFG | Biomass | 1.6 | 2012
57230 | MM Prince William Energy LLC | 55156 | MM Prince William Energy | VA | Prince William | UNT1 | Landfill Gas | LFG | Biomass | 0.9 | 1998
57230 | MM Prince William Energy LLC | 55156 | MM Prince William Energy | VA | Prince William | UNT2 | Landfill Gas | LFG | Biomass | 0.9 | 1998
57230 | MM Prince William Energy LLC | 55156 | MM Prince William Energy | VA | Prince William | UNT3 | Landfill Gas | LFG | Biomass | 1.6 | 2013
57230 | MM Prince William Energy LLC | 55156 | MM Prince William Energy | VA | Prince William | UNT4 | Landfill Gas | LFG | Biomass | 1.6 | 2013
57230 | MM Prince William Energy LLC | 55156 | MM Prince William Energy | VA | Prince William | UNT5 | Landfill Gas | LFG | Biomass | 1.6 | 2013
57232 | MM Lopez Energy LLC | 55161 | MM Lopez Energy | CA | Los Angeles | UNT1 | Landfill Gas | LFG | Biomass | 3 | 1998
57232 | MM Lopez Energy LLC | 55161 | MM Lopez Energy | CA | Los Angeles | UNT2 | Landfill Gas | LFG | Biomass | 3 | 1998
59630 | DeltaPro Energy Inc | 55163 | MM Hartford Energy | CT | Hartford | UNT1 | Landfill Gas | LFG | Biomass | 0.9 | 1998
59630 | DeltaPro Energy Inc | 55163 | MM Hartford Energy | CT | Hartford | UNT2 | Landfill Gas | LFG | Biomass | 0.9 | 1998
59630 | DeltaPro Energy Inc | 55163 | MM Hartford Energy | CT | Hartford | UNT3 | Landfill Gas | LFG | Biomass | 0.9 | 1998
5580 | East Kentucky Power Coop, Inc | 55164 | Bluegrass Generating Station | KY | Oldham | CT1 | Natural Gas Fired Combustion Turbine | NG | Natural Gas Peaker | 208 | 2002
5580 | East Kentucky Power Coop, Inc | 55164 | Bluegrass Generating Station | KY | Oldham | CT2 | Natural Gas Fired Combustion Turbine | NG | Natural Gas Peaker | 208 | 2002
5580 | East Kentucky Power Coop, Inc | 55164 | Bluegrass Generating Station | KY | Oldham | CT3 | Natural Gas Fired Combustion Turbine | NG | Natural Gas Peaker | 208 | 2002
11241 | Entergy Louisiana LLC | 55165 | Calcasieu | LA | Calcasieu | G101 | Natural Gas Fired Combustion Turbine | NG | Natural Gas Peaker | 174.3 | 2000
11241 | Entergy Louisiana LLC | 55165 | Calcasieu | LA | Calcasieu | G102 | Natural Gas Fired Combustion Turbine | NG | Natural Gas Peaker | 184.5 | 2001
54810 | Broad River Energy LLC | 55166 | Broad River Energy Center | SC | Cherokee | CT01 | Natural Gas Fired Combustion Turbine | NG | Natural Gas Peaker | 197 | 2000
54810 | Broad River Energy LLC | 55166 | Broad River Energy Center | SC | Cherokee | CT02 | Natural Gas Fired Combustion Turbine | NG | Natural Gas Peaker | 197 | 2000
54810 | Broad River Energy LLC | 55166 | Broad River Energy Center | SC | Cherokee | CT03 | Natural Gas Fired Combustion Turbine | NG | Natural Gas Peaker | 197 | 2000
54810 | Broad River Energy LLC | 55166 | Broad River Energy Center | SC | Cherokee | CT04 | Natural Gas Fired Combustion Turbine | NG | Natural Gas Peaker | 197 | 2001
54810 | Broad River Energy LLC | 55166 | Broad River Energy Center | SC | Cherokee | CT05 | Natural Gas Fired Combustion Turbine | NG | Natural Gas Peaker | 197 | 2001
49768 | Bastrop Energy Partners, LP | 55168 | Bastrop Energy Center | TX | Bastrop | 0001 | Natural Gas Fired Combined Cycle | NG | Natural Gas Nonpeaker | 188.2 | 2002
49768 | Bastrop Energy Partners, LP | 55168 | Bastrop Energy Center | TX | Bastrop | 0002 | Natural Gas Fired Combined Cycle | NG | Natural Gas Nonpeaker | 188.2 | 2002
49768 | Bastrop Energy Partners, LP | 55168 | Bastrop Energy Center | TX | Bastrop | 0003 | Natural Gas Fired Combined Cycle | NG | Natural Gas Nonpeaker | 242.3 | 2002
88 | Granite Ridge Energy LLC | 55170 | Granite Ridge | NH | Rockingham | CT11 | Natural Gas Fired Combined Cycle | NG | Natural Gas Nonpeaker | 260 | 2003
88 | Granite Ridge Energy LLC | 55170 | Granite Ridge | NH | Rockingham | CT12 | Natural Gas Fired Combined Cycle | NG | Natural Gas Nonpeaker | 260 | 2003
88 | Granite Ridge Energy LLC | 55170 | Granite Ridge | NH | Rockingham | STG | Natural Gas Fired Combined Cycle | NG | Natural Gas Nonpeaker | 270 | 2003
55899 | Calpine Bosque Energy Center LLC | 55172 | Bosque County Peaking | TX | Bosque | GT-1 | Natural Gas Fired Combined Cycle | NG | Natural Gas Nonpeaker | 154 | 2000
55899 | Calpine Bosque Energy Center LLC | 55172 | Bosque County Peaking | TX | Bosque | GT-2 | Natural Gas Fired Combined Cycle | NG | Natural Gas Nonpeaker | 154 | 2000
55899 | Calpine Bosque Energy Center LLC | 55172 | Bosque County Peaking | TX | Bosque | GT-3 | Natural Gas Fired Combined Cycle | NG | Natural Gas Nonpeaker | 154 | 2001
55899 | Calpine Bosque Energy Center LLC | 55172 | Bosque County Peaking | TX | Bosque | ST-4 | Natural Gas Fired Combined Cycle | NG | Natural Gas Nonpeaker | 95 | 2001
55899 | Calpine Bosque Energy Center LLC | 55172 | Bosque County Peaking | TX | Bosque | ST-5 | Natural Gas Fired Combined Cycle | NG | Natural Gas Nonpeaker | 250 | 2010
3265 | Cleco Power LLC | 55173 | Acadia Energy Center | LA | Acadia | CT11 | Natural Gas Fired Combined Cycle | NG | Natural Gas Nonpeaker | 215.1 | 2002
3265 | Cleco Power LLC | 55173 | Acadia Energy Center | LA | Acadia | CT12 | Natural Gas Fired Combined Cycle | NG | Natural Gas Nonpeaker | 215.1 | 2002
3265 | Cleco Power LLC | 55173 | Acadia Energy Center | LA | Acadia | CT24 | Natural Gas Fired Combined Cycle | NG | Natural Gas Nonpeaker | 215.1 | 2002
3265 | Cleco Power LLC | 55173 | Acadia Energy Center | LA | Acadia | CT25 | Natural Gas Fired Combined Cycle | NG | Natural Gas Nonpeaker | 215.1 | 2002
3265 | Cleco Power LLC | 55173 | Acadia Energy Center | LA | Acadia | ST13 | Natural Gas Fired Combined Cycle | NG | Natural Gas Nonpeaker | 264.4 | 2002
3265 | Cleco Power LLC | 55173 | Acadia Energy Center | LA | Acadia | ST26 | Natural Gas Fired Combined Cycle | NG | Natural Gas Nonpeaker | 264.4 | 2002
49791 | Eastman Cogeneration LP | 55176 | Eastman Cogeneration Facility | TX | Harrison | GEN1 | Natural Gas Fired Combined Cycle | NG | Natural Gas Nonpeaker | 170 | 2001
49791 | Eastman Cogeneration LP | 55176 | Eastman Cogeneration Facility | TX | Harrison | GEN2 | Natural Gas Fired Combined Cycle | NG | Natural Gas Nonpeaker | 170 | 2001
49791 | Eastman Cogeneration LP | 55176 | Eastman Cogeneration Facility | TX | Harrison | GEN3 | Natural Gas Fired Combined Cycle | NG | Natural Gas Nonpeaker | 127.7 | 2001
50157 | South Point Energy Center LLC | 55177 | South Point Energy Center | AZ | Mohave | A | Natural Gas Fired Combined Cycle | NG | Natural Gas Nonpeaker | 236 | 2001
50157 | South Point Energy Center LLC | 55177 | South Point Energy Center | AZ | Mohave | B | Natural Gas Fired Combined Cycle | NG | Natural Gas Nonpeaker | 236 | 2001
50157 | South Point Energy Center LLC | 55177 | South Point Energy Center | AZ | Mohave | ST1 | Natural Gas Fired Combined Cycle | NG | Natural Gas Nonpeaker | 236 | 2001
54915 | Dogwood Power Management, LLC | 55178 | Dogwood Energy Facility | MO | Cass | CT-1 | Natural Gas Fired Combined Cycle | NG | Natural Gas Nonpeaker | 180 | 2001
54915 | Dogwood Power Management, LLC | 55178 | Dogwood Energy Facility | MO | Cass | CT-2 | Natural Gas Fired Combined Cycle | NG | Natural Gas Nonpeaker | 180 | 2001
54915 | Dogwood Power Management, LLC | 55178 | Dogwood Energy Facility | MO | Cass | ST-1 | Natural Gas Fired Combined Cycle | NG | Natural Gas Nonpeaker | 270 | 2002
15708 | Rathdrum Operating Services Co., Inc. | 55179 | Rathdrum Power LLC | ID | Kootenai | CTG1 | Natural Gas Fired Combined Cycle | NG | Natural Gas Nonpeaker | 179.4 | 2001
15708 | Rathdrum Operating Services Co., Inc. | 55179 | Rathdrum Power LLC | ID | Kootenai | STG1 | Natural Gas Fired Combined Cycle | NG | Natural Gas Nonpeaker | 122.1 | 2001
18320 | Sunrise Power Co LLC | 55182 | Sunrise Power LLC | CA | Kern | STG | Natural Gas Fired Combined Cycle | NG | Natural Gas Nonpeaker | 270 | 2003
18320 | Sunrise Power Co LLC | 55182 | Sunrise Power LLC | CA | Kern | X718 | Natural Gas Fired Combined Cycle | NG | Natural Gas Nonpeaker | 167.7 | 2001
18320 | Sunrise Power Co LLC | 55182 | Sunrise Power LLC | CA | Kern | X719 | Natural Gas Fired Combined Cycle | NG | Natural Gas Nonpeaker | 167.7 | 2001
49893 | Invenergy Services LLC | 55183 | Nelson Energy Center | IL | Lee | CT1 | Natural Gas Fired Combined Cycle | NG | Natural Gas Nonpeaker | 181.9 | 2015
49893 | Invenergy Services LLC | 55183 | Nelson Energy Center | IL | Lee | CT2 | Natural Gas Fired Combined Cycle | NG | Natural Gas Nonpeaker | 179.4 | 2015
49893 | Invenergy Services LLC | 55183 | Nelson Energy Center | IL | Lee | ST1 | Natural Gas Fired Combined Cycle | NG | Natural Gas Nonpeaker | 133.5 | 2015
49893 | Invenergy Services LLC | 55183 | Nelson Energy Center | IL | Lee | ST2 | Natural Gas Fired Combined Cycle | NG | Natural Gas Nonpeaker | 133.5 | 2015
24536 | Aera Energy LLC-San Ardo | 55184 | Aera San Ardo Cogen Facility | CA | MONTEREY | UN-A | Natural Gas Fired Combustion Turbine | NG | Natural Gas Peaker | 3 | 1989
24536 | Aera Energy LLC-San Ardo | 55184 | Aera San Ardo Cogen Facility | CA | MONTEREY | UN-B | Natural Gas Fired Combustion Turbine | NG | Natural Gas Peaker | 3.2 | 1989
56380 | EIF Channelview Cogeneration LLC | 55187 | Channelview Cogeneration Plant | TX | Harris | GT1 | Natural Gas Fired Combined Cycle | NG | Natural Gas Nonpeaker | 192.1 | 2002
56380 | EIF Channelview Cogeneration LLC | 55187 | Channelview Cogeneration Plant | TX | Harris | GT2 | Natural Gas Fired Combined Cycle | NG | Natural Gas Nonpeaker | 192.1 | 2002
56380 | EIF Channelview Cogeneration LLC | 55187 | Channelview Cogeneration Plant | TX | Harris | GT3 | Natural Gas Fired Combined Cycle | NG | Natural Gas Nonpeaker | 192.1 | 2002
56380 | EIF Channelview Cogeneration LLC | 55187 | Channelview Cogeneration Plant | TX | Harris | GT4 | Natural Gas Fired Combined Cycle | NG | Natural Gas Nonpeaker | 192.1 | 2001
56380 | EIF Channelview Cogeneration LLC | 55187 | Channelview Cogeneration Plant | TX | Harris | ST1 | Natural Gas Fired Combined Cycle | NG | Natural Gas Nonpeaker | 149.9 | 2002
4210 | Cordova Energy Co LLC | 55188 | Cordova Energy | IL | Rock Island | PT11 | Natural Gas Fired Combined Cycle | NG | Natural Gas Nonpeaker | 210 | 2001
4210 | Cordova Energy Co LLC | 55188 | Cordova Energy | IL | Rock Island | PT21 | Natural Gas Fired Combined Cycle | NG | Natural Gas Nonpeaker | 210 | 2001
4210 | Cordova Energy Co LLC | 55188 | Cordova Energy | IL | Rock Island | PT31 | Natural Gas Fired Combined Cycle | NG | Natural Gas Nonpeaker | 191.2 | 2001
50096 | NRG Florida LP | 55192 | Osceola (FL) | FL | Osceola | CTG1 | Natural Gas Fired Combustion Turbine | NG | Natural Gas Peaker | 200 | 2001
50096 | NRG Florida LP | 55192 | Osceola (FL) | FL | Osceola | CTG2 | Natural Gas Fired Combustion Turbine | NG | Natural Gas Peaker | 200 | 2001
50096 | NRG Florida LP | 55192 | Osceola (FL) | FL | Osceola | CTG3 | Natural Gas Fired Combustion Turbine | NG | Natural Gas Peaker | 200 | 2002
55649 | Ontelaunee Energy Center | 55193 | Ontelaunee Energy Center | PA | Berks | CTG1 | Natural Gas Fired Combined Cycle | NG | Natural Gas Nonpeaker | 250 | 2002
55649 | Ontelaunee Energy Center | 55193 | Ontelaunee Energy Center | PA | Berks | CTG2 | Natural Gas Fired Combined Cycle | NG | Natural Gas Nonpeaker | 250 | 2002
55649 | Ontelaunee Energy Center | 55193 | Ontelaunee Energy Center | PA | Berks | STG | Natural Gas Fired Combined Cycle | NG | Natural Gas Nonpeaker | 228 | 2002
23279 | Allegheny Energy Supply Co LLC | 55196 | FirstEnergy Springdale 1 & 2 | PA | Allegheny | UNT1 | Natural Gas Fired Combustion Turbine | NG | Natural Gas Peaker | 43.8 | 1999
23279 | Allegheny Energy Supply Co LLC | 55196 | FirstEnergy Springdale 1 & 2 | PA | Allegheny | UNT2 | Natural Gas Fired Combustion Turbine | NG | Natural Gas Peaker | 43.8 | 1999
18642 | Tennessee Valley Authority | 55197 | Caledonia | MS | Lowndes | CTG1 | Natural Gas Fired Combined Cycle | NG | Natural Gas Nonpeaker | 161 | 2003
18642 | Tennessee Valley Authority | 55197 | Caledonia | MS | Lowndes | CTG2 | Natural Gas Fired Combined Cycle | NG | Natural Gas Nonpeaker | 161 | 2003
18642 | Tennessee Valley Authority | 55197 | Caledonia | MS | Lowndes | CTG3 | Natural Gas Fired Combined Cycle | NG | Natural Gas Nonpeaker | 161 | 2003
18642 | Tennessee Valley Authority | 55197 | Caledonia | MS | Lowndes | STG1 | Natural Gas Fired Combined Cycle | NG | Natural Gas Nonpeaker | 106 | 2003
18642 | Tennessee Valley Authority | 55197 | Caledonia | MS | Lowndes | STG2 | Natural Gas Fired Combined Cycle | NG | Natural Gas Nonpeaker | 106 | 2003
18642 | Tennessee Valley Authority | 55197 | Caledonia | MS | Lowndes | STG3 | Natural Gas Fired Combined Cycle | NG | Natural Gas Nonpeaker | 106 | 2003
16124 | Riverside Generating Co LLC | 55198 | Riverside Generating LLC | KY | Lawrence | GTG1 | Natural Gas Fired Combustion Turbine | NG | Natural Gas Peaker | 230 | 2001
16124 | Riverside Generating Co LLC | 55198 | Riverside Generating LLC | KY | Lawrence | GTG2 | Natural Gas Fired Combustion Turbine | NG | Natural Gas Peaker | 230 | 2001
16124 | Riverside Generating Co LLC | 55198 | Riverside Generating LLC | KY | Lawrence | GTG3 | Natural Gas Fired Combustion Turbine | NG | Natural Gas Peaker | 230 | 2001
16124 | Riverside Generating Co LLC | 55198 | Riverside Generating LLC | KY | Lawrence | GTG4 | Natural Gas Fired Combustion Turbine | NG | Natural Gas Peaker | 230 | 2002
16124 | Riverside Generating Co LLC | 55198 | Riverside Generating LLC | KY | Lawrence | GTG5 | Natural Gas Fired Combustion Turbine | NG | Natural Gas Peaker | 230 | 2002
5259 | Elwood Energy LLC | 55199 | Elwood Energy LLC | IL | Will | GT1 | Natural Gas Fired Combustion Turbine | NG | Natural Gas Peaker | 192 | 1999
5259 | Elwood Energy LLC | 55199 | Elwood Energy LLC | IL | Will | GT2 | Natural Gas Fired Combustion Turbine | NG | Natural Gas Peaker | 192 | 1999
5259 | Elwood Energy LLC | 55199 | Elwood Energy LLC | IL | Will | GT3 | Natural Gas Fired Combustion Turbine | NG | Natural Gas Peaker | 192 | 1999
5259 | Elwood Energy LLC | 55199 | Elwood Energy LLC | IL | Will | GT4 | Natural Gas Fired Combustion Turbine | NG | Natural Gas Peaker | 192 | 1999
5259 | Elwood Energy LLC | 55199 | Elwood Energy LLC | IL | Will | GT5 | Natural Gas Fired Combustion Turbine | NG | Natural Gas Peaker | 192 | 2001
5259 | Elwood Energy LLC | 55199 | Elwood Energy LLC | IL | Will | GT6 | Natural Gas Fired Combustion Turbine | NG | Natural Gas Peaker | 192 | 2001
5259 | Elwood Energy LLC | 55199 | Elwood Energy LLC | IL | Will | GT7 | Natural Gas Fired Combustion Turbine | NG | Natural Gas Peaker | 192 | 2001
5259 | Elwood Energy LLC | 55199 | Elwood Energy LLC | IL | Will | GT8 | Natural Gas Fired Combustion Turbine | NG | Natural Gas Peaker | 192 | 2001
5259 | Elwood Energy LLC | 55199 | Elwood Energy LLC | IL | Will | GT9 | Natural Gas Fired Combustion Turbine | NG | Natural Gas Peaker | 192 | 2001
58517 | SWG Arapahoe, LLC | 55200 | Arapahoe Combustion Turbine Project | CO | Denver | UN5 | Natural Gas Fired Combined Cycle | NG | Natural Gas Nonpeaker | 71.1 | 2000
58517 | SWG Arapahoe, LLC | 55200 | Arapahoe Combustion Turbine Project | CO | Denver | UN6 | Natural Gas Fired Combined Cycle | NG | Natural Gas Nonpeaker | 71.1 | 2000
58517 | SWG Arapahoe, LLC | 55200 | Arapahoe Combustion Turbine Project | CO | Denver | UN7 | Natural Gas Fired Combined Cycle | NG | Natural Gas Nonpeaker | 51.8 | 2002
59371 | Mainline Generation LLC | 55201 | Gibson City Energy Center LLC | IL | Ford | 1 | Natural Gas Fired Combustion Turbine | NG | Natural Gas Peaker | 135 | 2000
59371 | Mainline Generation LLC | 55201 | Gibson City Energy Center LLC | IL | Ford | 2 | Natural Gas Fired Combustion Turbine | NG | Natural Gas Peaker | 135 | 2000
19436 | Union Electric Co - (MO) | 55202 | Pinckneyville | IL | Perry | 1 | Natural Gas Fired Combustion Turbine | NG | Natural Gas Peaker | 45 | 2000
19436 | Union Electric Co - (MO) | 55202 | Pinckneyville | IL | Perry | 2 | Natural Gas Fired Combustion Turbine | NG | Natural Gas Peaker | 45 | 2000
19436 | Union Electric Co - (MO) | 55202 | Pinckneyville | IL | Perry | 3 | Natural Gas Fired Combustion Turbine | NG | Natural Gas Peaker | 45 | 2000
19436 | Union Electric Co - (MO) | 55202 | Pinckneyville | IL | Perry | 4 | Natural Gas Fired Combustion Turbine | NG | Natural Gas Peaker | 45 | 2000
19436 | Union Electric Co - (MO) | 55202 | Pinckneyville | IL | Perry | 5 | Natural Gas Fired Combustion Turbine | NG | Natural Gas Peaker | 50 | 2001
19436 | Union Electric Co - (MO) | 55202 | Pinckneyville | IL | Perry | 6 | Natural Gas Fired Combustion Turbine | NG | Natural Gas Peaker | 50 | 2001
19436 | Union Electric Co - (MO) | 55202 | Pinckneyville | IL | Perry | 7 | Natural Gas Fired Combustion Turbine | NG | Natural Gas Peaker | 50 | 2001
19436 | Union Electric Co - (MO) | 55202 | Pinckneyville | IL | Perry | 8 | Natural Gas Fired Combustion Turbine | NG | Natural Gas Peaker | 50 | 2001
15222 | Ponnequin Acquisitions, LLC | 55203 | Ponnequin Phase 1 | CO | Weld | EXIS | Onshore Wind Turbine | WND | Wind | 5.2 | 1998
19436 | Union Electric Co - (MO) | 55204 | Kinmundy | IL | Marion | 1 | Natural Gas Fired Combustion Turbine | NG | Natural Gas Peaker | 135 | 2001
19436 | Union Electric Co - (MO) | 55204 | Kinmundy | IL | Marion | 2 | Natural Gas Fired Combustion Turbine | NG | Natural Gas Peaker | 135 | 2001
4383 | Corpus Christi Cogeneration LLC | 55206 | Corpus Christi Energy Center | TX | Nueces | CT1 | Natural Gas Fired Combined Cycle | NG | Natural Gas Nonpeaker | 198.9 | 2002
4383 | Corpus Christi Cogeneration LLC | 55206 | Corpus Christi Energy Center | TX | Nueces | CT2 | Natural Gas Fired Combined Cycle | NG | Natural Gas Nonpeaker | 198.9 | 2002
4383 | Corpus Christi Cogeneration LLC | 55206 | Corpus Christi Energy Center | TX | Nueces | ST1 | Natural Gas Fired Combined Cycle | NG | Natural Gas Nonpeaker | 195.5 | 2002
1415 | SWG Colorado LLC | 55207 | Valmont Combustion Turbine Project | CO | BOULDER | UN7 | Natural Gas Fired Combustion Turbine | NG | Natural Gas Peaker | 71.1 | 2000
1415 | SWG Colorado LLC | 55207 | Valmont Combustion Turbine Project | CO | BOULDER | UN8 | Natural Gas Fired Combustion Turbine | NG | Natural Gas Peaker | 71.1 | 2001
59496 | Allete Clean Energy | 55208 | Lake Benton I | MN | Lincoln | EXIS | Onshore Wind Turbine | WND | Wind | 107.2 | 1998
15473 | Public Service Co of NM | 55210 | Afton Generating Station | NM | Dona Ana | 0001 | Natural Gas Fired Combined Cycle | NG | Natural Gas Nonpeaker | 177 | 2002
15473 | Public Service Co of NM | 55210 | Afton Generating Station | NM | Dona Ana | 0002 | Natural Gas Fired Combined Cycle | NG | Natural Gas Nonpeaker | 110 | 2007
641 | ANP Bellingham Energy Company LLC | 55211 | ANP Bellingham Energy Project | MA | Norfolk | U1 | Natural Gas Fired Combined Cycle | NG | Natural Gas Nonpeaker | 289 | 2002
641 | ANP Bellingham Energy Company LLC | 55211 | ANP Bellingham Energy Project | MA | Norfolk | U2 | Natural Gas Fired Combined Cycle | NG | Natural Gas Nonpeaker | 289 | 2002
656 | ANP Blackstone Energy Company LLC | 55212 | ANP Blackstone Energy Project | MA | Worcester | U1 | Natural Gas Fired Combined Cycle | NG | Natural Gas Nonpeaker | 289 | 2001
656 | ANP Blackstone Energy Company LLC | 55212 | ANP Blackstone Energy Project | MA | Worcester | U2 | Natural Gas Fired Combined Cycle | NG | Natural Gas Nonpeaker | 289 | 2001
14298 | Odessa-Ector Power Partners LP | 55215 | Odessa Ector Generating Station | TX | Ector | CTG1 | Natural Gas Fired Combined Cycle | NG | Natural Gas Nonpeaker | 176 | 2001
14298 | Odessa-Ector Power Partners LP | 55215 | Odessa Ector Generating Station | TX | Ector | CTG2 | Natural Gas Fired Combined Cycle | NG | Natural Gas Nonpeaker | 176 | 2001
14298 | Odessa-Ector Power Partners LP | 55215 | Odessa Ector Generating Station | TX | Ector | CTG3 | Natural Gas Fired Combined Cycle | NG | Natural Gas Nonpeaker | 176 | 2001
14298 | Odessa-Ector Power Partners LP | 55215 | Odessa Ector Generating Station | TX | Ector | CTG4 | Natural Gas Fired Combined Cycle | NG | Natural Gas Nonpeaker | 176 | 2001
14298 | Odessa-Ector Power Partners LP | 55215 | Odessa Ector Generating Station | TX | Ector | STG1 | Natural Gas Fired Combined Cycle | NG | Natural Gas Nonpeaker | 224.4 | 2001
14298 | Odessa-Ector Power Partners LP | 55215 | Odessa Ector Generating Station | TX | Ector | STG2 | Natural Gas Fired Combined Cycle | NG | Natural Gas Nonpeaker | 224.4 | 2001
54755 | Morris Cogeneration LLC | 55216 | Morris Cogeneration LLC | IL | Grundy | STG1 | Natural Gas Fired Combined Cycle | NG | Natural Gas Nonpeaker | 62 | 2000
54755 | Morris Cogeneration LLC | 55216 | Morris Cogeneration LLC | IL | Grundy | UNT1 | Natural Gas Fired Combined Cycle | NG | Natural Gas Nonpeaker | 39 | 1998
54755 | Morris Cogeneration LLC | 55216 | Morris Cogeneration LLC | IL | Grundy | UNT2 | Natural Gas Fired Combined Cycle | NG | Natural Gas Nonpeaker | 39 | 1998
54755 | Morris Cogeneration LLC | 55216 | Morris Cogeneration LLC | IL | Grundy | UNT3 | Natural Gas Fired Combined Cycle | NG | Natural Gas Nonpeaker | 39 | 1998
2843 | Los Medanos Energy Center LLC | 55217 | Los Medanos Energy Center | CA | Contra Costa | CTG1 | Natural Gas Fired Combined Cycle | NG | Natural Gas Nonpeaker | 198.9 | 2001
2843 | Los Medanos Energy Center LLC | 55217 | Los Medanos Energy Center | CA | Contra Costa | CTG2 | Natural Gas Fired Combined Cycle | NG | Natural Gas Nonpeaker | 198.9 | 2001
2843 | Los Medanos Energy Center LLC | 55217 | Los Medanos Energy Center | CA | Contra Costa | STG3 | Natural Gas Fired Combined Cycle | NG | Natural Gas Nonpeaker | 280.5 | 2001
12685 | Entergy Mississippi Inc | 55218 | Hinds Energy Facility | MS | Hinds | H01 | Natural Gas Fired Combined Cycle | NG | Natural Gas Nonpeaker | 176.6 | 2001
12685 | Entergy Mississippi Inc | 55218 | Hinds Energy Facility | MS | Hinds | H02 | Natural Gas Fired Combined Cycle | NG | Natural Gas Nonpeaker | 176.6 | 2001
12685 | Entergy Mississippi Inc | 55218 | Hinds Energy Facility | MS | Hinds | H03 | Natural Gas Fired Combined Cycle | NG | Natural Gas Nonpeaker | 198.1 | 2001
12685 | Entergy Mississippi Inc | 55220 | Attala | MS | Attala | A01 | Natural Gas Fired Combined Cycle | NG | Natural Gas Nonpeaker | 176.6 | 2001
12685 | Entergy Mississippi Inc | 55220 | Attala | MS | Attala | A02 | Natural Gas Fired Combined Cycle | NG | Natural Gas Nonpeaker | 176.6 | 2001
12685 | Entergy Mississippi Inc | 55220 | Attala | MS | Attala | A03 | Natural Gas Fired Combined Cycle | NG | Natural Gas Nonpeaker | 198.1 | 2001
807 | Arkansas Electric Coop Corp | 55221 | Harry L. Oswald | AR | Pulaski | G1 | Natural Gas Fired Combined Cycle | NG | Natural Gas Nonpeaker | 51 | 2002
807 | Arkansas Electric Coop Corp | 55221 | Harry L. Oswald | AR | Pulaski | G2 | Natural Gas Fired Combined Cycle | NG | Natural Gas Nonpeaker | 51 | 2002
807 | Arkansas Electric Coop Corp | 55221 | Harry L. Oswald | AR | Pulaski | G3 | Natural Gas Fired Combined Cycle | NG | Natural Gas Nonpeaker | 51 | 2002
807 | Arkansas Electric Coop Corp | 55221 | Harry L. Oswald | AR | Pulaski | G4 | Natural Gas Fired Combined Cycle | NG | Natural Gas Nonpeaker | 51 | 2002
807 | Arkansas Electric Coop Corp | 55221 | Harry L. Oswald | AR | Pulaski | G5 | Natural Gas Fired Combined Cycle | NG | Natural Gas Nonpeaker | 51 | 2002
807 | Arkansas Electric Coop Corp | 55221 | Harry L. Oswald | AR | Pulaski | G6 | Natural Gas Fired Combined Cycle | NG | Natural Gas Nonpeaker | 51 | 2002
807 | Arkansas Electric Coop Corp | 55221 | Harry L. Oswald | AR | Pulaski | G7 | Natural Gas Fired Combined Cycle | NG | Natural Gas Nonpeaker | 83.5 | 2002
807 | Arkansas Electric Coop Corp | 55221 | Harry L. Oswald | AR | Pulaski | G8 | Natural Gas Fired Combined Cycle | NG | Natural Gas Nonpeaker | 105 | 2002
807 | Arkansas Electric Coop Corp | 55221 | Harry L. Oswald | AR | Pulaski | G9 | Natural Gas Fired Combined Cycle | NG | Natural Gas Nonpeaker | 105 | 2002
50094 | Lincoln Generating Facility LLC | 55222 | Lincoln Generating Facility | IL | Will | CTG1 | Natural Gas Fired Combustion Turbine | NG | Natural Gas Peaker | 86.5 | 2000
50094 | Lincoln Generating Facility LLC | 55222 | Lincoln Generating Facility | IL | Will | CTG2 | Natural Gas Fired Combustion Turbine | NG | Natural Gas Peaker | 86.5 | 2000
50094 | Lincoln Generating Facility LLC | 55222 | Lincoln Generating Facility | IL | Will | CTG3 | Natural Gas Fired Combustion Turbine | NG | Natural Gas Peaker | 86.5 | 2000
50094 | Lincoln Generating Facility LLC | 55222 | Lincoln Generating Facility | IL | Will | CTG4 | Natural Gas Fired Combustion Turbine | NG | Natural Gas Peaker | 86.5 | 2000
50094 | Lincoln Generating Facility LLC | 55222 | Lincoln Generating Facility | IL | Will | CTG5 | Natural Gas Fired Combustion Turbine | NG | Natural Gas Peaker | 86.5 | 2000
50094 | Lincoln Generating Facility LLC | 55222 | Lincoln Generating Facility | IL | Will | CTG6 | Natural Gas Fired Combustion Turbine | NG | Natural Gas Peaker | 86.5 | 2000
50094 | Lincoln Generating Facility LLC | 55222 | Lincoln Generating Facility | IL | Will | CTG7 | Natural Gas Fired Combustion Turbine | NG | Natural Gas Peaker | 86.5 | 2000
50094 | Lincoln Generating Facility LLC | 55222 | Lincoln Generating Facility | IL | Will | CTG8 | Natural Gas Fired Combustion Turbine | NG | Natural Gas Peaker | 86.5 | 2000
5761 | Ennis Power Company LLC | 55223 | Ennis Power Company LLC | TX | Ellis | GT1 | Natural Gas Fired Combined Cycle | NG | Natural Gas Nonpeaker | 285 | 2002
5761 | Ennis Power Company LLC | 55223 | Ennis Power Company LLC | TX | Ellis | ST1 | Natural Gas Fired Combined Cycle | NG | Natural Gas Nonpeaker | 133 | 2002
15470 | Duke Energy Indiana, LLC | 55224 | Wheatland Generating Facility | IN | Knox | CTG1 | Natural Gas Fired Combustion Turbine | NG | Natural Gas Peaker | 125.1 | 2000
15470 | Duke Energy Indiana, LLC | 55224 | Wheatland Generating Facility | IN | Knox | CTG2 | Natural Gas Fired Combustion Turbine | NG | Natural Gas Peaker | 125.1 | 2000
15470 | Duke Energy Indiana, LLC | 55224 | Wheatland Generating Facility | IN | Knox | CTG3 | Natural Gas Fired Combustion Turbine | NG | Natural Gas Peaker | 125.1 | 2000
15470 | Duke Energy Indiana, LLC | 55224 | Wheatland Generating Facility | IN | Knox | CTG4 | Natural Gas Fired Combustion Turbine | NG | Natural Gas Peaker | 125.1 | 2000
2897 | Oneta Power LLC | 55225 | Oneta Energy Center | OK | Wagoner | CTG1 | Natural Gas Fired Combined Cycle | NG | Natural Gas Nonpeaker | 176 | 2002
2897 | Oneta Power LLC | 55225 | Oneta Energy Center | OK | Wagoner | CTG2 | Natural Gas Fired Combined Cycle | NG | Natural Gas Nonpeaker | 176 | 2002
2897 | Oneta Power LLC | 55225 | Oneta Energy Center | OK | Wagoner | CTG3 | Natural Gas Fired Combined Cycle | NG | Natural Gas Nonpeaker | 176 | 2003
2897 | Oneta Power LLC | 55225 | Oneta Energy Center | OK | Wagoner | CTG4 | Natural Gas Fired Combined Cycle | NG | Natural Gas Nonpeaker | 176 | 2003
2897 | Oneta Power LLC | 55225 | Oneta Energy Center | OK | Wagoner | STG1 | Natural Gas Fired Combined Cycle | NG | Natural Gas Nonpeaker | 255 | 2002
2897 | Oneta Power LLC | 55225 | Oneta Energy Center | OK | Wagoner | STG2 | Natural Gas Fired Combined Cycle | NG | Natural Gas Nonpeaker | 255 | 2003
6763 | Freestone Power Generation LLC | 55226 | Freestone Energy Center | TX | Freestone | GT1 | Natural Gas Fired Combined Cycle | NG | Natural Gas Nonpeaker | 166.7 | 2002
6763 | Freestone Power Generation LLC | 55226 | Freestone Energy Center | TX | Freestone | GT2 | Natural Gas Fired Combined Cycle | NG | Natural Gas Nonpeaker | 166.7 | 2002
6763 | Freestone Power Generation LLC | 55226 | Freestone Energy Center | TX | Freestone | GT3 | Natural Gas Fired Combined Cycle | NG | Natural Gas Nonpeaker | 166.7 | 2002
6763 | Freestone Power Generation LLC | 55226 | Freestone Energy Center | TX | Freestone | GT4 | Natural Gas Fired Combined Cycle | NG | Natural Gas Nonpeaker | 166.7 | 2002
6763 | Freestone Power Generation LLC | 55226 | Freestone Energy Center | TX | Freestone | ST3 | Natural Gas Fired Combined Cycle | NG | Natural Gas Nonpeaker | 184.6 | 2002
6763 | Freestone Power Generation LLC | 55226 | Freestone Energy Center | TX | Freestone | ST6 | Natural Gas Fired Combined Cycle | NG | Natural Gas Nonpeaker | 184.6 | 2002
7004 | Buckeye Power, Inc | 55228 | Greenville Electric Generating Station | OH | Darke | GT1 | Natural Gas Fired Combustion Turbine | NG | Natural Gas Peaker | 59 | 2000
7004 | Buckeye Power, Inc | 55228 | Greenville Electric Generating Station | OH | Darke | GT2 | Natural Gas Fired Combustion Turbine | NG | Natural Gas Peaker | 59 | 2000
7004 | Buckeye Power, Inc | 55228 | Greenville Electric Generating Station | OH | Darke | GT3 | Natural Gas Fired Combustion Turbine | NG | Natural Gas Peaker | 59 | 2000
7004 | Buckeye Power, Inc | 55228 | Greenville Electric Generating Station | OH | Darke | GT4 | Natural Gas Fired Combustion Turbine | NG | Natural Gas Peaker | 59 | 2000
5302 | AES Ohio Generation LLC | 55229 | Montpelier Electric Generating Station | IN | Wells | GT1 | Natural Gas Fired Combustion Turbine | NG | Natural Gas Peaker | 59 | 2001
5302 | AES Ohio Generation LLC | 55229 | Montpelier Electric Generating Station | IN | Wells | GT2 | Natural Gas Fired Combustion Turbine | NG | Natural Gas Peaker | 59 | 2001
5302 | AES Ohio Generation LLC | 55229 | Montpelier Electric Generating Station | IN | Wells | GT3 | Natural Gas Fired Combustion Turbine | NG | Natural Gas Peaker | 59 | 2001
5302 | AES Ohio Generation LLC | 55229 | Montpelier Electric Generating Station | IN | Wells | GT4 | Natural Gas Fired Combustion Turbine | NG | Natural Gas Peaker | 59 | 2001
2172 | Brazos Electric Power Coop Inc | 55230 | Jack County | TX | Wise | CT1 | Natural Gas Fired Combined Cycle | NG | Natural Gas Nonpeaker | 170 | 2006
2172 | Brazos Electric Power Coop Inc | 55230 | Jack County | TX | Wise | CT2 | Natural Gas Fired Combined Cycle | NG | Natural Gas Nonpeaker | 170 | 2006
2172 | Brazos Electric Power Coop Inc | 55230 | Jack County | TX | Wise | CT3 | Natural Gas Fired Combined Cycle | NG | Natural Gas Nonpeaker | 170 | 2011
2172 | Brazos Electric Power Coop Inc | 55230 | Jack County | TX | Wise | CT4 | Natural Gas Fired Combined Cycle | NG | Natural Gas Nonpeaker | 170 | 2011
2172 | Brazos Electric Power Coop Inc | 55230 | Jack County | TX | Wise | ST1 | Natural Gas Fired Combined Cycle | NG | Natural Gas Nonpeaker | 300 | 2006
2172 | Brazos Electric Power Coop Inc | 55230 | Jack County | TX | Wise | ST2 | Natural Gas Fired Combined Cycle | NG | Natural Gas Nonpeaker | 300 | 2011
27031 | Liberty Electric Power LLC | 55231 | Liberty Electric Power Plant | PA | Delaware | GTG1 | Natural Gas Fired Combined Cycle | NG | Natural Gas Nonpeaker | 186 | 2002
27031 | Liberty Electric Power LLC | 55231 | Liberty Electric Power Plant | PA | Delaware | GTG2 | Natural Gas Fired Combined Cycle | NG | Natural Gas Nonpeaker | 186 | 2002
27031 | Liberty Electric Power LLC | 55231 | Liberty Electric Power Plant | PA | Delaware | STG | Natural Gas Fired Combined Cycle | NG | Natural Gas Nonpeaker | 242 | 2002
18642 | Tennessee Valley Authority | 55232 | Marshall Energy Facility | KY | Marshall | CT1 | Natural Gas Fired Combustion Turbine | NG | Natural Gas Peaker | 86 | 2002
18642 | Tennessee Valley Authority | 55232 | Marshall Energy Facility | KY | Marshall | CT2 | Natural Gas Fired Combustion Turbine | NG | Natural Gas Peaker | 86 | 2002
18642 | Tennessee Valley Authority | 55232 | Marshall Energy Facility | KY | Marshall | CT3 | Natural Gas Fired Combustion Turbine | NG | Natural Gas Peaker | 86 | 2002
18642 | Tennessee Valley Authority | 55232 | Marshall Energy Facility | KY | Marshall | CT4 | Natural Gas Fired Combustion Turbine | NG | Natural Gas Peaker | 86 | 2002
18642 | Tennessee Valley Authority | 55232 | Marshall Energy Facility | KY | Marshall | CT5 | Natural Gas Fired Combustion Turbine | NG | Natural Gas Peaker | 86 | 2002
18642 | Tennessee Valley Authority | 55232 | Marshall Energy Facility | KY | Marshall | CT6 | Natural Gas Fired Combustion Turbine | NG | Natural Gas Peaker | 86 | 2002
18642 | Tennessee Valley Authority | 55232 | Marshall Energy Facility | KY | Marshall | CT7 | Natural Gas Fired Combustion Turbine | NG | Natural Gas Peaker | 86 | 2002
18642 | Tennessee Valley Authority | 55232 | Marshall Energy Facility | KY | Marshall | CT8 | Natural Gas Fired Combustion Turbine | NG | Natural Gas Peaker | 86 | 2002
8027 | Handsome Lake Energy LLC | 55233 | Handsome Lake Energy LLC | PA | Venango | GT01 | Natural Gas Fired Combustion Turbine | NG | Natural Gas Peaker | 58.9 | 2001
8027 | Handsome Lake Energy LLC | 55233 | Handsome Lake Energy LLC | PA | Venango | GT02 | Natural Gas Fired Combustion Turbine | NG | Natural Gas Peaker | 58.9 | 2001
8027 | Handsome Lake Energy LLC | 55233 | Handsome Lake Energy LLC | PA | Venango | GT03 | Natural Gas Fired Combustion Turbine | NG | Natural Gas Peaker | 58.9 | 2001
8027 | Handsome Lake Energy LLC | 55233 | Handsome Lake Energy LLC | PA | Venango | GT04 | Natural Gas Fired Combustion Turbine | NG | Natural Gas Peaker | 58.9 | 2001
8027 | Handsome Lake Energy LLC | 55233 | Handsome Lake Energy LLC | PA | Venango | GT05 | Natural Gas Fired Combustion Turbine | NG | Natural Gas Peaker | 58.9 | 2001
19436 | Union Electric Co - (MO) | 55234 | Audrain Generating Station | MO | Audrain | GT1 | Natural Gas Fired Combustion Turbine | NG | Natural Gas Peaker | 101.8 | 2001
19436 | Union Electric Co - (MO) | 55234 | Audrain Generating Station | MO | Audrain | GT2 | Natural Gas Fired Combustion Turbine | NG | Natural Gas Peaker | 101.8 | 2001
19436 | Union Electric Co - (MO) | 55234 | Audrain Generating Station | MO | Audrain | GT3 | Natural Gas Fired Combustion Turbine | NG | Natural Gas Peaker | 101.8 | 2001
19436 | Union Electric Co - (MO) | 55234 | Audrain Generating Station | MO | Audrain | GT4 | Natural Gas Fired Combustion Turbine | NG | Natural Gas Peaker | 101.8 | 2001
19436 | Union Electric Co - (MO) | 55234 | Audrain Generating Station | MO | Audrain | GT5 | Natural Gas Fired Combustion Turbine | NG | Natural Gas Peaker | 101.8 | 2001
19436 | Union Electric Co - (MO) | 55234 | Audrain Generating Station | MO | Audrain | GT6 | Natural Gas Fired Combustion Turbine | NG | Natural Gas Peaker | 101.8 | 2001
19436 | Union Electric Co - (MO) | 55234 | Audrain Generating Station | MO | Audrain | GT7 | Natural Gas Fired Combustion Turbine | NG | Natural Gas Peaker | 101.8 | 2001
19436 | Union Electric Co - (MO) | 55234 | Audrain Generating Station | MO | Audrain | GT8 | Natural Gas Fired Combustion Turbine | NG | Natural Gas Peaker | 101.8 | 2001
59921 | Dynegy Lee Energy Facility | 55236 | Lee Energy Facility | IL | Lee | CT1 | Natural Gas Fired Combustion Turbine | NG | Natural Gas Peaker | 101.8 | 2001
59921 | Dynegy Lee Energy Facility | 55236 | Lee Energy Facility | IL | Lee | CT2 | Natural Gas Fired Combustion Turbine | NG | Natural Gas Peaker | 101.8 | 2001
59921 | Dynegy Lee Energy Facility | 55236 | Lee Energy Facility | IL | Lee | CT3 | Natural Gas Fired Combustion Turbine | NG | Natural Gas Peaker | 101.8 | 2001
59921 | Dynegy Lee Energy Facility | 55236 | Lee Energy Facility | IL | Lee | CT4 | Natural Gas Fired Combustion Turbine | NG | Natural Gas Peaker | 101.8 | 2001
59921 | Dynegy Lee Energy Facility | 55236 | Lee Energy Facility | IL | Lee | CT5 | Natural Gas Fired Combustion Turbine | NG | Natural Gas Peaker | 101.8 | 2001
59921 | Dynegy Lee Energy Facility | 55236 | Lee Energy Facility | IL | Lee | CT6 | Natural Gas Fired Combustion Turbine | NG | Natural Gas Peaker | 101.8 | 2001
59921 | Dynegy Lee Energy Facility | 55236 | Lee Energy Facility | IL | Lee | CT7 | Natural Gas Fired Combustion Turbine | NG | Natural Gas Peaker | 101.8 | 2001
59921 | Dynegy Lee Energy Facility | 55236 | Lee Energy Facility | IL | Lee | CT8 | Natural Gas Fired Combustion Turbine | NG | Natural Gas Peaker | 101.8 | 2001
54885 | NRG Wholesale Generation LP | 55237 | Energy Shelby County | IL | Shelby | CTG1 | Natural Gas Fired Combustion Turbine | NG | Natural Gas Peaker | 60.5 | 2000
54885 | NRG Wholesale Generation LP | 55237 | Energy Shelby County | IL | Shelby | CTG2 | Natural Gas Fired Combustion Turbine | NG | Natural Gas Peaker | 60.5 | 2000
54885 | NRG Wholesale Generation LP | 55237 | Energy Shelby County | IL | Shelby | CTG3 | Natural Gas Fired Combustion Turbine | NG | Natural Gas Peaker | 60.5 | 2000
54885 | NRG Wholesale Generation LP | 55237 | Energy Shelby County | IL | Shelby | CTG4 | Natural Gas Fired Combustion Turbine | NG | Natural Gas Peaker | 60.5 | 2000
54885 | NRG Wholesale Generation LP | 55237 | Energy Shelby County | IL | Shelby | CTG5 | Natural Gas Fired Combustion Turbine | NG | Natural Gas Peaker | 60.5 | 2000
54885 | NRG Wholesale Generation LP | 55237 | Energy Shelby County | IL | Shelby | CTG6 | Natural Gas Fired Combustion Turbine | NG | Natural Gas Peaker | 60.5 | 2000
54885 | NRG Wholesale Generation LP | 55237 | Energy Shelby County | IL | Shelby | CTG7 | Natural Gas Fired Combustion Turbine | NG | Natural Gas Peaker | 60 | 2001
54885 | NRG Wholesale Generation LP | 55237 | Energy Shelby County | IL | Shelby | CTG8 | Natural Gas Fired Combustion Turbine | NG | Natural Gas Peaker | 60 | 2001
9262 | Indeck Operations Inc | 55238 | NRG Rockford I | IL | Winnebago | 0001 | Natural Gas Fired Combustion Turbine | NG | Natural Gas Peaker | 158 | 2000
9262 | Indeck Operations Inc | 55238 | NRG Rockford I | IL | Winnebago | 0002 | Natural Gas Fired Combustion Turbine | NG | Natural Gas Peaker | 158 | 2000
22131 | Red Oak Operating Services LLC | 55239 | Red Oak Power LLC | NJ | Middlesex | 0001 | Natural Gas Fired Combined Cycle | NG | Natural Gas Nonpeaker | 180.2 | 2002
22131 | Red Oak Operating Services LLC | 55239 | Red Oak Power LLC | NJ | Middlesex | 0002 | Natural Gas Fired Combined Cycle | NG | Natural Gas Nonpeaker | 180.2 | 2002
22131 | Red Oak Operating Services LLC | 55239 | Red Oak Power LLC | NJ | Middlesex | 0003 | Natural Gas Fired Combined Cycle | NG | Natural Gas Nonpeaker | 180.2 | 2002
22131 | Red Oak Operating Services LLC | 55239 | Red Oak Power LLC | NJ | Middlesex | 0004 | Natural Gas Fired Combined Cycle | NG | Natural Gas Nonpeaker | 280.5 | 2002
12739 | Mobile Energy LLC | 55241 | Hog Bayou Energy Center | AL | Mobile | CT01 | Natural Gas Fired Combined Cycle | NG | Natural Gas Nonpeaker | 200 | 2001
12739 | Mobile Energy LLC | 55241 | Hog Bayou Energy Center | AL | Mobile | ST01 | Natural Gas Fired Combined Cycle | NG | Natural Gas Nonpeaker | 80 | 2001
54692 | Santa Rosa Energy Center LLC | 55242 | Santa Rosa Energy Center | FL | Santa Rosa | CT01 | Natural Gas Fired Combined Cycle | NG | Natural Gas Nonpeaker | 200 | 2003
54692 | Santa Rosa Energy Center LLC | 55242 | Santa Rosa Energy Center | FL | Santa Rosa | ST01 | Natural Gas Fired Combined Cycle | NG | Natural Gas Nonpeaker | 74.5 | 2003
13582 | NRG Astoria Gas Turbine Operations Inc | 55243 | Astoria Gas Turbines | NY | Queens | 10 | Petroleum Liquids | KER | Petroleum | 23.8 | 1971
13582 | NRG Astoria Gas Turbine Operations Inc | 55243 | Astoria Gas Turbines | NY | Queens | 11 | Petroleum Liquids | KER | Petroleum | 23.8 | 1971
13582 | NRG Astoria Gas Turbine Operations Inc | 55243 | Astoria Gas Turbines | NY | Queens | 12 | Petroleum Liquids | KER | Petroleum | 23.8 | 1971
13582 | NRG Astoria Gas Turbine Operations Inc | 55243 | Astoria Gas Turbines | NY | Queens | 13 | Petroleum Liquids | KER | Petroleum | 23.8 | 1971
13582 | NRG Astoria Gas Turbine Operations Inc | 55243 | Astoria Gas Turbines | NY | Queens | 2-1 | Natural Gas Fired Combustion Turbine | NG | Natural Gas Peaker | 41.9 | 1970
13582 | NRG Astoria Gas Turbine Operations Inc | 55243 | Astoria Gas Turbines | NY | Queens | 2-2 | Natural Gas Fired Combustion Turbine | NG | Natural Gas Peaker | 41.9 | 1970
13582 | NRG Astoria Gas Turbine Operations Inc | 55243 | Astoria Gas Turbines | NY | Queens | 2-3 | Natural Gas Fired Combustion Turbine | NG | Natural Gas Peaker | 41.9 | 1970
13582 | NRG Astoria Gas Turbine Operations Inc | 55243 | Astoria Gas Turbines | NY | Queens | 2-4 | Natural Gas Fired Combustion Turbine | NG | Natural Gas Peaker | 41.9 | 1970
13582 | NRG Astoria Gas Turbine Operations Inc | 55243 | Astoria Gas Turbines | NY | Queens | 3-1 | Natural Gas Fired Combustion Turbine | NG | Natural Gas Peaker | 41.9 | 1970
13582 | NRG Astoria Gas Turbine Operations Inc | 55243 | Astoria Gas Turbines | NY | Queens | 3-2 | Natural Gas Fired Combustion Turbine | NG | Natural Gas Peaker | 41.9 | 1970
13582 | NRG Astoria Gas Turbine Operations Inc | 55243 | Astoria Gas Turbines | NY | Queens | 3-3 | Natural Gas Fired Combustion Turbine | NG | Natural Gas Peaker | 41.9 | 1970
13582 | NRG Astoria Gas Turbine Operations Inc | 55243 | Astoria Gas Turbines | NY | Queens | 3-4 | Natural Gas Fired Combustion Turbine | NG | Natural Gas Peaker | 41.9 | 1970
13582 | NRG Astoria Gas Turbine Operations Inc | 55243 | Astoria Gas Turbines | NY | Queens | 4-1 | Natural Gas Fired Combustion Turbine | NG | Natural Gas Peaker | 41.9 | 1970
13582 | NRG Astoria Gas Turbine Operations Inc | 55243 | Astoria Gas Turbines | NY | Queens | 4-2 | Natural Gas Fired Combustion Turbine | NG | Natural Gas Peaker | 41.9 | 1970
13582 | NRG Astoria Gas Turbine Operations Inc | 55243 | Astoria Gas Turbines | NY | Queens | 4-3 | Natural Gas Fired Combustion Turbine | NG | Natural Gas Peaker | 41.9 | 1970
13582 | NRG Astoria Gas Turbine Operations Inc | 55243 | Astoria Gas Turbines | NY | Queens | 4-4 | Natural Gas Fired Combustion Turbine | NG | Natural Gas Peaker | 41.9 | 1970
13582 | NRG Astoria Gas Turbine Operations Inc | 55243 | Astoria Gas Turbines | NY | Queens | 5 | Petroleum Liquids | KER | Petroleum | 16.3 | 1970
13582 | NRG Astoria Gas Turbine Operations Inc | 55243 | Astoria Gas Turbines | NY | Queens | 7 | Petroleum Liquids | KER | Petroleum | 16.3 | 1970
13582 | NRG Astoria Gas Turbine Operations Inc | 55243 | Astoria Gas Turbines | NY | Queens | 8 | Petroleum Liquids | KER | Petroleum | 16.3 | 1970
13994 | Oglethorpe Power Corporation | 55244 | Doyle Energy Facility | GA | Walton | CTG1 | Natural Gas Fired Combustion Turbine | NG | Natural Gas Peaker | 64 | 2000
13994 | Oglethorpe Power Corporation | 55244 | Doyle Energy Facility | GA | Walton | CTG2 | Natural Gas Fired Combustion Turbine | NG | Natural Gas Peaker | 71.8 | 2000
13994 | Oglethorpe Power Corporation | 55244 | Doyle Energy Facility | GA | Walton | CTG3 | Natural Gas Fired Combustion Turbine | NG | Natural Gas Peaker | 71.8 | 2000
13994 | Oglethorpe Power Corporation | 55244 | Doyle Energy Facility | GA | Walton | CTG4 | Natural Gas Fired Combustion Turbine | NG | Natural Gas Peaker | 100.7 | 2000
13994 | Oglethorpe Power Corporation | 55244 | Doyle Energy Facility | GA | Walton | CTG5 | Natural Gas Fired Combustion Turbine | NG | Natural Gas Peaker | 100.7 | 2000
19145 | DTE Tuscola, LLC | 55245 | Tuscola Station | IL | Douglas | TG1 | Conventional Steam Coal | BIT | Hard Coal | 6 | 1953
19145 | DTE Tuscola, LLC | 55245 | Tuscola Station | IL | Douglas | TG2 | Conventional Steam Coal | BIT | Hard Coal | 6 | 1953
19145 | DTE Tuscola, LLC | 55245 | Tuscola Station | IL | Douglas | TG3 | Conventional Steam Coal | BIT | Hard Coal | 6 | 2001
58620 | AEP Generation Resources Inc | 55247 | Darby Electric Generating Station | OH | Pickaway | GT1 | Natural Gas Fired Combustion Turbine | NG | Natural Gas Peaker | 94 | 2001
58620 | AEP Generation Resources Inc | 55247 | Darby Electric Generating Station | OH | Pickaway | GT2 | Natural Gas Fired Combustion Turbine | NG | Natural Gas Peaker | 94 | 2001
58620 | AEP Generation Resources Inc | 55247 | Darby Electric Generating Station | OH | Pickaway | GT3 | Natural Gas Fired Combustion Turbine | NG | Natural Gas Peaker | 94 | 2001
58620 | AEP Generation Resources Inc | 55247 | Darby Electric Generating Station | OH | Pickaway | GT4 | Natural Gas Fired Combustion Turbine | NG | Natural Gas Peaker | 94 | 2001
58620 | AEP Generation Resources Inc | 55247 | Darby Electric Generating Station | OH | Pickaway | GT5 | Natural Gas Fired Combustion Turbine | NG | Natural Gas Peaker | 94 | 2002
58620 | AEP Generation Resources Inc | 55247 | Darby Electric Generating Station | OH | Pickaway | GT6 | Natural Gas Fired Combustion Turbine | NG | Natural Gas Peaker | 94 | 2002
5302 | AES Ohio Generation LLC | 55248 | Tait Electric Generating Station | OH | Montgomery | GT4 | Natural Gas Fired Combustion Turbine | NG | Natural Gas Peaker | 94 | 2002
5302 | AES Ohio Generation LLC | 55248 | Tait Electric Generating Station | OH | Montgomery | GT5 | Natural Gas Fired Combustion Turbine | NG | Natural Gas Peaker | 94 | 2002
5302 | AES Ohio Generation LLC | 55248 | Tait Electric Generating Station | OH | Montgomery | GT6 | Natural Gas Fired Combustion Turbine | NG | Natural Gas Peaker | 94 | 2002
5302 | AES Ohio Generation LLC | 55248 | Tait Electric Generating Station | OH | Montgomery | GT7 | Natural Gas Fired Combustion Turbine | NG | Natural Gas Peaker | 94 | 2002
57043 | University Park Energy LLC | 55250 | University Park South | IL | Will | UPG1 | Natural Gas Fired Combustion Turbine | NG | Natural Gas Peaker | 58.9 | 2001
57043 | University Park Energy LLC | 55250 | University Park South | IL | Will | UPG2 | Natural Gas Fired Combustion Turbine | NG | Natural Gas Peaker | 58.9 | 2001
57043 | University Park Energy LLC | 55250 | University Park South | IL | Will | UPG3 | Natural Gas Fired Combustion Turbine | NG | Natural Gas Peaker | 58.9 | 2001
57043 | University Park Energy LLC | 55250 | University Park South | IL | Will | UPG4 | Natural Gas Fired Combustion Turbine | NG | Natural Gas Peaker | 58.9 | 2001
57043 | University Park Energy LLC | 55250 | University Park South | IL | Will | UPG5 | Natural Gas Fired Combustion Turbine | NG | Natural Gas Peaker | 58.9 | 2001
57043 | University Park Energy LLC | 55250 | University Park South | IL | Will | UPG6 | Natural Gas Fired Combustion Turbine | NG | Natural Gas Peaker | 58.9 | 2001
18642 | Tennessee Valley Authority | 55251 | Gleason Generating Facility | TN | Weakley | CTG1 | Natural Gas Fired Combustion Turbine | NG | Natural Gas Peaker | 185.4 | 2000
18642 | Tennessee Valley Authority | 55251 | Gleason Generating Facility | TN | Weakley | CTG2 | Natural Gas Fired Combustion Turbine | NG | Natural Gas Peaker | 191.2 | 2000
18642 | Tennessee Valley Authority | 55251 | Gleason Generating Facility | TN | Weakley | CTG3 | Natural Gas Fired Combustion Turbine | NG | Natural Gas Peaker | 191.2 | 2000
50166 | Crete Energy Venture LLC | 55253 | Crete Energy Venture LLC | IL | Will | GT1 | Natural Gas Fired Combustion Turbine | NG | Natural Gas Peaker | 89 | 2002
50166 | Crete Energy Venture LLC | 55253 | Crete Energy Venture LLC | IL | Will | GT2 | Natural Gas Fired Combustion Turbine | NG | Natural Gas Peaker | 89 | 2002
50166 | Crete Energy Venture LLC | 55253 | Crete Energy Venture LLC | IL | Will | GT3 | Natural Gas Fired Combustion Turbine | NG | Natural Gas Peaker | 89 | 2002
50166 | Crete Energy Venture LLC | 55253 | Crete Energy Venture LLC | IL | Will | GT4 | Natural Gas Fired Combustion Turbine | NG | Natural Gas Peaker | 89 | 2002
56195 | BP Alternative Energy | 55259 | Whiting Clean Energy | IN | Lake | CT1 | Natural Gas Fired Combined Cycle | NG | Natural Gas Nonpeaker | 181.9 | 2002
56195 | BP Alternative Energy | 55259 | Whiting Clean Energy | IN | Lake | CT2 | Natural Gas Fired Combined Cycle | NG | Natural Gas Nonpeaker | 181.9 | 2002
56195 | BP Alternative Energy | 55259 | Whiting Clean Energy | IN | Lake | ST1 | Natural Gas Fired Combined Cycle | NG | Natural Gas Nonpeaker | 213 | 2002
40577 | American Mun Power-Ohio, Inc | 55262 | Bowling Green Generating Station | OH | Wood | CT1 | Natural Gas Fired Combustion Turbine | NG | Natural Gas Peaker | 33 | 2000
40577 | American Mun Power-Ohio, Inc | 55262 | Bowling Green Generating Station | OH | Wood | CT2 | Natural Gas Fired Combustion Turbine | NG | Natural Gas Peaker | 16.5 | 2000
40577 | American Mun Power-Ohio, Inc | 55263 | Galion Generating Station | OH | Crawford | CT1 | Natural Gas Fired Combustion Turbine | NG | Natural Gas Peaker | 33 | 2000
40577 | American Mun Power-Ohio, Inc | 55263 | Galion Generating Station | OH | Crawford | CT2 | Natural Gas Fired Combustion Turbine | NG | Natural Gas Peaker | 16.5 | 2000
40577 | American Mun Power-Ohio, Inc | 55264 | Napoleon Peaking Station | OH | Henry | CT1 | Natural Gas Fired Combustion Turbine | NG | Natural Gas Peaker | 33 | 2000
40577 | American Mun Power-Ohio, Inc | 55264 | Napoleon Peaking Station | OH | Henry | CT2 | Natural Gas Fired Combustion Turbine | NG | Natural Gas Peaker | 16.5 | 2000
26867 | Lake Benton Power Part II LLC | 55265 | Lake Benton II | MN | Pipestone | EXIS | Onshore Wind Turbine | WND | Wind | 103.5 | 1999
17650 | Southern Power Co | 55267 | Edward L. Addison Generating Plant | GA | Upson | 712 | Natural Gas Fired Combustion Turbine | NG | Natural Gas Peaker | 175.3 | 2000
17650 | Southern Power Co | 55267 | Edward L. Addison Generating Plant | GA | Upson | 713 | Natural Gas Fired Combustion Turbine | NG | Natural Gas Peaker | 175.3 | 2000
17650 | Southern Power Co | 55267 | Edward L. Addison Generating Plant | GA | Upson | 714 | Natural Gas Fired Combustion Turbine | NG | Natural Gas Peaker | 175.3 | 2000
17650 | Southern Power Co | 55267 | Edward L. Addison Generating Plant | GA | Upson | 715 | Natural Gas Fired Combustion Turbine | NG | Natural Gas Peaker | 175.3 | 2000
18642 | Tennessee Valley Authority | 55269 | TVA Southaven Combined Cycle | MS | DeSoto | CTG1 | Natural Gas Fired Combined Cycle | NG | Natural Gas Nonpeaker | 179.3 | 2003
18642 | Tennessee Valley Authority | 55269 | TVA Southaven Combined Cycle | MS | DeSoto | CTG2 | Natural Gas Fired Combined Cycle | NG | Natural Gas Nonpeaker | 179.3 | 2003
18642 | Tennessee Valley Authority | 55269 | TVA Southaven Combined Cycle | MS | DeSoto | CTG3 | Natural Gas Fired Combined Cycle | NG | Natural Gas Nonpeaker | 179.3 | 2003
18642 | Tennessee Valley Authority | 55269 | TVA Southaven Combined Cycle | MS | DeSoto | STG1 | Natural Gas Fired Combined Cycle | NG | Natural Gas Nonpeaker | 122 | 2003
18642 | Tennessee Valley Authority | 55269 | TVA Southaven Combined Cycle | MS | DeSoto | STG2 | Natural Gas Fired Combined Cycle | NG | Natural Gas Nonpeaker | 122 | 2003
18642 | Tennessee Valley Authority | 55269 | TVA Southaven Combined Cycle | MS | DeSoto | STG3 | Natural Gas Fired Combined Cycle | NG | Natural Gas Nonpeaker | 122 | 2003
4254 | Consumers Energy Co | 55270 | Jackson Generating Station | MI | Jackson | 7EA | Natural Gas Fired Combined Cycle | NG | Natural Gas Nonpeaker | 79 | 2002
4254 | Consumers Energy Co | 55270 | Jackson Generating Station | MI | Jackson | LM1 | Natural Gas Fired Combined Cycle | NG | Natural Gas Nonpeaker | 60 | 2002
4254 | Consumers Energy Co | 55270 | Jackson Generating Station | MI | Jackson | LM2 | Natural Gas Fired Combined Cycle | NG | Natural Gas Nonpeaker | 60 | 2002
4254 | Consumers Energy Co | 55270 | Jackson Generating Station | MI | Jackson | LM3 | Natural Gas Fired Combined Cycle | NG | Natural Gas Nonpeaker | 60 | 2002
4254 | Consumers Energy Co | 55270 | Jackson Generating Station | MI | Jackson | LM4 | Natural Gas Fired Combined Cycle | NG | Natural Gas Nonpeaker | 60 | 2002
4254 | Consumers Energy Co | 55270 | Jackson Generating Station | MI | Jackson | LM5 | Natural Gas Fired Combined Cycle | NG | Natural Gas Nonpeaker | 60 | 2002
4254 | Consumers Energy Co | 55270 | Jackson Generating Station | MI | Jackson | LM6 | Natural Gas Fired Combined Cycle | NG | Natural Gas Nonpeaker | 60 | 2002
4254 | Consumers Energy Co | 55270 | Jackson Generating Station | MI | Jackson | ST1 | Natural Gas Fired Combined Cycle | NG | Natural Gas Nonpeaker | 105 | 2002
4254 | Consumers Energy Co | 55270 | Jackson Generating Station | MI | Jackson | ST2 | Natural Gas Fired Combined Cycle | NG | Natural Gas Nonpeaker | 105 | 2002
31386 | Tenaska Alabama Partners LP | 55271 | Tenaska Lindsay Hill Generating Station | AL | Autauga | GTG1 | Natural Gas Fired Combined Cycle | NG | Natural Gas Nonpeaker | 183.1 | 2002
31386 | Tenaska Alabama Partners LP | 55271 | Tenaska Lindsay Hill Generating Station | AL | Autauga | GTG2 | Natural Gas Fired Combined Cycle | NG | Natural Gas Nonpeaker | 183.1 | 2002
31386 | Tenaska Alabama Partners LP | 55271 | Tenaska Lindsay Hill Generating Station | AL | Autauga | GTG3 | Natural Gas Fired Combined Cycle | NG | Natural Gas Nonpeaker | 183.1 | 2002
31386 | Tenaska Alabama Partners LP | 55271 | Tenaska Lindsay Hill Generating Station | AL | Autauga | STG1 | Natural Gas Fired Combined Cycle | NG | Natural Gas Nonpeaker | 390.1 | 2002
18016 | State Farm Mutual Auto Ins Co | 55274 | State Farm Support Center East | GA | Fulton | 2A | Petroleum Liquids | DFO | Petroleum | 1.8 | 1998
18016 | State Farm Mutual Auto Ins Co | 55274 | State Farm Support Center East | GA | Fulton | 2B | Petroleum Liquids | DFO | Petroleum | 1.8 | 1998
18016 | State Farm Mutual Auto Ins Co | 55274 | State Farm Support Center East | GA | Fulton | 3A | Petroleum Liquids | DFO | Petroleum | 1.8 | 1998
18016 | State Farm Mutual Auto Ins Co | 55274 | State Farm Support Center East | GA | Fulton | 3B | Petroleum Liquids | DFO | Petroleum | 1.8 | 1998
18016 | State Farm Mutual Auto Ins Co | 55274 | State Farm Support Center East | GA | Fulton | 4A | Petroleum Liquids | DFO | Petroleum | 1.8 | 1998
18016 | State Farm Mutual Auto Ins Co | 55274 | State Farm Support Center East | GA | Fulton | 4B | Petroleum Liquids | DFO | Petroleum | 1.8 | 1998
733 | Appalachian Power Co | 55276 | Ceredo Generating Station | WV | Wayne | 01 | Natural Gas Fired Combustion Turbine | NG | Natural Gas Peaker | 86.5 | 2001
733 | Appalachian Power Co | 55276 | Ceredo Generating Station | WV | Wayne | 02 | Natural Gas Fired Combustion Turbine | NG | Natural Gas Peaker | 86.5 | 2001
733 | Appalachian Power Co | 55276 | Ceredo Generating Station | WV | Wayne | 03 | Natural Gas Fired Combustion Turbine | NG | Natural Gas Peaker | 86.5 | 2001
733 | Appalachian Power Co | 55276 | Ceredo Generating Station | WV | Wayne | 04 | Natural Gas Fired Combustion Turbine | NG | Natural Gas Peaker | 86.5 | 2001
733 | Appalachian Power Co | 55276 | Ceredo Generating Station | WV | Wayne | 05 | Natural Gas Fired Combustion Turbine | NG | Natural Gas Peaker | 86.5 | 2001
733 | Appalachian Power Co | 55276 | Ceredo Generating Station | WV | Wayne | 06 | Natural Gas Fired Combustion Turbine | NG | Natural Gas Peaker | 86.5 | 2001
5199 | Devon Energy Production Co | 55278 | Beaver Creek Gas Plant | WY | FREMONT | 1 | Natural Gas Fired Combustion Turbine | NG | Natural Gas Peaker | 2.5 | 1983
5199 | Devon Energy Production Co | 55278 | Beaver Creek Gas Plant | WY | FREMONT | 2 | Natural Gas Fired Combustion Turbine | NG | Natural Gas Peaker | 2.5 | 1992
54885 | NRG Wholesale Generation LP | 55279 | Aurora | IL | DuPage | CTG1 | Natural Gas Fired Combustion Turbine | NG | Natural Gas Peaker | 213 | 2002
54885 | NRG Wholesale Generation LP | 55279 | Aurora | IL | DuPage | CTG10 | Natural Gas Fired Combustion Turbine | NG | Natural Gas Peaker | 71 | 2001
54885 | NRG Wholesale Generation LP | 55279 | Aurora | IL | DuPage | CTG2 | Natural Gas Fired Combustion Turbine | NG | Natural Gas Peaker | 213 | 2001
54885 | NRG Wholesale Generation LP | 55279 | Aurora | IL | DuPage | CTG3 | Natural Gas Fired Combustion Turbine | NG | Natural Gas Peaker | 210 | 2001
54885 | NRG Wholesale Generation LP | 55279 | Aurora | IL | DuPage | CTG4 | Natural Gas Fired Combustion Turbine | NG | Natural Gas Peaker | 213 | 2001
54885 | NRG Wholesale Generation LP | 55279 | Aurora | IL | DuPage | CTG5 | Natural Gas Fired Combustion Turbine | NG | Natural Gas Peaker | 71 | 2001
54885 | NRG Wholesale Generation LP | 55279 | Aurora | IL | DuPage | CTG6 | Natural Gas Fired Combustion Turbine | NG | Natural Gas Peaker | 71 | 2001
54885 | NRG Wholesale Generation LP | 55279 | Aurora | IL | DuPage | CTG7 | Natural Gas Fired Combustion Turbine | NG | Natural Gas Peaker | 71 | 2001
54885 | NRG Wholesale Generation LP | 55279 | Aurora | IL | DuPage | CTG8 | Natural Gas Fired Combustion Turbine | NG | Natural Gas Peaker | 71 | 2001
54885 | NRG Wholesale Generation LP | 55279 | Aurora | IL | DuPage | CTG9 | Natural Gas Fired Combustion Turbine | NG | Natural Gas Peaker | 71 | 2001
6035 | Exelon Power | 55281 | Southeast Chicago Energy Project | IL | Cook | GT05 | Natural Gas Fired Combustion Turbine | NG | Natural Gas Peaker | 50.9 | 2002
6035 | Exelon Power | 55281 | Southeast Chicago Energy Project | IL | Cook | GT06 | Natural Gas Fired Combustion Turbine | NG | Natural Gas Peaker | 50.9 | 2002
6035 | Exelon Power | 55281 | Southeast Chicago Energy Project | IL | Cook | GT07 | Natural Gas Fired Combustion Turbine | NG | Natural Gas Peaker | 50.9 | 2002
6035 | Exelon Power | 55281 | Southeast Chicago Energy Project | IL | Cook | GT08 | Natural Gas Fired Combustion Turbine | NG | Natural Gas Peaker | 50.9 | 2002
6035 | Exelon Power | 55281 | Southeast Chicago Energy Project | IL | Cook | GT09 | Natural Gas Fired Combustion Turbine | NG | Natural Gas Peaker | 50.9 | 2002
6035 | Exelon Power | 55281 | Southeast Chicago Energy Project | IL | Cook | GT10 | Natural Gas Fired Combustion Turbine | NG | Natural Gas Peaker | 50.9 | 2002
6035 | Exelon Power | 55281 | Southeast Chicago Energy Project | IL | Cook | GT11 | Natural Gas Fired Combustion Turbine | NG | Natural Gas Peaker | 50.9 | 2002
6035 | Exelon Power | 55281 | Southeast Chicago Energy Project | IL | Cook | GT12 | Natural Gas Fired Combustion Turbine | NG | Natural Gas Peaker | 50.9 | 2002
56812 | Arlington Valley LLC | 55282 | Arlington Valley Energy Facility | AZ | Maricopa | CTG1 | Natural Gas Fired Combined Cycle | NG | Natural Gas Nonpeaker | 198 | 2002
56812 | Arlington Valley LLC | 55282 | Arlington Valley Energy Facility | AZ | Maricopa | CTG2 | Natural Gas Fired Combined Cycle | NG | Natural Gas Nonpeaker | 198 | 2002
56812 | Arlington Valley LLC | 55282 | Arlington Valley Energy Facility | AZ | Maricopa | STG1 | Natural Gas Fired Combined Cycle | NG | Natural Gas Nonpeaker | 317 | 2002
3989 | City of Colorado Springs - (CO) | 55283 | Front Range Power Plant | CO | El Paso | 1 | Natural Gas Fired Combined Cycle | NG | Natural Gas Nonpeaker | 154 | 2003
3989 | City of Colorado Springs - (CO) | 55283 | Front Range Power Plant | CO | El Paso | 2 | Natural Gas Fired Combined Cycle | NG | Natural Gas Nonpeaker | 154 | 2003
3989 | City of Colorado Springs - (CO) | 55283 | Front Range Power Plant | CO | El Paso | 3 | Natural Gas Fired Combined Cycle | NG | Natural Gas Nonpeaker | 233 | 2003
56886 | Big Sandy Peaker Plant LLC | 55284 | Big Sandy Peaker Plant | WV | Wayne | BSG1 | Natural Gas Fired Combustion Turbine | NG | Natural Gas Peaker | 58.9 | 2001
56886 | Big Sandy Peaker Plant LLC | 55284 | Big Sandy Peaker Plant | WV | Wayne | BSG2 | Natural Gas Fired Combustion Turbine | NG | Natural Gas Peaker | 58.9 | 2001
56886 | Big Sandy Peaker Plant LLC | 55284 | Big Sandy Peaker Plant | WV | Wayne | BSG3 | Natural Gas Fired Combustion Turbine | NG | Natural Gas Peaker | 58.9 | 2001
56886 | Big Sandy Peaker Plant LLC | 55284 | Big Sandy Peaker Plant | WV | Wayne | BSG4 | Natural Gas Fired Combustion Turbine | NG | Natural Gas Peaker | 58.9 | 2001
56886 | Big Sandy Peaker Plant LLC | 55284 | Big Sandy Peaker Plant | WV | Wayne | BSG5 | Natural Gas Fired Combustion Turbine | NG | Natural Gas Peaker | 58.9 | 2001
56886 | Big Sandy Peaker Plant LLC | 55284 | Big Sandy Peaker Plant | WV | Wayne | BSG6 | Natural Gas Fired Combustion Turbine | NG | Natural Gas Peaker | 58.9 | 2001
57264 | Wolf Hills Energy LLC | 55285 | Wolf Hills Energy | VA | Washington | WHG1 | Natural Gas Fired Combustion Turbine | NG | Natural Gas Peaker | 57 | 2001
57264 | Wolf Hills Energy LLC | 55285 | Wolf Hills Energy | VA | Washington | WHG2 | Natural Gas Fired Combustion Turbine | NG | Natural Gas Peaker | 57 | 2001
57264 | Wolf Hills Energy LLC | 55285 | Wolf Hills Energy | VA | Washington | WHG3 | Natural Gas Fired Combustion Turbine | NG | Natural Gas Peaker | 57 | 2001
57264 | Wolf Hills Energy LLC | 55285 | Wolf Hills Energy | VA | Washington | WHG4 | Natural Gas Fired Combustion Turbine | NG | Natural Gas Peaker | 57 | 2001
57264 | Wolf Hills Energy LLC | 55285 | Wolf Hills Energy | VA | Washington | WHG5 | Natural Gas Fired Combustion Turbine | NG | Natural Gas Peaker | 57 | 2001
17650 | Southern Power Co | 55286 | Oleander Power Project LP | FL | Brevard | OG1 | Natural Gas Fired Combustion Turbine | NG | Natural Gas Peaker | 198.9 | 2002
17650 | Southern Power Co | 55286 | Oleander Power Project LP | FL | Brevard | OG2 | Natural Gas Fired Combustion Turbine | NG | Natural Gas Peaker | 198.9 | 2002
17650 | Southern Power Co | 55286 | Oleander Power Project LP | FL | Brevard | OG3 | Natural Gas Fired Combustion Turbine | NG | Natural Gas Peaker | 198.9 | 2002
17650 | Southern Power Co | 55286 | Oleander Power Project LP | FL | Brevard | OG4 | Natural Gas Fired Combustion Turbine | NG | Natural Gas Peaker | 198.9 | 2002
17650 | Southern Power Co | 55286 | Oleander Power Project LP | FL | Brevard | OG5 | Natural Gas Fired Combustion Turbine | NG | Natural Gas Peaker | 198.8 | 2007
59496 | Allete Clean Energy | 55287 | Storm Lake II | IA | Buena Vista | EXIS | Onshore Wind Turbine | WND | Wind | 80.2 | 1999
59178 | Brookfield Black Bear Hydro, LLC | 55288 | Medway Hydro | ME | Penobscot | MW01 | Conventional Hydroelectric | WAT | Hydro | 0.8 | 1923
59178 | Brookfield Black Bear Hydro, LLC | 55288 | Medway Hydro | ME | Penobscot | MW02 | Conventional Hydroelectric | WAT | Hydro | 0.8 | 1923
59178 | Brookfield Black Bear Hydro, LLC | 55288 | Medway Hydro | ME | Penobscot | MW03 | Conventional Hydroelectric | WAT | Hydro | 0.8 | 1923
59178 | Brookfield Black Bear Hydro, LLC | 55288 | Medway Hydro | ME | Penobscot | MW04 | Conventional Hydroelectric | WAT | Hydro | 0.8 | 1925
59178 | Brookfield Black Bear Hydro, LLC | 55288 | Medway Hydro | ME | Penobscot | MW05 | Conventional Hydroelectric | WAT | Hydro | 0.8 | 1925
2929 | Decatur Energy Center LLC | 55292 | Decatur Energy Center | AL | Morgan | CTG1 | Natural Gas Fired Combined Cycle | NG | Natural Gas Nonpeaker | 210.8 | 2002
2929 | Decatur Energy Center LLC | 55292 | Decatur Energy Center | AL | Morgan | CTG2 | Natural Gas Fired Combined Cycle | NG | Natural Gas Nonpeaker | 210.8 | 2002
2929 | Decatur Energy Center LLC | 55292 | Decatur Energy Center | AL | Morgan | CTG3 | Natural Gas Fired Combined Cycle | NG | Natural Gas Nonpeaker | 210.8 | 2003
2929 | Decatur Energy Center LLC | 55292 | Decatur Energy Center | AL | Morgan | STG1 | Natural Gas Fired Combined Cycle | NG | Natural Gas Nonpeaker | 270 | 2002
29122 | Morgan Energy Center LLC | 55293 | Morgan Energy Center | AL | Morgan | CTG1 | Natural Gas Fired Combined Cycle | NG | Natural Gas Nonpeaker | 210 | 2004
29122 | Morgan Energy Center LLC | 55293 | Morgan Energy Center | AL | Morgan | CTG2 | Natural Gas Fired Combined Cycle | NG | Natural Gas Nonpeaker | 210 | 2003
29122 | Morgan Energy Center LLC | 55293 | Morgan Energy Center | AL | Morgan | CTG3 | Natural Gas Fired Combined Cycle | NG | Natural Gas Nonpeaker | 210 | 2003
29122 | Morgan Energy Center LLC | 55293 | Morgan Energy Center | AL | Morgan | STG1 | Natural Gas Fired Combined Cycle | NG | Natural Gas Nonpeaker | 270 | 2003
2891 | Westbrook Energy Center | 55294 | Westbrook Energy Center Power Plant | ME | Cumberland | GTG1 | Natural Gas Fired Combined Cycle | NG | Natural Gas Nonpeaker | 184.2 | 2001
2891 | Westbrook Energy Center | 55294 | Westbrook Energy Center Power Plant | ME | Cumberland | GTG2 | Natural Gas Fired Combined Cycle | NG | Natural Gas Nonpeaker | 184.2 | 2001
2891 | Westbrook Energy Center | 55294 | Westbrook Energy Center Power Plant | ME | Cumberland | STG3 | Natural Gas Fired Combined Cycle | NG | Natural Gas Nonpeaker | 195.5 | 2001
58453 | AltaGas Blythe Operations Inc | 55295 | Blythe Energy Inc | CA | Riverside | CT1 | Natural Gas Fired Combined Cycle | NG | Natural Gas Nonpeaker | 182 | 2003
58453 | AltaGas Blythe Operations Inc | 55295 | Blythe Energy Inc | CA | Riverside | CT2 | Natural Gas Fired Combined Cycle | NG | Natural Gas Nonpeaker | 182 | 2003
58453 | AltaGas Blythe Operations Inc | 55295 | Blythe Energy Inc | CA | Riverside | ST1 | Natural Gas Fired Combined Cycle | NG | Natural Gas Nonpeaker | 227 | 2003
56213 | IPA Operations Inc - Calumet | 55296 | Calumet Energy Team LLC | IL | Cook | CT11 | Natural Gas Fired Combustion Turbine | NG | Natural Gas Peaker | 156.4 | 2002
56213 | IPA Operations Inc - Calumet | 55296 | Calumet Energy Team LLC | IL | Cook | CT12 | Natural Gas Fired Combustion Turbine | NG | Natural Gas Peaker | 156.4 | 2002
21579 | New Covert Generating Company LLC | 55297 | New Covert Generating Facility | MI | Van Buren | 1 | Natural Gas Fired Combined Cycle | NG | Natural Gas Nonpeaker | 245 | 2004
21579 | New Covert Generating Company LLC | 55297 | New Covert Generating Facility | MI | Van Buren | 1A | Natural Gas Fired Combined Cycle | NG | Natural Gas Nonpeaker | 147 | 2004
21579 | New Covert Generating Company LLC | 55297 | New Covert Generating Facility | MI | Van Buren | 2 | Natural Gas Fired Combined Cycle | NG | Natural Gas Nonpeaker | 245 | 2004
21579 | New Covert Generating Company LLC | 55297 | New Covert Generating Facility | MI | Van Buren | 2A | Natural Gas Fired Combined Cycle | NG | Natural Gas Nonpeaker | 147 | 2004
21579 | New Covert Generating Company LLC | 55297 | New Covert Generating Facility | MI | Van Buren | 3 | Natural Gas Fired Combined Cycle | NG | Natural Gas Nonpeaker | 245 | 2004
21579 | New Covert Generating Company LLC | 55297 | New Covert Generating Facility | MI | Van Buren | 3A | Natural Gas Fired Combined Cycle | NG | Natural Gas Nonpeaker | 147 | 2004
54817 | Fairless Energy LLC | 55298 | Fairless Energy Center | PA | Bucks | CT1A | Natural Gas Fired Combined Cycle | NG | Natural Gas Nonpeaker | 198.9 | 2004
54817 | Fairless Energy LLC | 55298 | Fairless Energy Center | PA | Bucks | CT1B | Natural Gas Fired Combined Cycle | NG | Natural Gas Nonpeaker | 198.9 | 2004
54817 | Fairless Energy LLC | 55298 | Fairless Energy Center | PA | Bucks | CT2A | Natural Gas Fired Combined Cycle | NG | Natural Gas Nonpeaker | 198.9 | 2004
54817 | Fairless Energy LLC | 55298 | Fairless Energy Center | PA | Bucks | CT2B | Natural Gas Fired Combined Cycle | NG | Natural Gas Nonpeaker | 198.9 | 2004
54817 | Fairless Energy LLC | 55298 | Fairless Energy Center | PA | Bucks | ST1 | Natural Gas Fired Combined Cycle | NG | Natural Gas Nonpeaker | 271.2 | 2004
54817 | Fairless Energy LLC | 55298 | Fairless Energy Center | PA | Bucks | ST2 | Natural Gas Fired Combined Cycle | NG | Natural Gas Nonpeaker | 271.2 | 2004
3370 | Channel Energy Center LLC | 55299 | Channel Energy Center LLC | TX | Harris | CTG1 | Natural Gas Fired Combined Cycle | NG | Natural Gas Nonpeaker | 215 | 2001
3370 | Channel Energy Center LLC | 55299 | Channel Energy Center LLC | TX | Harris | CTG2 | Natural Gas Fired Combined Cycle | NG | Natural Gas Nonpeaker | 215 | 2002
3370 | Channel Energy Center LLC | 55299 | Channel Energy Center LLC | TX | Harris | CTG3 | Natural Gas Fired Combined Cycle | NG | Natural Gas Nonpeaker | 208.8 | 2014
3370 | Channel Energy Center LLC | 55299 | Channel Energy Center LLC | TX | Harris | ST-1 | Natural Gas Fired Combined Cycle | NG | Natural Gas Nonpeaker | 285 | 2002
29849 | Wasatch Integrated Waste Management | 55302 | Wasatch Energy Systems Energy Recovery | UT | DAVIS | 1 | Municipal Solid Waste | MSW | Municipal Solid Waste | 1.6 | 1986
2671 | Baconton Power LLC | 55304 | Baconton Power Plant | GA | Mitchell | CT1 | Natural Gas Fired Combustion Turbine | NG | Natural Gas Peaker | 60.5 | 2000
2671 | Baconton Power LLC | 55304 | Baconton Power Plant | GA | Mitchell | CT4 | Natural Gas Fired Combustion Turbine | NG | Natural Gas Peaker | 60.5 | 2000
2671 | Baconton Power LLC | 55304 | Baconton Power Plant | GA | Mitchell | CT5 | Natural Gas Fired Combustion Turbine | NG | Natural Gas Peaker | 60.5 | 2000
2671 | Baconton Power LLC | 55304 | Baconton Power Plant | GA | Mitchell | CT6 | Natural Gas Fired Combustion Turbine | NG | Natural Gas Peaker | 60.5 | 2000
14412 | Gila River Power Station LP | 55306 | Gila River Power Station | AZ | Maricopa | CTG7 | Natural Gas Fired Combined Cycle | NG | Natural Gas Nonpeaker | 174 | 2003
14412 | Gila River Power Station LP | 55306 | Gila River Power Station | AZ | Maricopa | CTG8 | Natural Gas Fired Combined Cycle | NG | Natural Gas Nonpeaker | 174 | 2003
14412 | Gila River Power Station LP | 55306 | Gila River Power Station | AZ | Maricopa | ST12 | Natural Gas Fired Combined Cycle | NG | Natural Gas Nonpeaker | 271 | 2003
57295 | DTE Calvert City LLC | 55308 | Calvert City | KY | Marshall | GEN1 | Natural Gas Fired Combustion Turbine | NG | Natural Gas Peaker | 26.7 | 2000
56304 | Air Products LLC | 55309 | Air Products Port Arthur | TX | Jefferson | GEN 5 | Natural Gas Fired Combustion Turbine | NG | Natural Gas Peaker | 32.8 | 2012
56304 | Air Products LLC | 55309 | Air Products Port Arthur | TX | Jefferson | GEN1 | Natural Gas Fired Combustion Turbine | NG | Natural Gas Peaker | 37.6 | 2000
56304 | Air Products LLC | 55309 | Air Products Port Arthur | TX | Jefferson | GEN3 | Natural Gas Fired Combined Cycle | NG | Natural Gas Nonpeaker | 20.5 | 2006
56304 | Air Products LLC | 55309 | Air Products Port Arthur | TX | Jefferson | GEN4 | Natural Gas Fired Combined Cycle | NG | Natural Gas Nonpeaker | 78.2 | 2006
1182 | BASF Corporation | 55311 | BASF Freeport Works | TX | Brazoria | GEN1 | Natural Gas Fired Combustion Turbine | NG | Natural Gas Peaker | 81 | 1999
1182 | BASF Corporation | 55311 | BASF Freeport Works | TX | Brazoria | GEN2 | Natural Gas Steam Turbine | NG | Natural Gas Peaker | 11.7 | 1999
23102 | FreePort-McMoRan-Corp-Cobre Mines | 55312 | Phelps Dodge Cobre Mining | NM | Grant | 1 | Petroleum Liquids | DFO | Petroleum | 0.8 | 1982
23102 | FreePort-McMoRan-Corp-Cobre Mines | 55312 | Phelps Dodge Cobre Mining | NM | Grant | 2 | Petroleum Liquids | DFO | Petroleum | 0.8 | 1982
23102 | FreePort-McMoRan-Corp-Cobre Mines | 55312 | Phelps Dodge Cobre Mining | NM | Grant | 3 | Petroleum Liquids | DFO | Petroleum | 0.8 | 1982
26469 | Ingleside Cogeneration LP | 55313 | Ingleside Cogeneration | TX | San Patricio | CTG1 | Natural Gas Fired Combined Cycle | NG | Natural Gas Nonpeaker | 170.1 | 1999
26469 | Ingleside Cogeneration LP | 55313 | Ingleside Cogeneration | TX | San Patricio | CTG2 | Natural Gas Fired Combined Cycle | NG | Natural Gas Nonpeaker | 170.1 | 1999
26469 | Ingleside Cogeneration LP | 55313 | Ingleside Cogeneration | TX | San Patricio | STG | Natural Gas Fired Combined Cycle | NG | Natural Gas Nonpeaker | 176.8 | 1999
59368 | Calpine Fore River Energy Center, LLC | 55317 | Fore River Generating Station | MA | Norfolk | GT11 | Natural Gas Fired Combined Cycle | NG | Natural Gas Nonpeaker | 278.6 | 2003
59368 | Calpine Fore River Energy Center, LLC | 55317 | Fore River Generating Station | MA | Norfolk | GT12 | Natural Gas Fired Combined Cycle | NG | Natural Gas Nonpeaker | 278.6 | 2003
59368 | Calpine Fore River Energy Center, LLC | 55317 | Fore River Generating Station | MA | Norfolk | ST15 | Natural Gas Fired Combined Cycle | NG | Natural Gas Nonpeaker | 315 | 2003
14610 | Orlando Utilities Comm | 55318 | Indian River | FL | Brevard | 1 | Natural Gas Steam Turbine | NG | Natural Gas Peaker | 79 | 1960
14610 | Orlando Utilities Comm | 55318 | Indian River | FL | Brevard | 2 | Natural Gas Steam Turbine | NG | Natural Gas Peaker | 213 | 1964
14610 | Orlando Utilities Comm | 55318 | Indian River | FL | Brevard | 3 | Natural Gas Steam Turbine | NG | Natural Gas Peaker | 317 | 1974
38021 | Athens Regional Medical Center | 55319 | Athens Regional Medical Center | GA | Clarke | CT1 | Petroleum Liquids | DFO | Petroleum | 0.7 | 1994
38021 | Athens Regional Medical Center | 55319 | Athens Regional Medical Center | GA | Clarke | CT3 | Petroleum Liquids | DFO | Petroleum | 0.7 | 1994
38021 | Athens Regional Medical Center | 55319 | Athens Regional Medical Center | GA | Clarke | STEG3 | Petroleum Liquids | DFO | Petroleum | 0.8 | 2007
38021 | Athens Regional Medical Center | 55319 | Athens Regional Medical Center | GA | Clarke | STEG4 | Petroleum Liquids | DFO | Petroleum | 0.8 | 2007
38021 | Athens Regional Medical Center | 55319 | Athens Regional Medical Center | GA | Clarke | STEG5 | Petroleum Liquids | DFO | Petroleum | 0.8 | 2007
38021 | Athens Regional Medical Center | 55319 | Athens Regional Medical Center | GA | Clarke | STEG6 | Petroleum Liquids | DFO | Petroleum | 0.8 | 2007
21668 | Wise County Power Company LLC | 55320 | Wise County Power LLC | TX | Wise | GT1 | Natural Gas Fired Combined Cycle | NG | Natural Gas Nonpeaker | 242 | 2004
21668 | Wise County Power Company LLC | 55320 | Wise County Power LLC | TX | Wise | GT2 | Natural Gas Fired Combined Cycle | NG | Natural Gas Nonpeaker | 242 | 2004
21668 | Wise County Power Company LLC | 55320 | Wise County Power LLC | TX | Wise | ST1 | Natural Gas Fired Combined Cycle | NG | Natural Gas Nonpeaker | 262 | 2004
13407 | Nevada Power Co | 55322 | Chuck Lenzie Generating Station | NV | Clark | CTG1 | Natural Gas Fired Combined Cycle | NG | Natural Gas Nonpeaker | 201.5 | 2006
13407 | Nevada Power Co | 55322 | Chuck Lenzie Generating Station | NV | Clark | CTG2 | Natural Gas Fired Combined Cycle | NG | Natural Gas Nonpeaker | 201.5 | 2006
13407 | Nevada Power Co | 55322 | Chuck Lenzie Generating Station | NV | Clark | CTG3 | Natural Gas Fired Combined Cycle | NG | Natural Gas Nonpeaker | 201.5 | 2006
13407 | Nevada Power Co | 55322 | Chuck Lenzie Generating Station | NV | Clark | CTG4 | Natural Gas Fired Combined Cycle | NG | Natural Gas Nonpeaker | 201.5 | 2006
13407 | Nevada Power Co | 55322 | Chuck Lenzie Generating Station | NV | Clark | ST1 | Natural Gas Fired Combined Cycle | NG | Natural Gas Nonpeaker | 329.8 | 2006
13407 | Nevada Power Co | 55322 | Chuck Lenzie Generating Station | NV | Clark | ST2 | Natural Gas Fired Combined Cycle | NG | Natural Gas Nonpeaker | 329.8 | 2006
2838 | Baytown Energy Center LLC | 55327 | Baytown Energy Center | TX | Chambers | CTG1 | Natural Gas Fired Combined Cycle | NG | Natural Gas Nonpeaker | 210 | 2002
2838 | Baytown Energy Center LLC | 55327 | Baytown Energy Center | TX | Chambers | CTG2 | Natural Gas Fired Combined Cycle | NG | Natural Gas Nonpeaker | 214.8 | 2002
2838 | Baytown Energy Center LLC | 55327 | Baytown Energy Center | TX | Chambers | CTG3 | Natural Gas Fired Combined Cycle | NG | Natural Gas Nonpeaker | 214.8 | 2002
2838 | Baytown Energy Center LLC | 55327 | Baytown Energy Center | TX | Chambers | STG1 | Natural Gas Fired Combined Cycle | NG | Natural Gas Nonpeaker | 275 | 2002
7869 | Hermiston Power Partnership | 55328 | Hermiston Power Partnership | OR | Umatilla | CTG1 | Natural Gas Fired Combined Cycle | NG | Natural Gas Nonpeaker | 212.5 | 2002
7869 | Hermiston Power Partnership | 55328 | Hermiston Power Partnership | OR | Umatilla | CTG2 | Natural Gas Fired Combined Cycle | NG | Natural Gas Nonpeaker | 212.5 | 2002
7869 | Hermiston Power Partnership | 55328 | Hermiston Power Partnership | OR | Umatilla | STG1 | Natural Gas Fired Combined Cycle | NG | Natural Gas Nonpeaker | 264.4 | 2002
59416 | SEPG Operating Services, LLC WCP | 55332 | Washington County Power LLC | GA | Washington | 1 | Natural Gas Fired Combustion Turbine | NG | Natural Gas Peaker | 198.9 | 2003
59416 | SEPG Operating Services, LLC WCP | 55332 | Washington County Power LLC | GA | Washington | 2 | Natural Gas Fired Combustion Turbine | NG | Natural Gas Peaker | 198.9 | 2003
59416 | SEPG Operating Services, LLC WCP | 55332 | Washington County Power LLC | GA | Washington | 3 | Natural Gas Fired Combustion Turbine | NG | Natural Gas Peaker | 198.9 | 2003
59416 | SEPG Operating Services, LLC WCP | 55332 | Washington County Power LLC | GA | Washington | 4 | Natural Gas Fired Combustion Turbine | NG | Natural Gas Peaker | 198.9 | 2003
5030 | Delta Energy Center LLC | 55333 | Delta Energy Center | CA | Contra Costa | CTG1 | Natural Gas Fired Combined Cycle | NG | Natural Gas Nonpeaker | 212 | 2002
5030 | Delta Energy Center LLC | 55333 | Delta Energy Center | CA | Contra Costa | CTG2 | Natural Gas Fired Combined Cycle | NG | Natural Gas Nonpeaker | 212 | 2002
5030 | Delta Energy Center LLC | 55333 | Delta Energy Center | CA | Contra Costa | CTG3 | Natural Gas Fired Combined Cycle | NG | Natural Gas Nonpeaker | 213.5 | 2002
5030 | Delta Energy Center LLC | 55333 | Delta Energy Center | CA | Contra Costa | STG1 | Natural Gas Fired Combined Cycle | NG | Natural Gas Nonpeaker | 306 | 2002
49974 | NAES Corporation - (WA) | 55334 | Holland Energy Facility | IL | Shelby | CTG1 | Natural Gas Fired Combined Cycle | NG | Natural Gas Nonpeaker | 178.5 | 2002
49974 | NAES Corporation - (WA) | 55334 | Holland Energy Facility | IL | Shelby | CTG2 | Natural Gas Fired Combined Cycle | NG | Natural Gas Nonpeaker | 178.5 | 2002
49974 | NAES Corporation - (WA) | 55334 | Holland Energy Facility | IL | Shelby | STG1 | Natural Gas Fired Combined Cycle | NG | Natural Gas Nonpeaker | 345.1 | 2002
58199 | TalenEnergy Ironwood LLC | 55337 | TalenEnergy Ironwood LLC | PA | Lebanon | CT1 | Natural Gas Fired Combined Cycle | NG | Natural Gas Nonpeaker | 259.2 | 2001
58199 | TalenEnergy Ironwood LLC | 55337 | TalenEnergy Ironwood LLC | PA | Lebanon | CT2 | Natural Gas Fired Combined Cycle | NG | Natural Gas Nonpeaker | 259.2 | 2001
58199 | TalenEnergy Ironwood LLC | 55337 | TalenEnergy Ironwood LLC | PA | Lebanon | ST4 | Natural Gas Fired Combined Cycle | NG | Natural Gas Nonpeaker | 259.2 | 2001
924 | Associated Electric Coop, Inc | 55340 | Dell Power Station | AR | Mississippi | CTG1 | Natural Gas Fired Combined Cycle | NG | Natural Gas Nonpeaker | 199.3 | 2007
924 | Associated Electric Coop, Inc | 55340 | Dell Power Station | AR | Mississippi | CTG2 | Natural Gas Fired Combined Cycle | NG | Natural Gas Nonpeaker | 199.3 | 2007
924 | Associated Electric Coop, Inc | 55340 | Dell Power Station | AR | Mississippi | STG | Natural Gas Fired Combined Cycle | NG | Natural Gas Nonpeaker | 280.5 | 2007
56894 | Woodstock Hills | 55342 | Woodstock Windfarm | MN | Pipestone | WIND | Onshore Wind Turbine | WND | Wind | 10.2 | 1999
15473 | Public Service Co of NM | 55343 | Luna Energy Facility | NM | Luna | CTG1 | Natural Gas Fired Combined Cycle | NG | Natural Gas Nonpeaker | 175 | 2006
15473 | Public Service Co of NM | 55343 | Luna Energy Facility | NM | Luna | CTG2 | Natural Gas Fired Combined Cycle | NG | Natural Gas Nonpeaker | 175 | 2006
15473 | Public Service Co of NM | 55343 | Luna Energy Facility | NM | Luna | STG1 | Natural Gas Fired Combined Cycle | NG | Natural Gas Nonpeaker | 300 | 2006
14274 | Otay Mesa Energy Center LLC | 55345 | Otay Mesa Generating Project | CA | San Diego | 1-01 | Natural Gas Fired Combined Cycle | NG | Natural Gas Nonpeaker | 198.9 | 2009
14274 | Otay Mesa Energy Center LLC | 55345 | Otay Mesa Generating Project | CA | San Diego | 1-02 | Natural Gas Fired Combined Cycle | NG | Natural Gas Nonpeaker | 198.9 | 2009
14274 | Otay Mesa Energy Center LLC | 55345 | Otay Mesa Generating Project | CA | San Diego | 1-03 | Natural Gas Fired Combined Cycle | NG | Natural Gas Nonpeaker | 290.7 | 2009
56412 | IPA Operations Inc - Armstrong | 55347 | Armstrong | PA | Armstrong | 1 | Natural Gas Fired Combustion Turbine | NG | Natural Gas Peaker | 172 | 2002
56412 | IPA Operations Inc - Armstrong | 55347 | Armstrong | PA | Armstrong | 2 | Natural Gas Fired Combustion Turbine | NG | Natural Gas Peaker | 172 | 2002
56412 | IPA Operations Inc - Armstrong | 55347 | Armstrong | PA | Armstrong | 3 | Natural Gas Fired Combustion Turbine | NG | Natural Gas Peaker | 172 | 2002
56412 | IPA Operations Inc - Armstrong | 55347 | Armstrong | PA | Armstrong | 4 | Natural Gas Fired Combustion Turbine | NG | Natural Gas Peaker | 172 | 2002
56533 | Troy Energy LLC | 55348 | Troy Energy LLC | OH | Wood | 1 | Natural Gas Fired Combustion Turbine | NG | Natural Gas Peaker | 172 | 2002
56533 | Troy Energy LLC | 55348 | Troy Energy LLC | OH | Wood | 2 | Natural Gas Fired Combustion Turbine | NG | Natural Gas Peaker | 172 | 2002
56533 | Troy Energy LLC | 55348 | Troy Energy LLC | OH | Wood | 3 | Natural Gas Fired Combustion Turbine | NG | Natural Gas Peaker | 172 | 2002
56533 | Troy Energy LLC | 55348 | Troy Energy LLC | OH | Wood | 4 | Natural Gas Fired Combustion Turbine | NG | Natural Gas Peaker | 172 | 2002
55749 | Pleasants Energy LLC | 55349 | Pleasants Energy LLC | WV | Pleasants | 1 | Natural Gas Fired Combustion Turbine | NG | Natural Gas Peaker | 172 | 2002
55749 | Pleasants Energy LLC | 55349 | Pleasants Energy LLC | WV | Pleasants | 2 | Natural Gas Fired Combustion Turbine | NG | Natural Gas Peaker | 172 | 2002
733 | Appalachian Power Co | 55350 | Dresden Energy Facility | OH | Muskingum | 1 | Natural Gas Fired Combined Cycle | NG | Natural Gas Nonpeaker | 198.9 | 2012
733 | Appalachian Power Co | 55350 | Dresden Energy Facility | OH | Muskingum | 2 | Natural Gas Fired Combined Cycle | NG | Natural Gas Nonpeaker | 198.9 | 2012
733 | Appalachian Power Co | 55350 | Dresden Energy Facility | OH | Muskingum | 3 | Natural Gas Fired Combined Cycle | NG | Natural Gas Nonpeaker | 280.5 | 2012
59182 | Energy Operations Group LLC (MN) | 55353 | Lakota Ridge LLC | MN | Lincoln | NMO1 | Onshore Wind Turbine | WND | Wind | 11.2 | 1999
59182 | Energy Operations Group LLC (MN) | 55354 | Shaokatan Hills LLC | MN | Lincoln | 6150 | Onshore Wind Turbine | WND | Wind | 11.8 | 1999
2171 | Brazos Valley Energy | 55357 | Brazos Valley Generating Facility | TX | Fort Bend | CTG1 | Natural Gas Fired Combined Cycle | NG | Natural Gas Nonpeaker | 200 | 2003
2171 | Brazos Valley Energy | 55357 | Brazos Valley Generating Facility | TX | Fort Bend | CTG2 | Natural Gas Fired Combined Cycle | NG | Natural Gas Nonpeaker | 200 | 2003
2171 | Brazos Valley Energy | 55357 | Brazos Valley Generating Facility | TX | Fort Bend | STG1 | Natural Gas Fired Combined Cycle | NG | Natural Gas Nonpeaker | 275.6 | 2003
4405 | Cottonwood Energy Co LP | 55358 | Cottonwood Energy Project | TX | Newton | CT1 | Natural Gas Fired Combined Cycle | NG | Natural Gas Nonpeaker | 198.9 | 2003
4405 | Cottonwood Energy Co LP | 55358 | Cottonwood Energy Project | TX | Newton | CT2 | Natural Gas Fired Combined Cycle | NG | Natural Gas Nonpeaker | 198.9 | 2003
4405 | Cottonwood Energy Co LP | 55358 | Cottonwood Energy Project | TX | Newton | CT3 | Natural Gas Fired Combined Cycle | NG | Natural Gas Nonpeaker | 198.9 | 2003
4405 | Cottonwood Energy Co LP | 55358 | Cottonwood Energy Project | TX | Newton | CT4 | Natural Gas Fired Combined Cycle | NG | Natural Gas Nonpeaker | 198.9 | 2003
4405 | Cottonwood Energy Co LP | 55358 | Cottonwood Energy Project | TX | Newton | ST1 | Natural Gas Fired Combined Cycle | NG | Natural Gas Nonpeaker | 159.5 | 2003
4405 | Cottonwood Energy Co LP | 55358 | Cottonwood Energy Project | TX | Newton | ST2 | Natural Gas Fired Combined Cycle | NG | Natural Gas Nonpeaker | 159.5 | 2003
4405 | Cottonwood Energy Co LP | 55358 | Cottonwood Energy Project | TX | Newton | ST3 | Natural Gas Fired Combined Cycle | NG | Natural Gas Nonpeaker | 159.5 | 2003
4405 | Cottonwood Energy Co LP | 55358 | Cottonwood Energy Project | TX | Newton | ST4 | Natural Gas Fired Combined Cycle | NG | Natural Gas Nonpeaker | 159.5 | 2003
13756 | Northern Indiana Pub Serv Co | 55364 | Sugar Creek Power | IN | Vigo | CT01 | Natural Gas Fired Combined Cycle | NG | Natural Gas Nonpeaker | 203.2 | 2002
13756 | Northern Indiana Pub Serv Co | 55364 | Sugar Creek Power | IN | Vigo | CT02 | Natural Gas Fired Combined Cycle | NG | Natural Gas Nonpeaker | 203.2 | 2002
13756 | Northern Indiana Pub Serv Co | 55364 | Sugar Creek Power | IN | Vigo | ST1 | Natural Gas Fired Combined Cycle | NG | Natural Gas Nonpeaker | 213 | 2003
6035 | Exelon Power | 55365 | Exelon LaPorte Generating Station | TX | Harris | GT1 | Natural Gas Fired Combustion Turbine | NG | Natural Gas Peaker | 59 | 2001
6035 | Exelon Power | 55365 | Exelon LaPorte Generating Station | TX | Harris | GT2 | Natural Gas Fired Combustion Turbine | NG | Natural Gas Peaker | 59 | 2001
6035 | Exelon Power | 55365 | Exelon LaPorte Generating Station | TX | Harris | GT3 | Natural Gas Fired Combustion Turbine | NG | Natural Gas Peaker | 59 | 2001
6035 | Exelon Power | 55365 | Exelon LaPorte Generating Station | TX | Harris | GT4 | Natural Gas Fired Combustion Turbine | NG | Natural Gas Peaker | 59 | 2001
20424 | West Texas Wind Energy Partners LLC | 55367 | West Texas Wind Energy LLC | TX | Upton | 01 | Onshore Wind Turbine | WND | Wind | 75 | 1999
34688 | CHI Energy Inc | 55368 | Wethersfield Wind Farm | NY | Wyoming | V47 | Onshore Wind Turbine | WND | Wind | 6.6 | 2000
7972 | Hamakua Energy Partners LP | 55369 | Hamakua Energy Plant | HI | Hawaii | CT1 | Petroleum Liquids | WO | Petroleum | 23 | 2000
7972 | Hamakua Energy Partners LP | 55369 | Hamakua Energy Plant | HI | Hawaii | CT2 | Petroleum Liquids | WO | Petroleum | 23 | 2000
7972 | Hamakua Energy Partners LP | 55369 | Hamakua Energy Plant | HI | Hawaii | ST1 | Petroleum Liquids | WO | Petroleum | 20 | 2000
32790 | New Harquahala Generating Co, LLC | 55372 | Harquahala Generating Project | AZ | Maricopa | CTG1 | Natural Gas Fired Combined Cycle | NG | Natural Gas Nonpeaker | 281.7 | 2004
32790 | New Harquahala Generating Co, LLC | 55372 | Harquahala Generating Project | AZ | Maricopa | CTG2 | Natural Gas Fired Combined Cycle | NG | Natural Gas Nonpeaker | 281.7 | 2004
32790 | New Harquahala Generating Co, LLC | 55372 | Harquahala Generating Project | AZ | Maricopa | CTG3 | Natural Gas Fired Combined Cycle | NG | Natural Gas Nonpeaker | 281.7 | 2004
32790 | New Harquahala Generating Co, LLC | 55372 | Harquahala Generating Project | AZ | Maricopa | STG1 | Natural Gas Fired Combined Cycle | NG | Natural Gas Nonpeaker | 160 | 2004
32790 | New Harquahala Generating Co, LLC | 55372 | Harquahala Generating Project | AZ | Maricopa | STG2 | Natural Gas Fired Combined Cycle | NG | Natural Gas Nonpeaker | 160 | 2004
32790 | New Harquahala Generating Co, LLC | 55372 | Harquahala Generating Project | AZ | Maricopa | STG3 | Natural Gas Fired Combined Cycle | NG | Natural Gas Nonpeaker | 160 | 2004
22979 | Astoria Energy LLC | 55375 | Astoria Energy | NY | Queens | CT1 | Natural Gas Fired Combined Cycle | NG | Natural Gas Nonpeaker | 170 | 2006
22979 | Astoria Energy LLC | 55375 | Astoria Energy | NY | Queens | CT2 | Natural Gas Fired Combined Cycle | NG | Natural Gas Nonpeaker | 170 | 2006
22979 | Astoria Energy LLC | 55375 | Astoria Energy | NY | Queens | ST1 | Natural Gas Fired Combined Cycle | NG | Natural Gas Nonpeaker | 255 | 2006
23279 | Allegheny Energy Supply Co LLC | 55377 | FirstEnergy Gans | PA | FAYETTE | UNT8 | Natural Gas Fired Combustion Turbine | NG | Natural Gas Peaker | 43.8 | 2000
23279 | Allegheny Energy Supply Co LLC | 55377 | FirstEnergy Gans | PA | FAYETTE | UNT9 | Natural Gas Fired Combustion Turbine | NG | Natural Gas Peaker | 43.8 | 2000
54796 | Union Power Partners LP | 55380 | Union Power Partners LP | AR | Union | CTG1 | Natural Gas Fired Combined Cycle | NG | Natural Gas Nonpeaker | 176 | 2003
54796 | Union Power Partners LP | 55380 | Union Power Partners LP | AR | Union | CTG2 | Natural Gas Fired Combined Cycle | NG | Natural Gas Nonpeaker | 176 | 2003
54796 | Union Power Partners LP | 55380 | Union Power Partners LP | AR | Union | CTG3 | Natural Gas Fired Combined Cycle | NG | Natural Gas Nonpeaker | 176 | 2003
54796 | Union Power Partners LP | 55380 | Union Power Partners LP | AR | Union | CTG4 | Natural Gas Fired Combined Cycle | NG | Natural Gas Nonpeaker | 176 | 2003
54796 | Union Power Partners LP | 55380 | Union Power Partners LP | AR | Union | CTG5 | Natural Gas Fired Combined Cycle | NG | Natural Gas Nonpeaker | 176 | 2003
54796 | Union Power Partners LP | 55380 | Union Power Partners LP | AR | Union | CTG6 | Natural Gas Fired Combined Cycle | NG | Natural Gas Nonpeaker | 176 | 2003
54796 | Union Power Partners LP | 55380 | Union Power Partners LP | AR | Union | CTG7 | Natural Gas Fired Combined Cycle | NG | Natural Gas Nonpeaker | 176 | 2003
54796 | Union Power Partners LP | 55380 | Union Power Partners LP | AR | Union | CTG8 | Natural Gas Fired Combined Cycle | NG | Natural Gas Nonpeaker | 176 | 2003
54796 | Union Power Partners LP | 55380 | Union Power Partners LP | AR | Union | STG1 | Natural Gas Fired Combined Cycle | NG | Natural Gas Nonpeaker | 255 | 2003
54796 | Union Power Partners LP | 55380 | Union Power Partners LP | AR | Union | STG2 | Natural Gas Fired Combined Cycle | NG | Natural Gas Nonpeaker | 255 | 2003
54796 | Union Power Partners LP | 55380 | Union Power Partners LP | AR | Union | STG3 | Natural Gas Fired Combined Cycle | NG | Natural Gas Nonpeaker | 255 | 2003
54796 | Union Power Partners LP | 55380 | Union Power Partners LP | AR | Union | STG4 | Natural Gas Fired Combined Cycle | NG | Natural Gas Nonpeaker | 255 | 2003
4194 | Commonwealth Chesapeake Co LLC | 55381 | Commonwealth Chesapeake | VA | Accomack | UNT1 | Petroleum Liquids | DFO | Petroleum | 57.5 | 2000
4194 | Commonwealth Chesapeake Co LLC | 55381 | Commonwealth Chesapeake | VA | Accomack | UNT2 | Petroleum Liquids | DFO | Petroleum | 57.5 | 2000
4194 | Commonwealth Chesapeake Co LLC | 55381 | Commonwealth Chesapeake | VA | Accomack | UNT3 | Petroleum Liquids | DFO | Petroleum | 57.5 | 2000
4194 | Commonwealth Chesapeake Co LLC | 55381 | Commonwealth Chesapeake | VA | Accomack | UNT4 | Petroleum Liquids | DFO | Petroleum | 57.5 | 2001
4194 | Commonwealth Chesapeake Co LLC | 55381 | Commonwealth Chesapeake | VA | Accomack | UNT5 | Petroleum Liquids | DFO | Petroleum | 57.5 | 2001
4194 | Commonwealth Chesapeake Co LLC | 55381 | Commonwealth Chesapeake | VA | Accomack | UNT6 | Petroleum Liquids | DFO | Petroleum | 57.5 | 2001
4194 | Commonwealth Chesapeake Co LLC | 55381 | Commonwealth Chesapeake | VA | Accomack | UNT7 | Petroleum Liquids | DFO | Petroleum | 57.5 | 2001
13994 | Oglethorpe Power Corporation | 55382 | Thomas A Smith Energy Facility | GA | Murray | 1GT1 | Natural Gas Fired Combined Cycle | NG | Natural Gas Nonpeaker | 147 | 2002
13994 | Oglethorpe Power Corporation | 55382 | Thomas A Smith Energy Facility | GA | Murray | 1GT2 | Natural Gas Fired Combined Cycle | NG | Natural Gas Nonpeaker | 147 | 2002
13994 | Oglethorpe Power Corporation | 55382 | Thomas A Smith Energy Facility | GA | Murray | 1STG | Natural Gas Fired Combined Cycle | NG | Natural Gas Nonpeaker | 302 | 2002
13994 | Oglethorpe Power Corporation | 55382 | Thomas A Smith Energy Facility | GA | Murray | 2GT1 | Natural Gas Fired Combined Cycle | NG | Natural Gas Nonpeaker | 147 | 2002
13994 | Oglethorpe Power Corporation | 55382 | Thomas A Smith Energy Facility | GA | Murray | 2GT2 | Natural Gas Fired Combined Cycle | NG | Natural Gas Nonpeaker | 147 | 2002
13994 | Oglethorpe Power Corporation | 55382 | Thomas A Smith Energy Facility | GA | Murray | 2STG | Natural Gas Fired Combined Cycle | NG | Natural Gas Nonpeaker | 302 | 2002
4028 | Columbia Energy LLC | 55386 | Columbia Energy Center (SC) | SC | Calhoun | CT1 | Natural Gas Fired Combined Cycle | NG | Natural Gas Nonpeaker | 197 | 2004
4028 | Columbia Energy LLC | 55386 | Columbia Energy Center (SC) | SC | Calhoun | CT2 | Natural Gas Fired Combined Cycle | NG | Natural Gas Nonpeaker | 197 | 2004
4028 | Columbia Energy LLC | 55386 | Columbia Energy Center (SC) | SC | Calhoun | ST1 | Natural Gas Fired Combined Cycle | NG | Natural Gas Nonpeaker | 274.5 | 2004
18050 | State Farm Mutual Auto Ins Co | 55390 | State Farm Insur Support Center Central | TX | Dallas | 2A | Petroleum Liquids | DFO | Petroleum | 1.8 | 1998
18050 | State Farm Mutual Auto Ins Co | 55390 | State Farm Insur Support Center Central | TX | Dallas | 2B | Petroleum Liquids | DFO | Petroleum | 1.8 | 1998
18050 | State Farm Mutual Auto Ins Co | 55390 | State Farm Insur Support Center Central | TX | Dallas | 3A | Petroleum Liquids | DFO | Petroleum | 1.8 | 1998
18050 | State Farm Mutual Auto Ins Co | 55390 | State Farm Insur Support Center Central | TX | Dallas | 3B | Petroleum Liquids | DFO | Petroleum | 1.8 | 1998
18050 | State Farm Mutual Auto Ins Co | 55390 | State Farm Insur Support Center Central | TX | Dallas | 4A | Petroleum Liquids | DFO | Petroleum | 1.8 | 1998
18050 | State Farm Mutual Auto Ins Co | 55390 | State Farm Insur Support Center Central | TX | Dallas | 4B | Petroleum Liquids | DFO | Petroleum | 1.8 | 1998
24121 | Calpine -RockGen Energy | 55391 | RockGen Energy Center | WI | Dane | 01 | Natural Gas Fired Combustion Turbine | NG | Natural Gas Peaker | 187 | 2001
24121 | Calpine -RockGen Energy | 55391 | RockGen Energy Center | WI | Dane | 02 | Natural Gas Fired Combustion Turbine | NG | Natural Gas Peaker | 187 | 2001
24121 | Calpine -RockGen Energy | 55391 | RockGen Energy Center | WI | Dane | 03 | Natural Gas Fired Combustion Turbine | NG | Natural Gas Peaker | 187 | 2001
21191 | Zion Energy LLC | 55392 | Zion Energy Center | IL | Lake | CTG1 | Natural Gas Fired Combustion Turbine | NG | Natural Gas Peaker | 198.9 | 2002
21191 | Zion Energy LLC | 55392 | Zion Energy Center | IL | Lake | CTG2 | Natural Gas Fired Combustion Turbine | NG | Natural Gas Peaker | 198.9 | 2002
21191 | Zion Energy LLC | 55392 | Zion Energy Center | IL | Lake | CTG3 | Natural Gas Fired Combustion Turbine | NG | Natural Gas Peaker | 198.9 | 2003
2799 | Calpine Corp - Metcalf Energy Center | 55393 | Metcalf Energy Center | CA | Santa Clara | CTG1 | Natural Gas Fired Combined Cycle | NG | Natural Gas Nonpeaker | 200 | 2005
2799 | Calpine Corp - Metcalf Energy Center | 55393 | Metcalf Energy Center | CA | Santa Clara | CTG2 | Natural Gas Fired Combined Cycle | NG | Natural Gas Nonpeaker | 200 | 2005
2799 | Calpine Corp - Metcalf Energy Center | 55393 | Metcalf Energy Center | CA | Santa Clara | STG1 | Natural Gas Fired Combined Cycle | NG | Natural Gas Nonpeaker | 235 | 2005
3702 | Clarksdale Public Utilities | 55395 | Crossroads Energy Center | MS | Coahoma | CT01 | Natural Gas Fired Combustion Turbine | NG | Natural Gas Peaker | 76.6 | 2002
3702 | Clarksdale Public Utilities | 55395 | Crossroads Energy Center | MS | Coahoma | CT02 | Natural Gas Fired Combustion Turbine | NG | Natural Gas Peaker | 76.6 | 2002
3702 | Clarksdale Public Utilities | 55395 | Crossroads Energy Center | MS | Coahoma | CT03 | Natural Gas Fired Combustion Turbine | NG | Natural Gas Peaker | 76.6 | 2002
3702 | Clarksdale Public Utilities | 55395 | Crossroads Energy Center | MS | Coahoma | CT04 | Natural Gas Fired Combustion Turbine | NG | Natural Gas Peaker | 76.6 | 2002
49750 | FPL Energy Green Power | 55396 | Green Power I | CA | Riverside | WGNS | Onshore Wind Turbine | WND | Wind | 16.5 | 1975
59922 | Dynegy Washington Energy Facility | 55397 | Washington Energy Facility | OH | Washington | CT1 | Natural Gas Fired Combined Cycle | NG | Natural Gas Nonpeaker | 198.9 | 2002
59922 | Dynegy Washington Energy Facility | 55397 | Washington Energy Facility | OH | Washington | CT2 | Natural Gas Fired Combined Cycle | NG | Natural Gas Nonpeaker | 198.9 | 2002
59922 | Dynegy Washington Energy Facility | 55397 | Washington Energy Facility | OH | Washington | ST1 | Natural Gas Fired Combined Cycle | NG | Natural Gas Nonpeaker | 317.1 | 2002
34164 | Elk Hills Power LLC | 55400 | Elk Hills Power LLC | CA | Kern | CTG1 | Natural Gas Fired Combined Cycle | NG | Natural Gas Nonpeaker | 199 | 2003
34164 | Elk Hills Power LLC | 55400 | Elk Hills Power LLC | CA | Kern | CTG2 | Natural Gas Fired Combined Cycle | NG | Natural Gas Nonpeaker | 199 | 2003
34164 | Elk Hills Power LLC | 55400 | Elk Hills Power LLC | CA | Kern | STG | Natural Gas Fired Combined Cycle | NG | Natural Gas Nonpeaker | 225 | 2003
56558 | Rolling Hills Generating LLC | 55401 | Rolling Hills Generating | OH | Vinton | CT1 | Natural Gas Fired Combustion Turbine | NG | Natural Gas Peaker | 195.5 | 2003
56558 | Rolling Hills Generating LLC | 55401 | Rolling Hills Generating | OH | Vinton | CT2 | Natural Gas Fired Combustion Turbine | NG | Natural Gas Peaker | 195.5 | 2003
56558 | Rolling Hills Generating LLC | 55401 | Rolling Hills Generating | OH | Vinton | CT3 | Natural Gas Fired Combustion Turbine | NG | Natural Gas Peaker | 195.5 | 2003
56558 | Rolling Hills Generating LLC | 55401 | Rolling Hills Generating | OH | Vinton | CT4 | Natural Gas Fired Combustion Turbine | NG | Natural Gas Peaker | 195.5 | 2003
56558 | Rolling Hills Generating LLC | 55401 | Rolling Hills Generating | OH | Vinton | CT5 | Natural Gas Fired Combustion Turbine | NG | Natural Gas Peaker | 195.5 | 2003
5109 | DTE Electric Company | 55402 | Renaissance Power Plant | MI | Montcalm | CT1 | Natural Gas Fired Combustion Turbine | NG | Natural Gas Peaker | 170 | 2002
5109 | DTE Electric Company | 55402 | Renaissance Power Plant | MI | Montcalm | CT2 | Natural Gas Fired Combustion Turbine | NG | Natural Gas Peaker | 170 | 2002
5109 | DTE Electric Company | 55402 | Renaissance Power Plant | MI | Montcalm | CT3 | Natural Gas Fired Combustion Turbine | NG | Natural Gas Peaker | 170 | 2002
5109 | DTE Electric Company | 55402 | Renaissance Power Plant | MI | Montcalm | CT4 | Natural Gas Fired Combustion Turbine | NG | Natural Gas Peaker | 170 | 2002
3131 | Carville Energy LLC | 55404 | Carville Energy LLC | LA | Iberville | CTG1 | Natural Gas Fired Combined Cycle | NG | Natural Gas Nonpeaker | 187 | 2003
3131 | Carville Energy LLC | 55404 | Carville Energy LLC | LA | Iberville | CTG2 | Natural Gas Fired Combined Cycle | NG | Natural Gas Nonpeaker | 187 | 2003
3131 | Carville Energy LLC | 55404 | Carville Energy LLC | LA | Iberville | STG | Natural Gas Fired Combined Cycle | NG | Natural Gas Nonpeaker | 196 | 2003
32173 | New Athens Generating Company LLC | 55405 | Athens Generating Plant | NY | Greene | CT1 | Natural Gas Fired Combined Cycle | NG | Natural Gas Nonpeaker | 300 | 2004
32173 | New Athens Generating Company LLC | 55405 | Athens Generating Plant | NY | Greene | CT2 | Natural Gas Fired Combined Cycle | NG | Natural Gas Nonpeaker | 300 | 2004
32173 | New Athens Generating Company LLC | 55405 | Athens Generating Plant | NY | Greene | CT3 | Natural Gas Fired Combined Cycle | NG | Natural Gas Nonpeaker | 300 | 2003
32173 | New Athens Generating Company LLC | 55405 | Athens Generating Plant | NY | Greene | ST1 | Natural Gas Fired Combined Cycle | NG | Natural Gas Nonpeaker | 141 | 2004
32173 | New Athens Generating Company LLC | 55405 | Athens Generating Plant | NY | Greene | ST2 | Natural Gas Fired Combined Cycle | NG | Natural Gas Nonpeaker | 141 | 2004
32173 | New Athens Generating Company LLC | 55405 | Athens Generating Plant | NY | Greene | ST3 | Natural Gas Fired Combined Cycle | NG | Natural Gas Nonpeaker | 141 | 2004
59423 | SEPG Operating Services, LLC Effingham | 55406 | Effingham County Power Project | GA | Effingham | STG | Natural Gas Fired Combined Cycle | NG | Natural Gas Nonpeaker | 197.8 | 2003
59423 | SEPG Operating Services, LLC Effingham | 55406 | Effingham County Power Project | GA | Effingham | UNT1 | Natural Gas Fired Combined Cycle | NG | Natural Gas Nonpeaker | 199.4 | 2003
59423 | SEPG Operating Services, LLC Effingham | 55406 | Effingham County Power Project | GA | Effingham | UNT2 | Natural Gas Fired Combined Cycle | NG | Natural Gas Nonpeaker | 199.4 | 2003
34028 | Calhoun Power Co LLC | 55409 | Calhoun Energy Center | AL | Calhoun | CAL1 | Natural Gas Fired Combustion Turbine | NG | Natural Gas Peaker | 187 | 2003
34028 | Calhoun Power Co LLC | 55409 | Calhoun Energy Center | AL | Calhoun | CAL2 | Natural Gas Fired Combustion Turbine | NG | Natural Gas Peaker | 187 | 2003
34028 | Calhoun Power Co LLC | 55409 | Calhoun Energy Center | AL | Calhoun | CAL3 | Natural Gas Fired Combustion Turbine | NG | Natural Gas Peaker | 187 | 2003
34028 | Calhoun Power Co LLC | 55409 | Calhoun Energy Center | AL | Calhoun | CAL4 | Natural Gas Fired Combustion Turbine | NG | Natural Gas Peaker | 187 | 2003
55987 | CER Generation LLC | 55411 | Hillabee Energy Center | AL | Tallapoosa | HEC1 | Natural Gas Fired Combined Cycle | NG | Natural Gas Nonpeaker | 258.4 | 2010
55987 | CER Generation LLC | 55411 | Hillabee Energy Center | AL | Tallapoosa | HEC2 | Natural Gas Fired Combined Cycle | NG | Natural Gas Nonpeaker | 258.4 | 2010
55987 | CER Generation LLC | 55411 | Hillabee Energy Center | AL | Tallapoosa | HECS | Natural Gas Fired Combined Cycle | NG | Natural Gas Nonpeaker | 306 | 2010
54693 | Osprey Energy Center | 55412 | Osprey Energy Center Power Plant | FL | Polk | OEC1 | Natural Gas Fired Combined Cycle | NG | Natural Gas Nonpeaker | 192.1 | 2004
54693 | Osprey Energy Center | 55412 | Osprey Energy Center Power Plant | FL | Polk | OEC2 | Natural Gas Fired Combined Cycle | NG | Natural Gas Nonpeaker | 192.1 | 2004
54693 | Osprey Energy Center | 55412 | Osprey Energy Center Power Plant | FL | Polk | OECS | Natural Gas Fired Combined Cycle | NG | Natural Gas Nonpeaker | 260 | 2004
40192 | Shady Hills Power Co LLC | 55414 | Shady Hills Generating Station | FL | Pasco | G101 | Natural Gas Fired Combustion Turbine | NG | Natural Gas Peaker | 180.4 | 2002
40192 | Shady Hills Power Co LLC | 55414 | Shady Hills Generating Station | FL | Pasco | G201 | Natural Gas Fired Combustion Turbine | NG | Natural Gas Peaker | 180.4 | 2002
40192 | Shady Hills Power Co LLC | 55414 | Shady Hills Generating Station | FL | Pasco | G301 | Natural Gas Fired Combustion Turbine | NG | Natural Gas Peaker | 180.4 | 2002
39125 | Vandolah Power Co LLC | 55415 | Vandolah Power Station | FL | Hardee | G101 | Natural Gas Fired Combustion Turbine | NG | Natural Gas Peaker | 182 | 2002
39125 | Vandolah Power Co LLC | 55415 | Vandolah Power Station | FL | Hardee | G201 | Natural Gas Fired Combustion Turbine | NG | Natural Gas Peaker | 182 | 2002
39125 | Vandolah Power Co LLC | 55415 | Vandolah Power Station | FL | Hardee | G301 | Natural Gas Fired Combustion Turbine | NG | Natural Gas Peaker | 182 | 2002
39125 | Vandolah Power Co LLC | 55415 | Vandolah Power Station | FL | Hardee | G401 | Natural Gas Fired Combustion Turbine | NG | Natural Gas Peaker | 182 | 2002
19436 | Union Electric Co - (MO) | 55417 | Raccoon Creek Energy Center | IL | Clay | CT01 | Natural Gas Fired Combustion Turbine | NG | Natural Gas Peaker | 114 | 2002
19436 | Union Electric Co - (MO) | 55417 | Raccoon Creek Energy Center | IL | Clay | CT02 | Natural Gas Fired Combustion Turbine | NG | Natural Gas Peaker | 114 | 2002
19436 | Union Electric Co - (MO) | 55417 | Raccoon Creek Energy Center | IL | Clay | CT03 | Natural Gas Fired Combustion Turbine | NG | Natural Gas Peaker | 114 | 2002
19436 | Union Electric Co - (MO) | 55417 | Raccoon Creek Energy Center | IL | Clay | CT04 | Natural Gas Fired Combustion Turbine | NG | Natural Gas Peaker | 114 | 2002
814 | Entergy Arkansas Inc | 55418 | Hot Spring Generating Facility | AR | Hot Spring | CT1 | Natural Gas Fired Combined Cycle | NG | Natural Gas Nonpeaker | 198.9 | 2002
814 | Entergy Arkansas Inc | 55418 | Hot Spring Generating Facility | AR | Hot Spring | CT2 | Natural Gas Fired Combined Cycle | NG | Natural Gas Nonpeaker | 198.9 | 2002
814 | Entergy Arkansas Inc | 55418 | Hot Spring Generating Facility | AR | Hot Spring | ST1 | Natural Gas Fired Combined Cycle | NG | Natural Gas Nonpeaker | 317 | 2002
5347 | Dow Chemical Co | 55419 | Plaquemine Cogeneration Plant | LA | Iberville | G500 | Natural Gas Fired Combined Cycle | NG | Natural Gas Nonpeaker | 198 | 2004
5347 | Dow Chemical Co | 55419 | Plaquemine Cogeneration Plant | LA | Iberville | G600 | Natural Gas Fired Combined Cycle | NG | Natural Gas Nonpeaker | 198 | 2004
5347 | Dow Chemical Co | 55419 | Plaquemine Cogeneration Plant | LA | Iberville | G700 | Natural Gas Fired Combined Cycle | NG | Natural Gas Nonpeaker | 198 | 2004
5347 | Dow Chemical Co | 55419 | Plaquemine Cogeneration Plant | LA | Iberville | G800 | Natural Gas Fired Combined Cycle | NG | Natural Gas Nonpeaker | 198 | 2004
5347 | Dow Chemical Co | 55419 | Plaquemine Cogeneration Plant | LA | Iberville | ST5 | Natural Gas Fired Combined Cycle | NG | Natural Gas Nonpeaker | 195 | 2004
55839 | Domtar Paper Company LLC | 55429 | Kentucky Mills | KY | Hancock | 01 | Wood/Wood Waste Biomass | BLQ | Biomass | 88 | 2001
13908 | NRG South CentralOperationsInc | 55433 | Bayou Cove Peaking Power | LA | Acadia | 0001 | Natural Gas Fired Combustion Turbine | NG | Natural Gas Peaker | 104 | 2002
13908 | NRG South CentralOperationsInc | 55433 | Bayou Cove Peaking Power | LA | Acadia | 0002 | Natural Gas Fired Combustion Turbine | NG | Natural Gas Peaker | 104 | 2002
13908 | NRG South CentralOperationsInc | 55433 | Bayou Cove Peaking Power | LA | Acadia | 0003 | Natural Gas Fired Combustion Turbine | NG | Natural Gas Peaker | 104 | 2002
13908 | NRG South CentralOperationsInc | 55433 | Bayou Cove Peaking Power | LA | Acadia | 0004 | Natural Gas Fired Combustion Turbine | NG | Natural Gas Peaker | 104 | 2002
59371 | Mainline Generation LLC | 55438 | Elgin Energy Center LLC | IL | Kane | CT01 | Natural Gas Fired Combustion Turbine | NG | Natural Gas Peaker | 135 | 2002
59371 | Mainline Generation LLC | 55438 | Elgin Energy Center LLC | IL | Kane | CT02 | Natural Gas Fired Combustion Turbine | NG | Natural Gas Peaker | 135 | 2002
59371 | Mainline Generation LLC | 55438 | Elgin Energy Center LLC | IL | Kane | CT03 | Natural Gas Fired Combustion Turbine | NG | Natural Gas Peaker | 135 | 2002
59371 | Mainline Generation LLC | 55438 | Elgin Energy Center LLC | IL | Kane | CT04 | Natural Gas Fired Combustion Turbine | NG | Natural Gas Peaker | 135 | 2002
18569 | Tenaska Virginia Partners LP | 55439 | Tenaska Virginia Generating Station | VA | Fluvanna | CTG1 | Natural Gas Fired Combined Cycle | NG | Natural Gas Nonpeaker | 183.3 | 2004
18569 | Tenaska Virginia Partners LP | 55439 | Tenaska Virginia Generating Station | VA | Fluvanna | CTG2 | Natural Gas Fired Combined Cycle | NG | Natural Gas Nonpeaker | 183.3 | 2004
18569 | Tenaska Virginia Partners LP | 55439 | Tenaska Virginia Generating Station | VA | Fluvanna | CTG3 | Natural Gas Fired Combined Cycle | NG | Natural Gas Nonpeaker | 183.3 | 2004
18569 | Tenaska Virginia Partners LP | 55439 | Tenaska Virginia Generating Station | VA | Fluvanna | STG1 | Natural Gas Fired Combined Cycle | NG | Natural Gas Nonpeaker | 396.2 | 2004
18835 | Tenaska Alabama B LP | 55440 | Tenaska Central Alabama Generating Stn | AL | Autauga | CTG1 | Natural Gas Fired Combined Cycle | NG | Natural Gas Nonpeaker | 179 | 2003
18835 | Tenaska Alabama B LP | 55440 | Tenaska Central Alabama Generating Stn | AL | Autauga | CTG2 | Natural Gas Fired Combined Cycle | NG | Natural Gas Nonpeaker | 179 | 2003
18835 | Tenaska Alabama B LP | 55440 | Tenaska Central Alabama Generating Stn | AL | Autauga | CTG3 | Natural Gas Fired Combined Cycle | NG | Natural Gas Nonpeaker | 179 | 2003
18835 | Tenaska Alabama B LP | 55440 | Tenaska Central Alabama Generating Stn | AL | Autauga | ST1 | Natural Gas Fired Combined Cycle | NG | Natural Gas Nonpeaker | 390.1 | 2003
4045 | City of Columbia - (MO) | 55447 | Columbia Energy Center | MO | Boone | CT01 | Natural Gas Fired Combustion Turbine | NG | Natural Gas Peaker | 40.7 | 2001
4045 | City of Columbia - (MO) | 55447 | Columbia Energy Center | MO | Boone | CT02 | Natural Gas Fired Combustion Turbine | NG | Natural Gas Peaker | 40.7 | 2001
4045 | City of Columbia - (MO) | 55447 | Columbia Energy Center | MO | Boone | CT03 | Natural Gas Fired Combustion Turbine | NG | Natural Gas Peaker | 40.7 | 2001
4045 | City of Columbia - (MO) | 55447 | Columbia Energy Center | MO | Boone | CT04 | Natural Gas Fired Combustion Turbine | NG | Natural Gas Peaker | 40.7 | 2001
18642 | Tennessee Valley Authority | 55451 | Magnolia Power Plant | MS | Benton | CTG1 | Natural Gas Fired Combined Cycle | NG | Natural Gas Nonpeaker | 178.5 | 2003
18642 | Tennessee Valley Authority | 55451 | Magnolia Power Plant | MS | Benton | CTG2 | Natural Gas Fired Combined Cycle | NG | Natural Gas Nonpeaker | 178.5 | 2003
18642 | Tennessee Valley Authority | 55451 | Magnolia Power Plant | MS | Benton | CTG3 | Natural Gas Fired Combined Cycle | NG | Natural Gas Nonpeaker | 178.5 | 2003
18642 | Tennessee Valley Authority | 55451 | Magnolia Power Plant | MS | Benton | STG1 | Natural Gas Fired Combined Cycle | NG | Natural Gas Nonpeaker | 156 | 2003
18642 | Tennessee Valley Authority | 55451 | Magnolia Power Plant | MS | Benton | STG2 | Natural Gas Fired Combined Cycle | NG | Natural Gas Nonpeaker | 156 | 2003
18642 | Tennessee Valley Authority | 55451 | Magnolia Power Plant | MS | Benton | STG3 | Natural Gas Fired Combined Cycle | NG | Natural Gas Nonpeaker | 156 | 2003
6632 | Fountain Valley Power LLC | 55453 | Fountain Valley Power Facility | CO | El Paso | S1 | Natural Gas Fired Combustion Turbine | NG | Natural Gas Peaker | 38 | 2001
6632 | Fountain Valley Power LLC | 55453 | Fountain Valley Power Facility | CO | El Paso | S2 | Natural Gas Fired Combustion Turbine | NG | Natural Gas Peaker | 38 | 2001
6632 | Fountain Valley Power LLC | 55453 | Fountain Valley Power Facility | CO | El Paso | S3 | Natural Gas Fired Combustion Turbine | NG | Natural Gas Peaker | 38 | 2001
6632 | Fountain Valley Power LLC | 55453 | Fountain Valley Power Facility | CO | El Paso | S4 | Natural Gas Fired Combustion Turbine | NG | Natural Gas Peaker | 38 | 2001
6632 | Fountain Valley Power LLC | 55453 | Fountain Valley Power Facility | CO | El Paso | S5 | Natural Gas Fired Combustion Turbine | NG | Natural Gas Peaker | 38 | 2001
6632 | Fountain Valley Power LLC | 55453 | Fountain Valley Power Facility | CO | El Paso | S6 | Natural Gas Fired Combustion Turbine | NG | Natural Gas Peaker | 38 | 2001
803 | Arizona Public Service Co | 55455 | Red Hawk | AZ | Maricopa | CT1A | Natural Gas Fired Combined Cycle | NG | Natural Gas Nonpeaker | 187.5 | 2002
803 | Arizona Public Service Co | 55455 | Red Hawk | AZ | Maricopa | CT1B | Natural Gas Fired Combined Cycle | NG | Natural Gas Nonpeaker | 181.6 | 2002
803 | Arizona Public Service Co | 55455 | Red Hawk | AZ | Maricopa | CT2A | Natural Gas Fired Combined Cycle | NG | Natural Gas Nonpeaker | 181.6 | 2002
803 | Arizona Public Service Co | 55455 | Red Hawk | AZ | Maricopa | CT2B | Natural Gas Fired Combined Cycle | NG | Natural Gas Nonpeaker | 181.6 | 2002
803 | Arizona Public Service Co | 55455 | Red Hawk | AZ | Maricopa | ST1 | Natural Gas Fired Combined Cycle | NG | Natural Gas Nonpeaker | 204 | 2002
803 | Arizona Public Service Co | 55455 | Red Hawk | AZ | Maricopa | ST2 | Natural Gas Fired Combined Cycle | NG | Natural Gas Nonpeaker | 204 | 2002
14063 | Oklahoma Gas & Electric Co | 55457 | McClain Energy Facility | OK | McClain | CT1 | Natural Gas Fired Combined Cycle | NG | Natural Gas Nonpeaker | 176.6 | 2001
14063 | Oklahoma Gas & Electric Co | 55457 | McClain Energy Facility | OK | McClain | CT2 | Natural Gas Fired Combined Cycle | NG | Natural Gas Nonpeaker | 176.6 | 2001
14063 | Oklahoma Gas & Electric Co | 55457 | McClain Energy Facility | OK | McClain | ST1 | Natural Gas Fired Combined Cycle | NG | Natural Gas Nonpeaker | 198.1 | 2001
14063 | Oklahoma Gas & Electric Co | 55463 | Redbud Power Plant | OK | Oklahoma | CT01 | Natural Gas Fired Combined Cycle | NG | Natural Gas Nonpeaker | 198.9 | 2004
14063 | Oklahoma Gas & Electric Co | 55463 | Redbud Power Plant | OK | Oklahoma | CT02 | Natural Gas Fired Combined Cycle | NG | Natural Gas Nonpeaker | 198.9 | 2004
14063 | Oklahoma Gas & Electric Co | 55463 | Redbud Power Plant | OK | Oklahoma | CT03 | Natural Gas Fired Combined Cycle | NG | Natural Gas Nonpeaker | 198.9 | 2004
14063 | Oklahoma Gas & Electric Co | 55463 | Redbud Power Plant | OK | Oklahoma | CT04 | Natural Gas Fired Combined Cycle | NG | Natural Gas Nonpeaker | 198.9 | 2004
14063 | Oklahoma Gas & Electric Co | 55463 | Redbud Power Plant | OK | Oklahoma | ST01 | Natural Gas Fired Combined Cycle | NG | Natural Gas Nonpeaker | 159.5 | 2004
14063 | Oklahoma Gas & Electric Co | 55463 | Redbud Power Plant | OK | Oklahoma | ST02 | Natural Gas Fired Combined Cycle | NG | Natural Gas Nonpeaker | 159.5 | 2004
14063 | Oklahoma Gas & Electric Co | 55463 | Redbud Power Plant | OK | Oklahoma | ST03 | Natural Gas Fired Combined Cycle | NG | Natural Gas Nonpeaker | 159.5 | 2004
14063 | Oklahoma Gas & Electric Co | 55463 | Redbud Power Plant | OK | Oklahoma | ST04 | Natural Gas Fired Combined Cycle | NG | Natural Gas Nonpeaker | 159.5 | 2004
4994 | Deer Park Energy Center | 55464 | Deer Park Energy Center | TX | Harris | CTG1 | Natural Gas Fired Combined Cycle | NG | Natural Gas Nonpeaker | 180 | 2003
4994 | Deer Park Energy Center | 55464 | Deer Park Energy Center | TX | Harris | CTG2 | Natural Gas Fired Combined Cycle | NG | Natural Gas Nonpeaker | 180 | 2003
4994 | Deer Park Energy Center | 55464 | Deer Park Energy Center | TX | Harris | CTG3 | Natural Gas Fired Combined Cycle | NG | Natural Gas Nonpeaker | 180 | 2004
4994 | Deer Park Energy Center | 55464 | Deer Park Energy Center | TX | Harris | CTG4 | Natural Gas Fired Combined Cycle | NG | Natural Gas Nonpeaker | 180 | 2004
4994 | Deer Park Energy Center | 55464 | Deer Park Energy Center | TX | Harris | CTG6 | Natural Gas Fired Combined Cycle | NG | Natural Gas Nonpeaker | 180 | 2014
4994 | Deer Park Energy Center | 55464 | Deer Park Energy Center | TX | Harris | STG1 | Natural Gas Fired Combined Cycle | NG | Natural Gas Nonpeaker | 276 | 2004
11241 | Entergy Louisiana LLC | 55467 | Ouachita | LA | Ouachita | CTG1 | Natural Gas Fired Combined Cycle | NG | Natural Gas Nonpeaker | 179.3 | 2002
11241 | Entergy Louisiana LLC | 55467 | Ouachita | LA | Ouachita | CTG2 | Natural Gas Fired Combined Cycle | NG | Natural Gas Nonpeaker | 179.3 | 2002
11241 | Entergy Louisiana LLC | 55467 | Ouachita | LA | Ouachita | CTG3 | Natural Gas Fired Combined Cycle | NG | Natural Gas Nonpeaker | 179.3 | 2002
11241 | Entergy Louisiana LLC | 55467 | Ouachita | LA | Ouachita | STG1 | Natural Gas Fired Combined Cycle | NG | Natural Gas Nonpeaker | 122 | 2002
11241 | Entergy Louisiana LLC | 55467 | Ouachita | LA | Ouachita | STG2 | Natural Gas Fired Combined Cycle | NG | Natural Gas Nonpeaker | 122 | 2002
11241 | Entergy Louisiana LLC | 55467 | Ouachita | LA | Ouachita | STG3 | Natural Gas Fired Combined Cycle | NG | Natural Gas Nonpeaker | 122 | 2002
17566 | South Houston Green Power LLC | 55470 | Green Power 2 | TX | Galveston | ST1 | Natural Gas Fired Combined Cycle | NG | Natural Gas Nonpeaker | 110 | 2003
17566 | South Houston Green Power LLC | 55470 | Green Power 2 | TX | Galveston | ST805 | Natural Gas Fired Combined Cycle | NG | Natural Gas Nonpeaker | 250 | 2009
17566 | South Houston Green Power LLC | 55470 | Green Power 2 | TX | Galveston | TR1 | Natural Gas Fired Combined Cycle | NG | Natural Gas Nonpeaker | 167 | 2003
17566 | South Houston Green Power LLC | 55470 | Green Power 2 | TX | Galveston | TR2 | Natural Gas Fired Combined Cycle | NG | Natural Gas Nonpeaker | 167 | 2003
17566 | South Houston Green Power LLC | 55470 | Green Power 2 | TX | Galveston | TR3 | Natural Gas Fired Combined Cycle | NG | Natural Gas Nonpeaker | 167 | 2003
19545 | Black Hills Power, Inc. d/b/a | 55477 | Neil Simpson Gas Turbine #2 | WY | Campbell | GT2 | Natural Gas Fired Combustion Turbine | NG | Natural Gas Peaker | 40 | 2001
19545 | Black Hills Power, Inc. d/b/a | 55478 | Lange Gas Turbines | SD | Pennington | 0001 | Natural Gas Fired Combustion Turbine | NG | Natural Gas Peaker | 40 | 2002
19545 | Black Hills Power, Inc. d/b/a | 55479 | Wygen 1 | WY | CAMPBELL | 0001 | Conventional Steam Coal | SUB | Hard Coal | 90 | 2003
6844 | FPLE Forney LP | 55480 | Forney Energy Center | TX | Kaufman | ST1 | Natural Gas Fired Combined Cycle | NG | Natural Gas Nonpeaker | 416 | 2003
6844 | FPLE Forney LP | 55480 | Forney Energy Center | TX | Kaufman | ST2 | Natural Gas Fired Combined Cycle | NG | Natural Gas Nonpeaker | 416 | 2003
6844 | FPLE Forney LP | 55480 | Forney Energy Center | TX | Kaufman | U1 | Natural Gas Fired Combined Cycle | NG | Natural Gas Nonpeaker | 169.8 | 2003
6844 | FPLE Forney LP | 55480 | Forney Energy Center | TX | Kaufman | U2 | Natural Gas Fired Combined Cycle | NG | Natural Gas Nonpeaker | 169.8 | 2003
6844 | FPLE Forney LP | 55480 | Forney Energy Center | TX | Kaufman | U3 | Natural Gas Fired Combined Cycle | NG | Natural Gas Nonpeaker | 169.8 | 2003
6844 | FPLE Forney LP | 55480 | Forney Energy Center | TX | Kaufman | U4 | Natural Gas Fired Combined Cycle | NG | Natural Gas Nonpeaker | 169.8 | 2003
6844 | FPLE Forney LP | 55480 | Forney Energy Center | TX | Kaufman | U5 | Natural Gas Fired Combined Cycle | NG | Natural Gas Nonpeaker | 169.8 | 2003
6844 | FPLE Forney LP | 55480 | Forney Energy Center | TX | Kaufman | U6 | Natural Gas Fired Combined Cycle | NG | Natural Gas Nonpeaker | 169.8 | 2003
59532 | CAMS | 55481 | Mesquite Generating Station Block 2 | AZ | Maricopa | GT3 | Natural Gas Fired Combined Cycle | NG | Natural Gas Nonpeaker | 185.3 | 2003
59532 | CAMS | 55481 | Mesquite Generating Station Block 2 | AZ | Maricopa | GT4 | Natural Gas Fired Combined Cycle | NG | Natural Gas Nonpeaker | 185.3 | 2003
59532 | CAMS | 55481 | Mesquite Generating Station Block 2 | AZ | Maricopa | ST2 | Natural Gas Fired Combined Cycle | NG | Natural Gas Nonpeaker | 321 | 2003
15500 | Puget Sound Energy Inc | 55482 | Goldendale Generating Station | WA | Klickitat | G1 | Natural Gas Fired Combined Cycle | NG | Natural Gas Nonpeaker | 170 | 2004
15500 | Puget Sound Energy Inc | 55482 | Goldendale Generating Station | WA | Klickitat | G2 | Natural Gas Fired Combined Cycle | NG | Natural Gas Nonpeaker | 114.3 | 2004
3057 | Catawba County | 55488 | Blackburn Landfill Co-Generation | NC | CATAWBA | BB1 | Landfill Gas | LFG | Biomass | 1 | 1999
3057 | Catawba County | 55488 | Blackburn Landfill Co-Generation | NC | CATAWBA | BB2 | Landfill Gas | LFG | Biomass | 1 | 1999
3057 | Catawba County | 55488 | Blackburn Landfill Co-Generation | NC | CATAWBA | BB3 | Landfill Gas | LFG | Biomass | 0.9 | 2002
13193 | Naniwa Energy LLC | 55494 | Tri Center Naniwa Energy | NV | Storey | CT3 | Natural Gas Fired Combustion Turbine | NG | Natural Gas Peaker | 64 | 2001
13193 | Naniwa Energy LLC | 55494 | Tri Center Naniwa Energy | NV | Storey | CT4 | Natural Gas Fired Combustion Turbine | NG | Natural Gas Peaker | 64 | 2001
13193 | Naniwa Energy LLC | 55494 | Tri Center Naniwa Energy | NV | Storey | CT5 | Natural Gas Fired Combustion Turbine | NG | Natural Gas Peaker | 62 | 2001
13193 | Naniwa Energy LLC | 55494 | Tri Center Naniwa Energy | NV | Storey | CT6 | Natural Gas Fired Combustion Turbine | NG | Natural Gas Peaker | 62 | 2001
19436 | Union Electric Co - (MO) | 55496 | Goose Creek Energy Center | IL | Piatt | CT01 | Natural Gas Fired Combustion Turbine | NG | Natural Gas Peaker | 114 | 2003
19436 | Union Electric Co - (MO) | 55496 | Goose Creek Energy Center | IL | Piatt | CT02 | Natural Gas Fired Combustion Turbine | NG | Natural Gas Peaker | 114 | 2003
19436 | Union Electric Co - (MO) | 55496 | Goose Creek Energy Center | IL | Piatt | CT03 | Natural Gas Fired Combustion Turbine | NG | Natural Gas Peaker | 114 | 2003
19436 | Union Electric Co - (MO) | 55496 | Goose Creek Energy Center | IL | Piatt | CT04 | Natural Gas Fired Combustion Turbine | NG | Natural Gas Peaker | 114 | 2003
19436 | Union Electric Co - (MO) | 55496 | Goose Creek Energy Center | IL | Piatt | CT05 | Natural Gas Fired Combustion Turbine | NG | Natural Gas Peaker | 114 | 2003
19436 | Union Electric Co - (MO) | 55496 | Goose Creek Energy Center | IL | Piatt | CT06 | Natural Gas Fired Combustion Turbine | NG | Natural Gas Peaker | 114 | 2003
59527 | Calpeak Operating Services, LLC | 55499 | CalPeak Power Vaca Dixon Peaker Plant | CA | Solano | CPP1 | Natural Gas Fired Combustion Turbine | NG | Natural Gas Peaker | 60.5 | 2002
10362 | Kiowa Power Partners LLC | 55501 | Kiamichi Energy Facility | OK | Pittsburg | CTG1 | Natural Gas Fired Combined Cycle | NG | Natural Gas Nonpeaker | 183.9 | 2003
10362 | Kiowa Power Partners LLC | 55501 | Kiamichi Energy Facility | OK | Pittsburg | CTG2 | Natural Gas Fired Combined Cycle | NG | Natural Gas Nonpeaker | 183.9 | 2003
10362 | Kiowa Power Partners LLC | 55501 | Kiamichi Energy Facility | OK | Pittsburg | CTG3 | Natural Gas Fired Combined Cycle | NG | Natural Gas Nonpeaker | 183.9 | 2003
10362 | Kiowa Power Partners LLC | 55501 | Kiamichi Energy Facility | OK | Pittsburg | CTG4 | Natural Gas Fired Combined Cycle | NG | Natural Gas Nonpeaker | 183.9 | 2003
10362 | Kiowa Power Partners LLC | 55501 | Kiamichi Energy Facility | OK | Pittsburg | STG1 | Natural Gas Fired Combined Cycle | NG | Natural Gas Nonpeaker | 317.2 | 2003
10362 | Kiowa Power Partners LLC | 55501 | Kiamichi Energy Facility | OK | Pittsburg | STG2 | Natural Gas Fired Combined Cycle | NG | Natural Gas Nonpeaker | 317.2 | 2003
343 | AEP Generating Company | 55502 | Lawrenceburg Energy Facility | IN | Dearborn | 0100 | Natural Gas Fired Combined Cycle | NG | Natural Gas Nonpeaker | 268 | 2004
343 | AEP Generating Company | 55502 | Lawrenceburg Energy Facility | IN | Dearborn | 0200 | Natural Gas Fired Combined Cycle | NG | Natural Gas Nonpeaker | 268 | 2004
343 | AEP Generating Company | 55502 | Lawrenceburg Energy Facility | IN | Dearborn | 1100 | Natural Gas Fired Combined Cycle | NG | Natural Gas Nonpeaker | 174 | 2004
343 | AEP Generating Company | 55502 | Lawrenceburg Energy Facility | IN | Dearborn | 1200 | Natural Gas Fired Combined Cycle | NG | Natural Gas Nonpeaker | 174 | 2004
343 | AEP Generating Company | 55502 | Lawrenceburg Energy Facility | IN | Dearborn | 2100 | Natural Gas Fired Combined Cycle | NG | Natural Gas Nonpeaker | 174 | 2004
343 | AEP Generating Company | 55502 | Lawrenceburg Energy Facility | IN | Dearborn | 2200 | Natural Gas Fired Combined Cycle | NG | Natural Gas Nonpeaker | 174 | 2004
58620 | AEP Generation Resources Inc | 55503 | AEP Waterford Facility | OH | Washington | CTG1 | Natural Gas Fired Combined Cycle | NG | Natural Gas Nonpeaker | 174.2 | 2003
58620 | AEP Generation Resources Inc | 55503 | AEP Waterford Facility | OH | Washington | CTG2 | Natural Gas Fired Combined Cycle | NG | Natural Gas Nonpeaker | 174.2 | 2003
58620 | AEP Generation Resources Inc | 55503 | AEP Waterford Facility | OH | Washington | CTG3 | Natural Gas Fired Combined Cycle | NG | Natural Gas Nonpeaker | 174.2 | 2003
58620 | AEP Generation Resources Inc | 55503 | AEP Waterford Facility | OH | Washington | ST1 | Natural Gas Fired Combined Cycle | NG | Natural Gas Nonpeaker | 399 | 2003
30151 | Tri-State G & T Assn, Inc | 55504 | Limon Generating Station | CO | Lincoln | L1 | Natural Gas Fired Combustion Turbine | NG | Natural Gas Peaker | 77.1 | 2002
30151 | Tri-State G & T Assn, Inc | 55504 | Limon Generating Station | CO | Lincoln | L2 | Natural Gas Fired Combustion Turbine | NG | Natural Gas Peaker | 77.1 | 2002
30151 | Tri-State G & T Assn, Inc | 55505 | Frank Knutson | CO | Adams | BR1 | Natural Gas Fired Combustion Turbine | NG | Natural Gas Peaker | 77.1 | 2002
30151 | Tri-State G & T Assn, Inc | 55505 | Frank Knutson | CO | Adams | BR2 | Natural Gas Fired Combustion Turbine | NG | Natural Gas Peaker | 77.1 | 2002
59527 | Calpeak Operating Services, LLC | 55508 | CalPeak Power Panoche Peaker Plant | CA | Fresno | CPP2 | Natural Gas Fired Combustion Turbine | NG | Natural Gas Peaker | 60.5 | 2001
59527 | Calpeak Operating Services, LLC | 55510 | CalPeak Power Border Peaker Plant | CA | San Diego | CPP4 | Natural Gas Fired Combustion Turbine | NG | Natural Gas Peaker | 60.5 | 2001
16609 | San Diego Gas & Electric Co | 55512 | Cuyamaca Peak Energy Plant | CA | San Diego | CPP6 | Natural Gas Fired Combustion Turbine | NG | Natural Gas Peaker | 48.7 | 2002
59527 | Calpeak Operating Services, LLC | 55513 | CalPeak Power Enterprise Peaker Plant | CA | San Diego | CPP7 | Natural Gas Fired Combustion Turbine | NG | Natural Gas Peaker | 58.9 | 2001
11208 | Los Angeles Department of Water & Power | 55514 | Apex Generating Station | NV | Clark | CTG1 | Natural Gas Fired Combined Cycle | NG | Natural Gas Nonpeaker | 174 | 2003
11208 | Los Angeles Department of Water & Power | 55514 | Apex Generating Station | NV | Clark | CTG2 | Natural Gas Fired Combined Cycle | NG | Natural Gas Nonpeaker | 174 | 2003
11208 | Los Angeles Department of Water & Power | 55514 | Apex Generating Station | NV | Clark | STG1 | Natural Gas Fired Combined Cycle | NG | Natural Gas Nonpeaker | 252.6 | 2003
59923 | Dynegy Fayette Energy Facility | 55516 | Fayette Energy Facility | PA | Fayette | CTG1 | Natural Gas Fired Combined Cycle | NG | Natural Gas Nonpeaker | 163.5 | 2003
59923 | Dynegy Fayette Energy Facility | 55516 | Fayette Energy Facility | PA | Fayette | CTG2 | Natural Gas Fired Combined Cycle | NG | Natural Gas Nonpeaker | 163.5 | 2003
59923 | Dynegy Fayette Energy Facility | 55516 | Fayette Energy Facility | PA | Fayette | STG1 | Natural Gas Fired Combined Cycle | NG | Natural Gas Nonpeaker | 317.1 | 2003
56927 | Wallingford Energy LLC | 55517 | Wallingford Energy | CT | New Haven | CTG1 | Natural Gas Fired Combustion Turbine | NG | Natural Gas Peaker | 50 | 2001
56927 | Wallingford Energy LLC | 55517 | Wallingford Energy | CT | New Haven | CTG2 | Natural Gas Fired Combustion Turbine | NG | Natural Gas Peaker | 50 | 2001
56927 | Wallingford Energy LLC | 55517 | Wallingford Energy | CT | New Haven | CTG3 | Natural Gas Fired Combustion Turbine | NG | Natural Gas Peaker | 50 | 2001
56927 | Wallingford Energy LLC | 55517 | Wallingford Energy | CT | New Haven | CTG4 | Natural Gas Fired Combustion Turbine | NG | Natural Gas Peaker | 50 | 2001
56927 | Wallingford Energy LLC | 55517 | Wallingford Energy | CT | New Haven | CTG5 | Natural Gas Fired Combustion Turbine | NG | Natural Gas Peaker | 50 | 2001
56559 | High Desert Power Project LLC | 55518 | High Desert Power Plant | CA | San Bernardino | CTG1 | Natural Gas Fired Combined Cycle | NG | Natural Gas Nonpeaker | 173 | 2003
56559 | High Desert Power Project LLC | 55518 | High Desert Power Plant | CA | San Bernardino | CTG2 | Natural Gas Fired Combined Cycle | NG | Natural Gas Nonpeaker | 173 | 2003
56559 | High Desert Power Project LLC | 55518 | High Desert Power Plant | CA | San Bernardino | CTG3 | Natural Gas Fired Combined Cycle | NG | Natural Gas Nonpeaker | 173 | 2003
56559 | High Desert Power Project LLC | 55518 | High Desert Power Plant | CA | San Bernardino | STG1 | Natural Gas Fired Combined Cycle | NG | Natural Gas Nonpeaker | 333 | 2003
803 | Arizona Public Service Co | 55522 | Sundance | AZ | Pinal | CT1 | Natural Gas Fired Combustion Turbine | NG | Natural Gas Peaker | 60.5 | 2002
803 | Arizona Public Service Co | 55522 | Sundance | AZ | Pinal | CT10 | Natural Gas Fired Combustion Turbine | NG | Natural Gas Peaker | 60.5 | 2002
803 | Arizona Public Service Co | 55522 | Sundance | AZ | Pinal | CT2 | Natural Gas Fired Combustion Turbine | NG | Natural Gas Peaker | 60.5 | 2002
803 | Arizona Public Service Co | 55522 | Sundance | AZ | Pinal | CT3 | Natural Gas Fired Combustion Turbine | NG | Natural Gas Peaker | 60.5 | 2002
803 | Arizona Public Service Co | 55522 | Sundance | AZ | Pinal | CT4 | Natural Gas Fired Combustion Turbine | NG | Natural Gas Peaker | 60.5 | 2002
803 | Arizona Public Service Co | 55522 | Sundance | AZ | Pinal | CT5 | Natural Gas Fired Combustion Turbine | NG | Natural Gas Peaker | 60.5 | 2002
803 | Arizona Public Service Co | 55522 | Sundance | AZ | Pinal | CT6 | Natural Gas Fired Combustion Turbine | NG | Natural Gas Peaker | 60.5 | 2002
803 | Arizona Public Service Co | 55522 | Sundance | AZ | Pinal | CT7 | Natural Gas Fired Combustion Turbine | NG | Natural Gas Peaker | 60.5 | 2002
803 | Arizona Public Service Co | 55522 | Sundance | AZ | Pinal | CT8 | Natural Gas Fired Combustion Turbine | NG | Natural Gas Peaker | 60.5 | 2002
803 | Arizona Public Service Co | 55522 | Sundance | AZ | Pinal | CT9 | Natural Gas Fired Combustion Turbine | NG | Natural Gas Peaker | 60.5 | 2002
56608 | Calpine Mid-Merit LLC | 55524 | York Energy Center | PA | York | CTG1 | Natural Gas Fired Combined Cycle | NG | Natural Gas Nonpeaker | 120 | 2011
56608 | Calpine Mid-Merit LLC | 55524 | York Energy Center | PA | York | CTG2 | Natural Gas Fired Combined Cycle | NG | Natural Gas Nonpeaker | 120 | 2011
56608 | Calpine Mid-Merit LLC | 55524 | York Energy Center | PA | York | CTG3 | Natural Gas Fired Combined Cycle | NG | Natural Gas Nonpeaker | 120 | 2011
56608 | Calpine Mid-Merit LLC | 55524 | York Energy Center | PA | York | STG1 | Natural Gas Fired Combined Cycle | NG | Natural Gas Nonpeaker | 200 | 2011
12619 | Milwaukee Metro Sewerage Dist | 55525 | MMSD South Shore Wastewater | WI | Milwaukee | 1 | Other Waste Biomass | OBG | Biomass | 1.5 | 2000
12619 | Milwaukee Metro Sewerage Dist | 55525 | MMSD South Shore Wastewater | WI | Milwaukee | 1CAT | Other Waste Biomass | OBG | Biomass | 0.9 | 2009
12619 | Milwaukee Metro Sewerage Dist | 55525 | MMSD South Shore Wastewater | WI | Milwaukee | 2CAT | Other Waste Biomass | OBG | Biomass | 0.9 | 2010
12619 | Milwaukee Metro Sewerage Dist | 55525 | MMSD South Shore Wastewater | WI | Milwaukee | 3CAT | Other Waste Biomass | OBG | Biomass | 0.9 | 2009
12619 | Milwaukee Metro Sewerage Dist | 55525 | MMSD South Shore Wastewater | WI | Milwaukee | 4CAT | Other Waste Biomass | OBG | Biomass | 0.9 | 2009
56772 | TX LFG Energy, LP | 55526 | Atascosita | TX | Harris | GEN1 | Landfill Gas | LFG | Biomass | 1.7 | 2003
56772 | TX LFG Energy, LP | 55526 | Atascosita | TX | Harris | GEN2 | Landfill Gas | LFG | Biomass | 1.7 | 2003
56772 | TX LFG Energy, LP | 55526 | Atascosita | TX | Harris | GEN3 | Landfill Gas | LFG | Biomass | 1.7 | 2003
56772 | TX LFG Energy, LP | 55526 | Atascosita | TX | Harris | GEN4 | Landfill Gas | LFG | Biomass | 1.7 | 2003
56772 | TX LFG Energy, LP | 55526 | Atascosita | TX | Harris | GEN5 | Landfill Gas | LFG | Biomass | 1.7 | 2003
56772 | TX LFG Energy, LP | 55526 | Atascosita | TX | Harris | GEN6 | Landfill Gas | LFG | Biomass | 1.7 | 2004
12944 | City of Morganton - (NC) | 55534 | Water Filter Plant #2 | NC | Burke | 1299 | Petroleum Liquids | DFO | Petroleum | 1.8 | 2013
20323 | Wellhead Services Inc | 55538 | Escondido Energy Center | CA | San Diego | CTG1 | Natural Gas Fired Combustion Turbine | NG | Natural Gas Peaker | 49.9 | 2014
20323 | Wellhead Services Inc | 55540 | Chula Vista Energy Center | CA | San Diego | GEN1 | Natural Gas Fired Combustion Turbine | NG | Natural Gas Peaker | 44 | 2001
49981 | Diamond Generating Corporation | 55541 | Indigo Energy Facility | CA | Riverside | CTG1 | Natural Gas Fired Combustion Turbine | NG | Natural Gas Peaker | 49.9 | 2001
49981 | Diamond Generating Corporation | 55541 | Indigo Energy Facility | CA | Riverside | CTG2 | Natural Gas Fired Combustion Turbine | NG | Natural Gas Peaker | 49.9 | 2001
49981 | Diamond Generating Corporation | 55541 | Indigo Energy Facility | CA | Riverside | CTG3 | Natural Gas Fired Combustion Turbine | NG | Natural Gas Peaker | 49.9 | 2001
49981 | Diamond Generating Corporation | 55542 | Larkspur Energy Facility | CA | San Diego | CTG1 | Natural Gas Fired Combustion Turbine | NG | Natural Gas Peaker | 49.9 | 2001
49981 | Diamond Generating Corporation | 55542 | Larkspur Energy Facility | CA | San Diego | CTG2 | Natural Gas Fired Combustion Turbine | NG | Natural Gas Peaker | 49.9 | 2001
14372 | Pacific Klamath Energy Inc | 55544 | Klamath Expansion Project | OR | Klamath | GT1 | Natural Gas Fired Combustion Turbine | NG | Natural Gas Peaker | 29.4 | 2002
14372 | Pacific Klamath Energy Inc | 55544 | Klamath Expansion Project | OR | Klamath | GT2 | Natural Gas Fired Combustion Turbine | NG | Natural Gas Peaker | 29.4 | 2002
14372 | Pacific Klamath Energy Inc | 55544 | Klamath Expansion Project | OR | Klamath | GT3 | Natural Gas Fired Combustion Turbine | NG | Natural Gas Peaker | 29.4 | 2002
14372 | Pacific Klamath Energy Inc | 55544 | Klamath Expansion Project | OR | Klamath | GT4 | Natural Gas Fired Combustion Turbine | NG | Natural Gas Peaker | 29.4 | 2002
2934 | Calpine Corp - Hidalgo | 55545 | Hidalgo Energy Center | TX | Hidalgo | CTG1 | Natural Gas Fired Combined Cycle | NG | Natural Gas Nonpeaker | 176.6 | 2000
2934 | Calpine Corp - Hidalgo | 55545 | Hidalgo Energy Center | TX | Hidalgo | CTG2 | Natural Gas Fired Combined Cycle | NG | Natural Gas Nonpeaker | 176.6 | 2000
2934 | Calpine Corp - Hidalgo | 55545 | Hidalgo Energy Center | TX | Hidalgo | STG1 | Natural Gas Fired Combined Cycle | NG | Natural Gas Nonpeaker | 198.1 | 2000
56772 | TX LFG Energy, LP | 55551 | Baytown | TX | Chambers | UNT1 | Landfill Gas | LFG | Biomass | 1 | 2003
56772 | TX LFG Energy, LP | 55551 | Baytown | TX | Chambers | UNT2 | Landfill Gas | LFG | Biomass | 1 | 2003
56772 | TX LFG Energy, LP | 55551 | Baytown | TX | Chambers | UNT3 | Landfill Gas | LFG | Biomass | 1 | 2003
56772 | TX LFG Energy, LP | 55551 | Baytown | TX | Chambers | UNT4 | Landfill Gas | LFG | Biomass | 1 | 2003
56772 | TX LFG Energy, LP | 55552 | Bluebonnet | TX | Harris | UNT1 | Landfill Gas | LFG | Biomass | 1 | 2003
56772 | TX LFG Energy, LP | 55552 | Bluebonnet | TX | Harris | UNT2 | Landfill Gas | LFG | Biomass | 1 | 2003
56772 | TX LFG Energy, LP | 55552 | Bluebonnet | TX | Harris | UNT3 | Landfill Gas | LFG | Biomass | 1 | 2003
56772 | TX LFG Energy, LP | 55552 | Bluebonnet | TX | Harris | UNT4 | Landfill Gas | LFG | Biomass | 1 | 2003
56772 | TX LFG Energy, LP | 55554 | Coastal Plains | TX | Galveston | UNT1 | Landfill Gas | LFG | Biomass | 1.7 | 2003
56772 | TX LFG Energy, LP | 55554 | Coastal Plains | TX | Galveston | UNT2 | Landfill Gas | LFG | Biomass | 1.7 | 2003
56772 | TX LFG Energy, LP | 55554 | Coastal Plains | TX | Galveston | UNT3 | Landfill Gas | LFG | Biomass | 1.7 | 2003
56772 | TX LFG Energy, LP | 55554 | Coastal Plains | TX | Galveston | UNT4 | Landfill Gas | LFG | Biomass | 1.7 | 2003
56772 | TX LFG Energy, LP | 55556 | Security | TX | Montgomery | UNT2 | Landfill Gas | LFG | Biomass | 1.7 | 2003
56772 | TX LFG Energy, LP | 55556 | Security | TX | Montgomery | UNT3 | Landfill Gas | LFG | Biomass | 1.7 | 2003
991 | Air Products & Chemicals Inc | 55557 | Wilmington Hydrogen Plant | CA | Los Angeles | T101 | All Other | WH | Other | 31.9 | 1996
21025 | WPS Power Developement | 55558 | Combined Locks Energy Center | WI | Outagamie | GEN1 | Natural Gas Fired Combined Cycle | NG | Natural Gas Nonpeaker | 60.5 | 2002
21025 | WPS Power Developement | 55558 | Combined Locks Energy Center | WI | Outagamie | GEN2 | Natural Gas Fired Combined Cycle | NG | Natural Gas Nonpeaker | 6 | 2002
6607 | FPL Energy Vansycle LLC | 55560 | FPL Energy Vansycle LLC (WA) | WA | Walla Walla | V-47 | Onshore Wind Turbine | WND | Wind | 176.9 | 2001
54725 | CHI Operations Inc | 55561 | Tsar Nicholas LLC | MN | Lincoln | TN30 | Onshore Wind Turbine | WND | Wind | 1.9 | 2001
54725 | CHI Operations Inc | 55562 | Sun River LLC | MN | Lincoln | SU30 | Onshore Wind Turbine | WND | Wind | 1.9 | 2001
54725 | CHI Operations Inc | 55563 | Julia Hills LLC | MN | Lincoln | JH30 | Onshore Wind Turbine | WND | Wind | 1.9 | 2001
54725 | CHI Operations Inc | 55564 | Jessica Mills LLC | MN | Lincoln | JM30 | Onshore Wind Turbine | WND | Wind | 1.9 | 2001
54725 | CHI Operations Inc | 55565 | Jack River LLC | MN | Lincoln | JR30 | Onshore Wind Turbine | WND | Wind | 1.9 | 2001
54725 | CHI Operations Inc | 55566 | Autumn Hills LLC | MN | Lincoln | AH30 | Onshore Wind Turbine | WND | Wind | 1.9 | 2001
54725 | CHI Operations Inc | 55567 | Winters Spawn LLC | MN | Lincoln | WS30 | Onshore Wind Turbine | WND | Wind | 1.9 | 2001
54725 | CHI Operations Inc | 55568 | Twin Lake Hills LLC | MN | Lincoln | TL30 | Onshore Wind Turbine | WND | Wind | 1.9 | 2000
54725 | CHI Operations Inc | 55569 | Spartan Hills LLC | MN | Lincoln | SH30 | Onshore Wind Turbine | WND | Wind | 1.9 | 2001
54725 | CHI Operations Inc | 55570 | Soliloquoy Ridge LLC | MN | Lincoln | SR30 | Onshore Wind Turbine | WND | Wind | 1.9 | 2001
54725 | CHI Operations Inc | 55571 | Ruthton Ridge LLC | MN | Lincoln | RR30 | Onshore Wind Turbine | WND | Wind | 1.9 | 2001
54725 | CHI Operations Inc | 55572 | Hope Creek LLC | MN | Lincoln | HC30 | Onshore Wind Turbine | WND | Wind | 1.9 | 2001
54725 | CHI Operations Inc | 55573 | Hadley Ridge LLC | MN | Lincoln | HR30 | Onshore Wind Turbine | WND | Wind | 1.9 | 2000
54725 | CHI Operations Inc | 55574 | Florence Hills LLC | MN | Lincoln | FH30 | Onshore Wind Turbine | WND | Wind | 1.9 | 2001
54725 | CHI Operations Inc | 55576 | Agassiz Beach LLC | MN | Clay | AB30 | Onshore Wind Turbine | WND | Wind | 1.9 | 2001
5701 | El Paso Electric Co | 55578 | Hueco Mountain Wind Ranch | TX | Hudspeth | EXIS | Onshore Wind Turbine | WND | Wind | 1.3 | 2001
17058 | Shell Wind Energy Inc. | 55579 | Llano Estacado Wind Ranch | TX | Carson | EXIS | Onshore Wind Turbine | WND | Wind | 80 | 2001
6354 | FPL Energy Upton Wind LP | 55581 | King Mountain Wind Ranch 1 | TX | Upton | EXIS | Onshore Wind Turbine | WND | Wind | 278 | 2001
25049 | Gas Recovery Systems Inc | 55588 | GRS Sunset Farms | TX | Travis | 1 | Landfill Gas | LFG | Biomass | 1 | 1996
25049 | Gas Recovery Systems Inc | 55588 | GRS Sunset Farms | TX | Travis | 2 | Landfill Gas | LFG | Biomass | 1 | 1996
25049 | Gas Recovery Systems Inc | 55588 | GRS Sunset Farms | TX | Travis | 3 | Landfill Gas | LFG | Biomass | 1 | 1996
25049 | Gas Recovery Systems Inc | 55588 | GRS Sunset Farms | TX | Travis | 4 | Landfill Gas | LFG | Biomass | 1 | 2004
25049 | Gas Recovery Systems Inc | 55589 | GRS Fall River | MA | Bristol | 3 | Landfill Gas | LFG | Biomass | 5.3 | 2000
7011 | Gas Recovery Services-IL Inc | 55592 | Mallard Lake Electric | IL | DuPage | 1 | Landfill Gas | LFG | Biomass | 5 | 1997
7011 | Gas Recovery Services-IL Inc | 55592 | Mallard Lake Electric | IL | DuPage | 2 | Landfill Gas | LFG | Biomass | 5 | 1997
7011 | Gas Recovery Services-IL Inc | 55592 | Mallard Lake Electric | IL | DuPage | 4 | Landfill Gas | LFG | Biomass | 10 | 1997
25049 | Gas Recovery Systems Inc | 55596 | GRS Arbor Hills | MI | Washtenaw | 0001 | Landfill Gas | LFG | Biomass | 5 | 1996
25049 | Gas Recovery Systems Inc | 55596 | GRS Arbor Hills | MI | Washtenaw | 0002 | Landfill Gas | LFG | Biomass | 5 | 1996
25049 | Gas Recovery Systems Inc | 55596 | GRS Arbor Hills | MI | Washtenaw | 0003 | Landfill Gas | LFG | Biomass | 5 | 1996
25049 | Gas Recovery Systems Inc | 55596 | GRS Arbor Hills | MI | Washtenaw | 0004 | Landfill Gas | LFG | Biomass | 10 | 1996
25049 | Gas Recovery Systems Inc | 55596 | GRS Arbor Hills | MI | Washtenaw | 0005 | Landfill Gas | LFG | Biomass | 5.3 | 2005
25049 | Gas Recovery Systems Inc | 55597 | GRS C&C | MI | Calhoun | 1 | Landfill Gas | LFG | Biomass | 1 | 1995
25049 | Gas Recovery Systems Inc | 55597 | GRS C&C | MI | Calhoun | 2 | Landfill Gas | LFG | Biomass | 1 | 1995
25049 | Gas Recovery Systems Inc | 55597 | GRS C&C | MI | Calhoun | 3 | Landfill Gas | LFG | Biomass | 1 | 1995
25049 | Gas Recovery Systems Inc | 55597 | GRS C&C | MI | Calhoun | 4 | Landfill Gas | LFG | Biomass | 2.7 | 2007
57247 | Pine Bend LLC | 55598 | GRS Pine Bend | MN | Dakota | 1 | Landfill Gas | LFG | Biomass | 5 | 1996
57247 | Pine Bend LLC | 55598 | GRS Pine Bend | MN | Dakota | 2 | Landfill Gas | LFG | Biomass | 5 | 1996
57247 | Pine Bend LLC | 55598 | GRS Pine Bend | MN | Dakota | 3 | Landfill Gas | LFG | Biomass | 6.6 | 1996
25049 | Gas Recovery Systems Inc | 55599 | GRS CMS | NC | Cabarrus | 1 | Landfill Gas | LFG | Biomass | 5.3 | 1999
20323 | Wellhead Services Inc | 55600 | Binghamton Cogen | NY | Broome | 1 | Natural Gas Fired Combustion Turbine | NG | Natural Gas Peaker | 47.7 | 1992
57250 | MM Prima Deshecha Energy LLC | 55601 | Prima Plant | CA | Orange | UNT1 | Landfill Gas | LFG | Biomass | 3 | 1999
57250 | MM Prima Deshecha Energy LLC | 55601 | Prima Plant | CA | Orange | UNT2 | Landfill Gas | LFG | Biomass | 3 | 1999
57235 | MM San Diego Energy-North City | 55602 | MM San Diego-North City | CA | San Diego | UNT1 | Landfill Gas | LFG | Biomass | 0.9 | 1999
57235 | MM San Diego Energy-North City | 55602 | MM San Diego-North City | CA | San Diego | UNT2 | Landfill Gas | LFG | Biomass | 0.9 | 1999
57235 | MM San Diego Energy-North City | 55602 | MM San Diego-North City | CA | San Diego | UNT3 | Landfill Gas | LFG | Biomass | 0.9 | 1999
57235 | MM San Diego Energy-North City | 55602 | MM San Diego-North City | CA | San Diego | UNT4 | Landfill Gas | LFG | Biomass | 0.9 | 1999
57251 | MM Tajiguas Energy LLC | 55603 | Tajiguas Plant | CA | Santa Barbara | UNT1 | Landfill Gas | LFG | Biomass | 3 | 2000
14354 | PacifiCorp | 55607 | Foote Creek I | WY | Carbon | GEN1 | Onshore Wind Turbine | WND | Wind | 41.4 | 1999
2770 | Terra-Gen Operating Co LLC | 55608 | Foote Creek II | WY | Albany | GEN1 | Onshore Wind Turbine | WND | Wind | 1.8 | 1999
2770 | Terra-Gen Operating Co LLC | 55609 | Foote Creek III | WY | Albany | GEN1 | Onshore Wind Turbine | WND | Wind | 24.8 | 1999
2770 | Terra-Gen Operating Co LLC | 55610 | Foote Creek IV | WY | Carbon | GEN1 | Onshore Wind Turbine | WND | Wind | 16.8 | 2000
12773 | Monmouth Energy Inc | 55618 | Monmouth Landfill Gas to Energy | NJ | Monmouth | GEN1 | Landfill Gas | LFG | Biomass | 4.9 | 1998
12773 | Monmouth Energy Inc | 55618 | Monmouth Landfill Gas to Energy | NJ | Monmouth | GEN2 | Landfill Gas | LFG | Biomass | 4.9 | 1998
20238 | Watchtower Bible & Tract Soc-NY | 55619 | Watchtower Educational Center | NY | PUTNAM | GEN1 | Natural Gas Internal Combustion Engine | NG | Natural Gas Peaker | 0.7 | 1996
20238 | Watchtower Bible & Tract Soc-NY | 55619 | Watchtower Educational Center | NY | PUTNAM | GEN2 | Petroleum Liquids | DFO | Petroleum | 0.7 | 1993
20238 | Watchtower Bible & Tract Soc-NY | 55619 | Watchtower Educational Center | NY | PUTNAM | GEN3 | Natural Gas Internal Combustion Engine | NG | Natural Gas Peaker | 0.7 | 2000
11241 | Entergy Louisiana LLC | 55620 | Perryville Power Station | LA | Ouachita | 2-CT | Natural Gas Fired Combustion Turbine | NG | Natural Gas Peaker | 186.2 | 2001
11241 | Entergy Louisiana LLC | 55620 | Perryville Power Station | LA | Ouachita | CT-1 | Natural Gas Fired Combined Cycle | NG | Natural Gas Nonpeaker | 198.9 | 2002
11241 | Entergy Louisiana LLC | 55620 | Perryville Power Station | LA | Ouachita | CT-2 | Natural Gas Fired Combined Cycle | NG | Natural Gas Nonpeaker | 198.9 | 2002
11241 | Entergy Louisiana LLC | 55620 | Perryville Power Station | LA | Ouachita | ST-1 | Natural Gas Fired Combined Cycle | NG | Natural Gas Nonpeaker | 240.1 | 2002
59367 | West Valley Power, LLC | 55622 | West Valley Generation Project | UT | Salt Lake | U1 | Natural Gas Fired Combustion Turbine | NG | Natural Gas Peaker | 43.4 | 2002
59367 | West Valley Power, LLC | 55622 | West Valley Generation Project | UT | Salt Lake | U2 | Natural Gas Fired Combustion Turbine | NG | Natural Gas Peaker | 43.4 | 2002
59367 | West Valley Power, LLC | 55622 | West Valley Generation Project | UT | Salt Lake | U3 | Natural Gas Fired Combustion Turbine | NG | Natural Gas Peaker | 43.4 | 2001
59367 | West Valley Power, LLC | 55622 | West Valley Generation Project | UT | Salt Lake | U4 | Natural Gas Fired Combustion Turbine | NG | Natural Gas Peaker | 43.4 | 2001
59367 | West Valley Power, LLC | 55622 | West Valley Generation Project | UT | Salt Lake | U5 | Natural Gas Fired Combustion Turbine | NG | Natural Gas Peaker | 43.4 | 2002
49971 | Creed Energy Center LLC | 55625 | Creed Energy Center | CA | SOLANO | CT1 | Natural Gas Fired Combustion Turbine | NG | Natural Gas Peaker | 47 | 2003
49972 | Gilroy Energy Center LLC | 55626 | Lambie Energy Center | CA | Solano | CT1 | Natural Gas Fired Combustion Turbine | NG | Natural Gas Peaker | 47 | 2003
49970 | Goose Haven Energy Center | 55627 | Goose Haven Energy Center | CA | Solano | CT1 | Natural Gas Fired Combustion Turbine | NG | Natural Gas Peaker | 47 | 2003
56928 | LSP University Park LLC | 55640 | University Park North | IL | Will | 1 | Natural Gas Fired Combustion Turbine | NG | Natural Gas Peaker | 60.5 | 2002
56928 | LSP University Park LLC | 55640 | University Park North | IL | Will | 10 | Natural Gas Fired Combustion Turbine | NG | Natural Gas Peaker | 60.5 | 2002
56928 | LSP University Park LLC | 55640 | University Park North | IL | Will | 11 | Natural Gas Fired Combustion Turbine | NG | Natural Gas Peaker | 60.5 | 2002
56928 | LSP University Park LLC | 55640 | University Park North | IL | Will | 12 | Natural Gas Fired Combustion Turbine | NG | Natural Gas Peaker | 60.5 | 2002
56928 | LSP University Park LLC | 55640 | University Park North | IL | Will | 2 | Natural Gas Fired Combustion Turbine | NG | Natural Gas Peaker | 60.5 | 2002
56928 | LSP University Park LLC | 55640 | University Park North | IL | Will | 3 | Natural Gas Fired Combustion Turbine | NG | Natural Gas Peaker | 60.5 | 2002
56928 | LSP University Park LLC | 55640 | University Park North | IL | Will | 4 | Natural Gas Fired Combustion Turbine | NG | Natural Gas Peaker | 60.5 | 2002
56928 | LSP University Park LLC | 55640 | University Park North | IL | Will | 5 | Natural Gas Fired Combustion Turbine | NG | Natural Gas Peaker | 60.5 | 2002
56928 | LSP University Park LLC | 55640 | University Park North | IL | Will | 6 | Natural Gas Fired Combustion Turbine | NG | Natural Gas Peaker | 60.5 | 2002
56928 | LSP University Park LLC | 55640 | University Park North | IL | Will | 7 | Natural Gas Fired Combustion Turbine | NG | Natural Gas Peaker | 60.5 | 2002
56928 | LSP University Park LLC | 55640 | University Park North | IL | Will | 8 | Natural Gas Fired Combustion Turbine | NG | Natural Gas Peaker | 60.5 | 2002
56928 | LSP University Park LLC | 55640 | University Park North | IL | Will | 9 | Natural Gas Fired Combustion Turbine | NG | Natural Gas Peaker | 60.5 | 2002
20856 | Wisconsin Power & Light Co | 55641 | Riverside Energy Center | WI | Rock | CTG1 | Natural Gas Fired Combined Cycle | NG | Natural Gas Nonpeaker | 198.9 | 2004
20856 | Wisconsin Power & Light Co | 55641 | Riverside Energy Center | WI | Rock | CTG2 | Natural Gas Fired Combined Cycle | NG | Natural Gas Nonpeaker | 198.9 | 2004
20856 | Wisconsin Power & Light Co | 55641 | Riverside Energy Center | WI | Rock | STG1 | Natural Gas Fired Combined Cycle | NG | Natural Gas Nonpeaker | 277.1 | 2004
15466 | Public Service Co of Colorado | 55645 | Blue Spruce Energy Center | CO | Adams | CT01 | Natural Gas Fired Combustion Turbine | NG | Natural Gas Peaker | 198.9 | 2003
15466 | Public Service Co of Colorado | 55645 | Blue Spruce Energy Center | CO | Adams | CT02 | Natural Gas Fired Combustion Turbine | NG | Natural Gas Peaker | 198.9 | 2003
15142 | Plains End Operating Services LLC | 55650 | Plains End | CO | Jefferson | GE10 | Natural Gas Internal Combustion Engine | NG | Natural Gas Peaker | 5.7 | 2002
15142 | Plains End Operating Services LLC | 55650 | Plains End | CO | Jefferson | GE11 | Natural Gas Internal Combustion Engine | NG | Natural Gas Peaker | 5.7 | 2002
15142 | Plains End Operating Services LLC | 55650 | Plains End | CO | Jefferson | GE12 | Natural Gas Internal Combustion Engine | NG | Natural Gas Peaker | 5.7 | 2002
15142 | Plains End Operating Services LLC | 55650 | Plains End | CO | Jefferson | GE13 | Natural Gas Internal Combustion Engine | NG | Natural Gas Peaker | 5.7 | 2002
15142 | Plains End Operating Services LLC | 55650 | Plains End | CO | Jefferson | GE14 | Natural Gas Internal Combustion Engine | NG | Natural Gas Peaker | 5.7 | 2002
15142 | Plains End Operating Services LLC | 55650 | Plains End | CO | Jefferson | GE15 | Natural Gas Internal Combustion Engine | NG | Natural Gas Peaker | 5.7 | 2002
15142 | Plains End Operating Services LLC | 55650 | Plains End | CO | Jefferson | GE16 | Natural Gas Internal Combustion Engine | NG | Natural Gas Peaker | 5.7 | 2002
15142 | Plains End Operating Services LLC | 55650 | Plains End | CO | Jefferson | GE17 | Natural Gas Internal Combustion Engine | NG | Natural Gas Peaker | 5.7 | 2002
15142 | Plains End Operating Services LLC | 55650 | Plains End | CO | Jefferson | GE18 | Natural Gas Internal Combustion Engine | NG | Natural Gas Peaker | 5.7 | 2002
15142 | Plains End Operating Services LLC | 55650 | Plains End | CO | Jefferson | GE19 | Natural Gas Internal Combustion Engine | NG | Natural Gas Peaker | 5.7 | 2002
15142 | Plains End Operating Services LLC | 55650 | Plains End | CO | Jefferson | GE20 | Natural Gas Internal Combustion Engine | NG | Natural Gas Peaker | 5.7 | 2002
15142 | Plains End Operating Services LLC | 55650 | Plains End | CO | Jefferson | GEN1 | Natural Gas Internal Combustion Engine | NG | Natural Gas Peaker | 5.7 | 2002
15142 | Plains End Operating Services LLC | 55650 | Plains End | CO | Jefferson | GEN2 | Natural Gas Internal Combustion Engine | NG | Natural Gas Peaker | 5.7 | 2002
15142 | Plains End Operating Services LLC | 55650 | Plains End | CO | Jefferson | GEN3 | Natural Gas Internal Combustion Engine | NG | Natural Gas Peaker | 5.7 | 2002
15142 | Plains End Operating Services LLC | 55650 | Plains End | CO | Jefferson | GEN4 | Natural Gas Internal Combustion Engine | NG | Natural Gas Peaker | 5.7 | 2002
15142 | Plains End Operating Services LLC | 55650 | Plains End | CO | Jefferson | GEN5 | Natural Gas Internal Combustion Engine | NG | Natural Gas Peaker | 5.7 | 2002
15142 | Plains End Operating Services LLC | 55650 | Plains End | CO | Jefferson | GEN6 | Natural Gas Internal Combustion Engine | NG | Natural Gas Peaker | 5.7 | 2002
15142 | Plains End Operating Services LLC | 55650 | Plains End | CO | Jefferson | GEN7 | Natural Gas Internal Combustion Engine | NG | Natural Gas Peaker | 5.7 | 2002
15142 | Plains End Operating Services LLC | 55650 | Plains End | CO | Jefferson | GEN8 | Natural Gas Internal Combustion Engine | NG | Natural Gas Peaker | 5.7 | 2002
15142 | Plains End Operating Services LLC | 55650 | Plains End | CO | Jefferson | GEN9 | Natural Gas Internal Combustion Engine | NG | Natural Gas Peaker | 5.7 | 2002
22500 | Westar Energy Inc | 55651 | Spring Creek Energy Center | OK | Logan | CT01 | Natural Gas Fired Combustion Turbine | NG | Natural Gas Peaker | 84.5 | 2001
22500 | Westar Energy Inc | 55651 | Spring Creek Energy Center | OK | Logan | CT02 | Natural Gas Fired Combustion Turbine | NG | Natural Gas Peaker | 84.5 | 2001
22500 | Westar Energy Inc | 55651 | Spring Creek Energy Center | OK | Logan | CT03 | Natural Gas Fired Combustion Turbine | NG | Natural Gas Peaker | 84.5 | 2001
22500 | Westar Energy Inc | 55651 | Spring Creek Energy Center | OK | Logan | CT04 | Natural Gas Fired Combustion Turbine | NG | Natural Gas Peaker | 84.5 | 2001
23279 | Allegheny Energy Supply Co LLC | 55654 | FirstEnergy Chambersburg | PA | Franklin | UN12 | Natural Gas Fired Combustion Turbine | NG | Natural Gas Peaker | 43.8 | 2001
23279 | Allegheny Energy Supply Co LLC | 55654 | FirstEnergy Chambersburg | PA | Franklin | UN13 | Natural Gas Fired Combustion Turbine | NG | Natural Gas Peaker | 43.8 | 2001
20447 | Western Farmers Elec Coop, Inc | 55655 | WFEC GenCo LLC | OK | Caddo | GEN1 | Natural Gas Fired Combustion Turbine | NG | Natural Gas Peaker | 45 | 2001
20447 | Western Farmers Elec Coop, Inc | 55655 | WFEC GenCo LLC | OK | Caddo | GEN2 | Natural Gas Fired Combustion Turbine | NG | Natural Gas Peaker | 45 | 2001
2820 | Calpine Corp - Pastoria Energy Center | 55656 | Pastoria Energy Facility, LLC | CA | Kern | CT01 | Natural Gas Fired Combined Cycle | NG | Natural Gas Nonpeaker | 168 | 2005
2820 | Calpine Corp - Pastoria Energy Center | 55656 | Pastoria Energy Facility, LLC | CA | Kern | CT02 | Natural Gas Fired Combined Cycle | NG | Natural Gas Nonpeaker | 168 | 2005
2820 | Calpine Corp - Pastoria Energy Center | 55656 | Pastoria Energy Facility, LLC | CA | Kern | CT04 | Natural Gas Fired Combined Cycle | NG | Natural Gas Nonpeaker | 168 | 2005
2820 | Calpine Corp - Pastoria Energy Center | 55656 | Pastoria Energy Facility, LLC | CA | Kern | ST03 | Natural Gas Fired Combined Cycle | NG | Natural Gas Nonpeaker | 185 | 2005
2820 | Calpine Corp - Pastoria Energy Center | 55656 | Pastoria Energy Facility, LLC | CA | Kern | ST05 | Natural Gas Fired Combined Cycle | NG | Natural Gas Nonpeaker | 90 | 2005
13538 | Essential Power Newington LLC | 55661 | Essential Power Newington LLC | NH | Rockingham | GT-1 | Natural Gas Fired Combined Cycle | NG | Natural Gas Nonpeaker | 185.6 | 2002
13538 | Essential Power Newington LLC | 55661 | Essential Power Newington LLC | NH | Rockingham | GT-2 | Natural Gas Fired Combined Cycle | NG | Natural Gas Nonpeaker | 185.6 | 2002
13538 | Essential Power Newington LLC | 55661 | Essential Power Newington LLC | NH | Rockingham | ST | Natural Gas Fired Combined Cycle | NG | Natural Gas Nonpeaker | 234.3 | 2002
14354 | PacifiCorp | 55662 | Chehalis Generating Facility | WA | Lewis | CA | Natural Gas Fired Combined Cycle | NG | Natural Gas Nonpeaker | 230 | 2003
14354 | PacifiCorp | 55662 | Chehalis Generating Facility | WA | Lewis | CT1 | Natural Gas Fired Combined Cycle | NG | Natural Gas Nonpeaker | 234 | 2003
14354 | PacifiCorp | 55662 | Chehalis Generating Facility | WA | Lewis | CT2 | Natural Gas Fired Combined Cycle | NG | Natural Gas Nonpeaker | 234 | 2003
39347 | East Texas Electric Coop, Inc | 55664 | Harrison County Power Project | TX | Harrison | GT-1 | Natural Gas Fired Combined Cycle | NG | Natural Gas Nonpeaker | 170 | 2003
39347 | East Texas Electric Coop, Inc | 55664 | Harrison County Power Project | TX | Harrison | GT-2 | Natural Gas Fired Combined Cycle | NG | Natural Gas Nonpeaker | 170 | 2003
39347 | East Texas Electric Coop, Inc | 55664 | Harrison County Power Project | TX | Harrison | ST-1 | Natural Gas Fired Combined Cycle | NG | Natural Gas Nonpeaker | 230 | 2003
11275 | Lower Mount Bethel Energy LLC | 55667 | Lower Mount Bethel Energy | PA | Northampton | G1 | Natural Gas Fired Combined Cycle | NG | Natural Gas Nonpeaker | 211.5 | 2004
11275 | Lower Mount Bethel Energy LLC | 55667 | Lower Mount Bethel Energy | PA | Northampton | G2 | Natural Gas Fired Combined Cycle | NG | Natural Gas Nonpeaker | 211.5 | 2004
11275 | Lower Mount Bethel Energy LLC | 55667 | Lower Mount Bethel Energy | PA | Northampton | G3 | Natural Gas Fired Combined Cycle | NG | Natural Gas Nonpeaker | 228.6 | 2004
59417 | SEPG Operating Services, LLC ALS | 55672 | AL Sandersville LLC | GA | Washington | CT1 | Natural Gas Fired Combustion Turbine | NG | Natural Gas Peaker | 86.5 | 2002
59417 | SEPG Operating Services, LLC ALS | 55672 | AL Sandersville LLC | GA | Washington | CT2 | Natural Gas Fired Combustion Turbine | NG | Natural Gas Peaker | 86.5 | 2002
59417 | SEPG Operating Services, LLC ALS | 55672 | AL Sandersville LLC | GA | Washington | CT3 | Natural Gas Fired Combustion Turbine | NG | Natural Gas Peaker | 86.5 | 2002
59417 | SEPG Operating Services, LLC ALS | 55672 | AL Sandersville LLC | GA | Washington | CT4 | Natural Gas Fired Combustion Turbine | NG | Natural Gas Peaker | 86.5 | 2002
59417 | SEPG Operating Services, LLC ALS | 55672 | AL Sandersville LLC | GA | Washington | CT5 | Natural Gas Fired Combustion Turbine | NG | Natural Gas Peaker | 86.5 | 2002
59417 | SEPG Operating Services, LLC ALS | 55672 | AL Sandersville LLC | GA | Washington | CT6 | Natural Gas Fired Combustion Turbine | NG | Natural Gas Peaker | 86.5 | 2002
59417 | SEPG Operating Services, LLC ALS | 55672 | AL Sandersville LLC | GA | Washington | CT7 | Natural Gas Fired Combustion Turbine | NG | Natural Gas Peaker | 86.5 | 2002
59417 | SEPG Operating Services, LLC ALS | 55672 | AL Sandersville LLC | GA | Washington | CT8 | Natural Gas Fired Combustion Turbine | NG | Natural Gas Peaker | 86.5 | 2002
58149 | Renewable World Energies LLC | 55684 | Flambeau Crowley Rapids Project | WI | Price | GEN1 | Conventional Hydroelectric | WAT | Hydro | 1 | 1930
58149 | Renewable World Energies LLC | 55684 | Flambeau Crowley Rapids Project | WI | Price | GEN2 | Conventional Hydroelectric | WAT | Hydro | 0.5 | 1930
58149 | Renewable World Energies LLC | 55685 | Flambeau Lower Project | WI | Price | GEN1 | Conventional Hydroelectric | WAT | Hydro | 0.4 | 1923
58149 | Renewable World Energies LLC | 55685 | Flambeau Lower Project | WI | Price | GEN2 | Conventional Hydroelectric | WAT | Hydro | 0.4 | 1923
58149 | Renewable World Energies LLC | 55685 | Flambeau Lower Project | WI | Price | GEN3 | Conventional Hydroelectric | WAT | Hydro | 0.4 | 1923
13407 | Nevada Power Co | 55687 | Higgins Generating Station | NV | Clark | A01 | Natural Gas Fired Combined Cycle | NG | Natural Gas Nonpeaker | 178 | 2004
13407 | Nevada Power Co | 55687 | Higgins Generating Station | NV | Clark | A02 | Natural Gas Fired Combined Cycle | NG | Natural Gas Nonpeaker | 178 | 2004
13407 | Nevada Power Co | 55687 | Higgins Generating Station | NV | Clark | ST1 | Natural Gas Fired Combined Cycle | NG | Natural Gas Nonpeaker | 332.4 | 2004
56607 | Calpine Bethlehem LLC | 55690 | Bethlehem Power Plant | PA | Northampton | CTG1 | Natural Gas Fired Combined Cycle | NG | Natural Gas Nonpeaker | 127 | 2002
56607 | Calpine Bethlehem LLC | 55690 | Bethlehem Power Plant | PA | Northampton | CTG2 | Natural Gas Fired Combined Cycle | NG | Natural Gas Nonpeaker | 127 | 2002
56607 | Calpine Bethlehem LLC | 55690 | Bethlehem Power Plant | PA | Northampton | CTG3 | Natural Gas Fired Combined Cycle | NG | Natural Gas Nonpeaker | 127 | 2002
56607 | Calpine Bethlehem LLC | 55690 | Bethlehem Power Plant | PA | Northampton | CTG5 | Natural Gas Fired Combined Cycle | NG | Natural Gas Nonpeaker | 127 | 2003
56607 | Calpine Bethlehem LLC | 55690 | Bethlehem Power Plant | PA | Northampton | CTG6 | Natural Gas Fired Combined Cycle | NG | Natural Gas Nonpeaker | 127 | 2003
56607 | Calpine Bethlehem LLC | 55690 | Bethlehem Power Plant | PA | Northampton | CTG7 | Natural Gas Fired Combined Cycle | NG | Natural Gas Nonpeaker | 127 | 2003
56607 | Calpine Bethlehem LLC | 55690 | Bethlehem Power Plant | PA | Northampton | STG4 | Natural Gas Fired Combined Cycle | NG | Natural Gas Nonpeaker | 195.5 | 2003
56607 | Calpine Bethlehem LLC | 55690 | Bethlehem Power Plant | PA | Northampton | STG8 | Natural Gas Fired Combined Cycle | NG | Natural Gas Nonpeaker | 195.5 | 2003
18642 | Tennessee Valley Authority | 55694 | Quantum Choctaw Power LLC | MS | Choctaw | CT1 | Natural Gas Fired Combined Cycle | NG | Natural Gas Nonpeaker | 270 | 2006
18642 | Tennessee Valley Authority | 55694 | Quantum Choctaw Power LLC | MS | Choctaw | CT2 | Natural Gas Fired Combined Cycle | NG | Natural Gas Nonpeaker | 270 | 2006
18642 | Tennessee Valley Authority | 55694 | Quantum Choctaw Power LLC | MS | Choctaw | ST1 | Natural Gas Fired Combined Cycle | NG | Natural Gas Nonpeaker | 310.5 | 2006
7724 | GWF Energy LLC | 55698 | Hanford Energy Park Peaker | CA | Kings | HEP1 | Natural Gas Fired Combustion Turbine | NG | Natural Gas Peaker | 46.1 | 2001
7724 | GWF Energy LLC | 55698 | Hanford Energy Park Peaker | CA | Kings | HEP2 | Natural Gas Fired Combustion Turbine | NG | Natural Gas Peaker | 46.1 | 2001
1268 | Bayswater Peaking Facility LLC | 55699 | Bayswater Peaking Facility LLC | NY | Queens | 1 | Natural Gas Fired Combustion Turbine | NG | Natural Gas Peaker | 60.5 | 2002
15500 | Puget Sound Energy Inc | 55700 | Mint Farm Generating Station | WA | Cowlitz | 1STG | Natural Gas Fired Combined Cycle | NG | Natural Gas Nonpeaker | 133 | 2008
15500 | Puget Sound Energy Inc | 55700 | Mint Farm Generating Station | WA | Cowlitz | CTG1 | Natural Gas Fired Combined Cycle | NG | Natural Gas Nonpeaker | 186 | 2008
40577 | American Mun Power-Ohio, Inc | 55701 | Fremont Energy Center | OH | SANDUSKY | CA01 | Natural Gas Fired Combined Cycle | NG | Natural Gas Nonpeaker | 358.7 | 2012
40577 | American Mun Power-Ohio, Inc | 55701 | Fremont Energy Center | OH | SANDUSKY | CT01 | Natural Gas Fired Combined Cycle | NG | Natural Gas Nonpeaker | 190.4 | 2012
40577 | American Mun Power-Ohio, Inc | 55701 | Fremont Energy Center | OH | SANDUSKY | CT02 | Natural Gas Fired Combined Cycle | NG | Natural Gas Nonpeaker | 190.4 | 2012
54885 | NRG Wholesale Generation LP | 55706 | Choctaw County | MS | Choctaw | CTG1 | Natural Gas Fired Combined Cycle | NG | Natural Gas Nonpeaker | 179 | 2003
54885 | NRG Wholesale Generation LP | 55706 | Choctaw County | MS | Choctaw | CTG2 | Natural Gas Fired Combined Cycle | NG | Natural Gas Nonpeaker | 179 | 2003
54885 | NRG Wholesale Generation LP | 55706 | Choctaw County | MS | Choctaw | CTG3 | Natural Gas Fired Combined Cycle | NG | Natural Gas Nonpeaker | 179 | 2003
54885 | NRG Wholesale Generation LP | 55706 | Choctaw County | MS | Choctaw | STG1 | Natural Gas Fired Combined Cycle | NG | Natural Gas Nonpeaker | 362 | 2003
17650 | Southern Power Co | 55708 | Nacogdoches Power | TX | Nacogdoches | STG4 | Wood/Wood Waste Biomass | WDS | Biomass | 114 | 2012
23279 | Allegheny Energy Supply Co LLC | 55710 | FirstEnergy Allegheny Energy Units 3 4 & 5 | PA | Allegheny | UNT3 | Natural Gas Fired Combined Cycle | NG | Natural Gas Nonpeaker | 184 | 2003
23279 | Allegheny Energy Supply Co LLC | 55710 | FirstEnergy Allegheny Energy Units 3 4 & 5 | PA | Allegheny | UNT4 | Natural Gas Fired Combined Cycle | NG | Natural Gas Nonpeaker | 184 | 2003
23279 | Allegheny Energy Supply Co LLC | 55710 | FirstEnergy Allegheny Energy Units 3 4 & 5 | PA | Allegheny | UNT5 | Natural Gas Fired Combined Cycle | NG | Natural Gas Nonpeaker | 188 | 2003
807 | Arkansas Electric Coop Corp | 55714 | Magnet Cove | AR | Hot Spring | GT1 | Natural Gas Fired Combined Cycle | NG | Natural Gas Nonpeaker | 242 | 2005
807 | Arkansas Electric Coop Corp | 55714 | Magnet Cove | AR | Hot Spring | GT2 | Natural Gas Fired Combined Cycle | NG | Natural Gas Nonpeaker | 242 | 2006
807 | Arkansas Electric Coop Corp | 55714 | Magnet Cove | AR | Hot Spring | ST1 | Natural Gas Fired Combined Cycle | NG | Natural Gas Nonpeaker | 262 | 2005
5109 | DTE Electric Company | 55718 | Dean | MI | St Clair | GT1 | Natural Gas Fired Combustion Turbine | NG | Natural Gas Peaker | 89.4 | 2002
5109 | DTE Electric Company | 55718 | Dean | MI | St Clair | GT2 | Natural Gas Fired Combustion Turbine | NG | Natural Gas Peaker | 89.4 | 2002
5109 | DTE Electric Company | 55718 | Dean | MI | St Clair | GT3 | Natural Gas Fired Combustion Turbine | NG | Natural Gas Peaker | 89.4 | 2002
5109 | DTE Electric Company | 55718 | Dean | MI | St Clair | GT4 | Natural Gas Fired Combustion Turbine | NG | Natural Gas Peaker | 89.4 | 2002
19740 | AES Wind Generation Inc | 55719 | Mountain View I&2 | CA | Riverside | GEN2 | Onshore Wind Turbine | WND | Wind | 22.2 | 2001
19740 | AES Wind Generation Inc | 55719 | Mountain View I&2 | CA | Riverside | GENI | Onshore Wind Turbine | WND | Wind | 44.4 | 2001
9191 | Idaho Power Co | 55733 | Bennett Mountain | ID | Elmore | 1 | Natural Gas Fired Combustion Turbine | NG | Natural Gas Peaker | 172.8 | 2005
7531 | Gray County Wind Energy LLC | 55734 | Gray County Wind Energy | KS | Gray | V47 | Onshore Wind Turbine | WND | Wind | 112 | 2001
59924 | Dynegy Hanging Rock Energy Facility | 55736 | Hanging Rock Energy Facility | OH | Lawrence | 1GT1 | Natural Gas Fired Combined Cycle | NG | Natural Gas Nonpeaker | 163.5 | 2003
59924 | Dynegy Hanging Rock Energy Facility | 55736 | Hanging Rock Energy Facility | OH | Lawrence | 1GT2 | Natural Gas Fired Combined Cycle | NG | Natural Gas Nonpeaker | 163.5 | 2003
59924 | Dynegy Hanging Rock Energy Facility | 55736 | Hanging Rock Energy Facility | OH | Lawrence | 1ST | Natural Gas Fired Combined Cycle | NG | Natural Gas Nonpeaker | 317.1 | 2003
59924 | Dynegy Hanging Rock Energy Facility | 55736 | Hanging Rock Energy Facility | OH | Lawrence | 2GT1 | Natural Gas Fired Combined Cycle | NG | Natural Gas Nonpeaker | 163.5 | 2003
59924 | Dynegy Hanging Rock Energy Facility | 55736 | Hanging Rock Energy Facility | OH | Lawrence | 2GT2 | Natural Gas Fired Combined Cycle | NG | Natural Gas Nonpeaker | 163.5 | 2003
59924 | Dynegy Hanging Rock Energy Facility | 55736 | Hanging Rock Energy Facility | OH | Lawrence | 2ST | Natural Gas Fired Combined Cycle | NG | Natural Gas Nonpeaker | 317.1 | 2003
23279 | Allegheny Energy Supply Co LLC | 55738 | Buchanan Generation LLC | VA | Buchanan | 1 | Natural Gas Fired Combustion Turbine | NG | Natural Gas Peaker | 44 | 2002
23279 | Allegheny Energy Supply Co LLC | 55738 | Buchanan Generation LLC | VA | Buchanan | 2 | Natural Gas Fired Combustion Turbine | NG | Natural Gas Peaker | 44 | 2002
59496 | Allete Clean Energy | 55739 | Condon Windpower LLC | OR | Gilliam | GEN1 | Onshore Wind Turbine | WND | Wind | 24.6 | 2001
59496 | Allete Clean Energy | 55739 | Condon Windpower LLC | OR | Gilliam | GEN2 | Onshore Wind Turbine | WND | Wind | 25.2 | 2002
58772 | MHI Wind Power | 55740 | Rock River I LLC | WY | Carbon | GEN1 | Onshore Wind Turbine | WND | Wind | 50 | 2001
5906 | EDF Renewable Services Inc | 55741 | Ridge Crest Wind Partners | CO | Logan | A1 | Onshore Wind Turbine | WND | Wind | 29.7 | 2001
20847 | Wisconsin Electric Power Co | 55742 | Montfort Wind Energy Center | WI | Iowa | ER15 | Onshore Wind Turbine | WND | Wind | 30 | 2002
13866 | NWP Indian Mesa Wind Farm LP | 55747 | NWP Indian Mesa Wind Farm | TX | Pecos | NWP2 | Onshore Wind Turbine | WND | Wind | 82.5 | 2001
2860 | Los Esteros Critical Energy Facility LLC | 55748 | Los Esteros Critical Energy Center | CA | Santa Clara | CAG5 | Natural Gas Fired Combined Cycle | NG | Natural Gas Nonpeaker | 126.1 | 2013
2860 | Los Esteros Critical Energy Facility LLC | 55748 | Los Esteros Critical Energy Center | CA | Santa Clara | CTG1 | Natural Gas Fired Combined Cycle | NG | Natural Gas Nonpeaker | 45 | 2003
2860 | Los Esteros Critical Energy Facility LLC | 55748 | Los Esteros Critical Energy Center | CA | Santa Clara | CTG2 | Natural Gas Fired Combined Cycle | NG | Natural Gas Nonpeaker | 45 | 2003
2860 | Los Esteros Critical Energy Facility LLC | 55748 | Los Esteros Critical Energy Center | CA | Santa Clara | CTG3 | Natural Gas Fired Combined Cycle | NG | Natural Gas Nonpeaker | 45 | 2003
2860 | Los Esteros Critical Energy Facility LLC | 55748 | Los Esteros Critical Energy Center | CA | Santa Clara | CTG4 | Natural Gas Fired Combined Cycle | NG | Natural Gas Nonpeaker | 45 | 2003
16233 | Heorot Power Management | 55749 | Hardin Generator Project | MT | Big Horn | UNT1 | Conventional Steam Coal | SUB | Hard Coal | 115.7 | 2006
17412 | County of Sonoma Dept of Trnsp | 55752 | Sonoma Central Landfill Phase I | CA | Sonoma | P-11 | Landfill Gas | LFG | Biomass | 0.8 | 1993
17412 | County of Sonoma Dept of Trnsp | 55752 | Sonoma Central Landfill Phase I | CA | Sonoma | P-12 | Landfill Gas | LFG | Biomass | 0.8 | 1993
17412 | County of Sonoma Dept of Trnsp | 55752 | Sonoma Central Landfill Phase I | CA | Sonoma | P-13 | Landfill Gas | LFG | Biomass | 0.8 | 1993
17412 | County of Sonoma Dept of Trnsp | 55752 | Sonoma Central Landfill Phase I | CA | Sonoma | P-14 | Landfill Gas | LFG | Biomass | 0.8 | 1993
17412 | County of Sonoma Dept of Trnsp | 55753 | Sonoma Central Landfill Phase II | CA | Sonoma | P-21 | Landfill Gas | LFG | Biomass | 0.8 | 1996
17412 | County of Sonoma Dept of Trnsp | 55753 | Sonoma Central Landfill Phase II | CA | Sonoma | P-22 | Landfill Gas | LFG | Biomass | 0.8 | 1996
17412 | County of Sonoma Dept of Trnsp | 55753 | Sonoma Central Landfill Phase II | CA | Sonoma | P-23 | Landfill Gas | LFG | Biomass | 0.8 | 1996
17412 | County of Sonoma Dept of Trnsp | 55753 | Sonoma Central Landfill Phase II | CA | Sonoma | P-24 | Landfill Gas | LFG | Biomass | 0.8 | 1996
12758 | Model City Energy LLC | 55757 | Model City Energy Facility | NY | Niagara | GEN1 | Landfill Gas | LFG | Biomass | 0.8 | 2001
12758 | Model City Energy LLC | 55757 | Model City Energy Facility | NY | Niagara | GEN2 | Landfill Gas | LFG | Biomass | 0.8 | 2001
12758 | Model City Energy LLC | 55757 | Model City Energy Facility | NY | Niagara | GEN3 | Landfill Gas | LFG | Biomass | 0.8 | 2001
12758 | Model City Energy LLC | 55757 | Model City Energy Facility | NY | Niagara | GEN4 | Landfill Gas | LFG | Biomass | 0.8 | 2001
12758 | Model City Energy LLC | 55757 | Model City Energy Facility | NY | Niagara | GEN5 | Landfill Gas | LFG | Biomass | 0.8 | 2001
12758 | Model City Energy LLC | 55757 | Model City Energy Facility | NY | Niagara | GEN6 | Landfill Gas | LFG | Biomass | 0.8 | 2001
12758 | Model City Energy LLC | 55757 | Model City Energy Facility | NY | Niagara | GEN7 | Landfill Gas | LFG | Biomass | 0.8 | 2001
9205 | Illinois Electricial Gen Partn | 55760 | Streator Energy Partners LLC | IL | Livingston | ST1 | Landfill Gas | LFG | Biomass | 1.1 | 1999
9205 | Illinois Electricial Gen Partn | 55763 | Dixon/Lee Energy Partners LLC | IL | Lee | DX1 | Landfill Gas | LFG | Biomass | 1.1 | 1999
9205 | Illinois Electricial Gen Partn | 55763 | Dixon/Lee Energy Partners LLC | IL | Lee | DX2 | Landfill Gas | LFG | Biomass | 1.1 | 1999
9205 | Illinois Electricial Gen Partn | 55763 | Dixon/Lee Energy Partners LLC | IL | Lee | DX3 | Landfill Gas | LFG | Biomass | 1.1 | 1999
9205 | Illinois Electricial Gen Partn | 55763 | Dixon/Lee Energy Partners LLC | IL | Lee | DX4 | Landfill Gas | LFG | Biomass | 1.1 | 1999
20183 | Waste Management Inc | 55765 | Green Knight Energy Center | PA | Northampton | TG1 | Landfill Gas | LFG | Biomass | 3.3 | 2001
20183 | Waste Management Inc | 55765 | Green Knight Energy Center | PA | Northampton | TG2 | Landfill Gas | LFG | Biomass | 3.3 | 2001
20183 | Waste Management Inc | 55765 | Green Knight Energy Center | PA | Northampton | TG3 | Landfill Gas | LFG | Biomass | 3.3 | 2001
16546 | Sacramento County of Dpt Waste | 55766 | Kiefer Landfill | CA | Sacramento | 361A | Landfill Gas | LFG | Biomass | 3 | 1999
16546 | Sacramento County of Dpt Waste | 55766 | Kiefer Landfill | CA | Sacramento | 361B | Landfill Gas | LFG | Biomass | 3 | 1999
16546 | Sacramento County of Dpt Waste | 55766 | Kiefer Landfill | CA | Sacramento | 361C | Landfill Gas | LFG | Biomass | 3 | 1999
49880 | EDP Renewables North America LLC | 55769 | Madison Windpower LLC | NY | Madison | MADW | Onshore Wind Turbine | WND | Wind | 11.5 | 2000
4767 | Dane County Public Works | 55770 | Dane County Landfill #2 Rodefeld | WI | DANE | GEN1 | Landfill Gas | LFG | Biomass | 0.8 | 1997
4767 | Dane County Public Works | 55770 | Dane County Landfill #2 Rodefeld | WI | DANE | GEN2 | Landfill Gas | LFG | Biomass | 0.8 | 1997
4767 | Dane County Public Works | 55770 | Dane County Landfill #2 Rodefeld | WI | DANE | GEN3 | Landfill Gas | LFG | Biomass | 0.8 | 2004
4767 | Dane County Public Works | 55770 | Dane County Landfill #2 Rodefeld | WI | DANE | GEN4 | Landfill Gas | LFG | Biomass | 1.6 | 2004
4767 | Dane County Public Works | 55770 | Dane County Landfill #2 Rodefeld | WI | DANE | GEN5 | Landfill Gas | LFG | Biomass | 0.8 | 2012
4767 | Dane County Public Works | 55770 | Dane County Landfill #2 Rodefeld | WI | DANE | GEN6 | Landfill Gas | LFG | Biomass | 0.8 | 2011
4767 | Dane County Public Works | 55770 | Dane County Landfill #2 Rodefeld | WI | DANE | GEN7 | Landfill Gas | LFG | Biomass | 0.8 | 2011
9205 | Illinois Electricial Gen Partn | 55773 | Countyside Genco LLC | IL | Lake | CS10 | Landfill Gas | LFG | Biomass | 3.2 | 2012
9205 | Illinois Electricial Gen Partn | 55773 | Countyside Genco LLC | IL | Lake | CS7 | Landfill Gas | LFG | Biomass | 3.2 | 2012
9205 | Illinois Electricial Gen Partn | 55773 | Countyside Genco LLC | IL | Lake | CS8 | Landfill Gas | LFG | Biomass | 3.2 | 2012
9205 | Illinois Electricial Gen Partn | 55773 | Countyside Genco LLC | IL | Lake | CS9 | Landfill Gas | LFG | Biomass | 3.2 | 2012
9205 | Illinois Electricial Gen Partn | 55774 | Morris Genco LLC | IL | Grundy | MO4 | Landfill Gas | LFG | Biomass | 1.1 | 2012
9205 | Illinois Electricial Gen Partn | 55774 | Morris Genco LLC | IL | Grundy | MO5 | Landfill Gas | LFG | Biomass | 1.1 | 2012
21148 | Zapco Energy Tactics Corp | 55776 | Barre | MA | Worcester | BA1 | Landfill Gas | LFG | Biomass | 0.5 | 1996
21148 | Zapco Energy Tactics Corp | 55776 | Barre | MA | Worcester | BA2 | Landfill Gas | LFG | Biomass | 0.5 | 1996
55728 | Bright Light Capital LLC | 55782 | Wilmont Hills LLC | MN | Nobles | WH01 | Onshore Wind Turbine | WND | Wind | 1.5 | 2001
56852 | Edgewood Energy LLC | 55786 | Edgewood Energy LLC | NY | Suffolk | CT01 | Natural Gas Fired Combustion Turbine | NG | Natural Gas Peaker | 50 | 2002
56852 | Edgewood Energy LLC | 55786 | Edgewood Energy LLC | NY | Suffolk | CT02 | Natural Gas Fired Combustion Turbine | NG | Natural Gas Peaker | 50 | 2002
56853 | Shoreham Energy LLC | 55787 | Shoreham Energy LLC | NY | Suffolk | CT01 | Petroleum Liquids | DFO | Petroleum | 50 | 2002
56853 | Shoreham Energy LLC | 55787 | Shoreham Energy LLC | NY | Suffolk | CT02 | Petroleum Liquids | DFO | Petroleum | 50 | 2002
34688 | CHI Energy Inc | 55790 | Fenner Wind | NY | Madison | 1 | Onshore Wind Turbine | WND | Wind | 30 | 2001
14629 | Pecos Wind II LP | 55795 | Woodward Mountain II | TX | Pecos | 01 | Onshore Wind Turbine | WND | Wind | 78 | 2001
14628 | Pecos Wind I LP | 55796 | Woodward Mountain I | TX | Pecos | 01 | Onshore Wind Turbine | WND | Wind | 82 | 2001
55703 | Otsego Paper Inc | 55799 | Otsego Mill Power Plant | MI | Allegan | NRTH | Natural Gas Fired Combustion Turbine | NG | Natural Gas Peaker | 10.6 | 1995
55703 | Otsego Paper Inc | 55799 | Otsego Mill Power Plant | MI | Allegan | SOTH | Natural Gas Fired Combustion Turbine | NG | Natural Gas Peaker | 10.6 | 1995
6693 | FPL Energy Marcus Hook LP | 55801 | FPL Energy Marcus Hook LP | PA | Delaware | CT13 | Natural Gas Fired Combined Cycle | NG | Natural Gas Nonpeaker | 188.2 | 2004
6693 | FPL Energy Marcus Hook LP | 55801 | FPL Energy Marcus Hook LP | PA | Delaware | CT1A | Natural Gas Fired Combined Cycle | NG | Natural Gas Nonpeaker | 188.2 | 2004
6693 | FPL Energy Marcus Hook LP | 55801 | FPL Energy Marcus Hook LP | PA | Delaware | CTIB | Natural Gas Fired Combined Cycle | NG | Natural Gas Nonpeaker | 188.2 | 2004
6693 | FPL Energy Marcus Hook LP | 55801 | FPL Energy Marcus Hook LP | PA | Delaware | STG | Natural Gas Fired Combined Cycle | NG | Natural Gas Nonpeaker | 271.5 | 2004
55972 | Valencia Power LLC | 55802 | Valencia Energy Facility | NM | Valencia | CTG1 | Natural Gas Fired Combustion Turbine | NG | Natural Gas Peaker | 159.5 | 2008
17515 | Somerset Windpower LLC | 55803 | FPL E Somerset Windpower LLC | PA | Somerset | EW | Onshore Wind Turbine | WND | Wind | 9 | 2001
13808 | Northern Iowa Windpower LLC | 55804 | Top of Iowa Windfarm | IA | Worth | NM | Onshore Wind Turbine | WND | Wind | 80 | 2001
12562 | FPL Energy FPL E Mill Run WIndpower LLC | 55805 | Mill Run Windpower | PA | Somerset | G1 | Onshore Wind Turbine | WND | Wind | 15 | 2001
7724 | GWF Energy LLC | 55807 | Henrietta Peaker | CA | Kings | HPP1 | Natural Gas Fired Combustion Turbine | NG | Natural Gas Peaker | 49 | 2002
7724 | GWF Energy LLC | 55807 | Henrietta Peaker | CA | Kings | HPP2 | Natural Gas Fired Combustion Turbine | NG | Natural Gas Peaker | 49 | 2002
10046 | Kas Brothers Windfarm LLC | 55809 | Kas Brothers Windfarm | MN | Pipestone | G1 | Onshore Wind Turbine | WND | Wind | 1.5 | 2001
3028 | Calpine Gilroy Cogen LP | 55810 | Gilroy Peaking Energy Center | CA | Santa Clara | S3 | Natural Gas Fired Combustion Turbine | NG | Natural Gas Peaker | 45 | 2001
3028 | Calpine Gilroy Cogen LP | 55810 | Gilroy Peaking Energy Center | CA | Santa Clara | S4 | Natural Gas Fired Combustion Turbine | NG | Natural Gas Peaker | 45 | 2001
3028 | Calpine Gilroy Cogen LP | 55810 | Gilroy Peaking Energy Center | CA | Santa Clara | S5 | Natural Gas Fired Combustion Turbine | NG | Natural Gas Peaker | 45 | 2002
2865 | Calpine Corp-King City | 55811 | King City Peaking | CA | Monterey | CTG1 | Natural Gas Fired Combustion Turbine | NG | Natural Gas Peaker | 47.3 | 2002
2867 | Calpine Corp-Yuba City | 55813 | Yuba City Energy Center | CA | Sutter | CTG1 | Natural Gas Fired Combustion Turbine | NG | Natural Gas Peaker | 47.3 | 2002
8294 | Hawkeye Power Partners LLC | 55816 | Hawkeye Power Partners LLC | IA | Cerro Gordo | 48M | Onshore Wind Turbine | WND | Wind | 42 | 1999
56613 | Frederickson Power LP | 55818 | Frederickson Power LP | WA | Pierce | FICT | Natural Gas Fired Combined Cycle | NG | Natural Gas Nonpeaker | 192 | 2002
56613 | Frederickson Power LP | 55818 | Frederickson Power LP | WA | Pierce | FIST | Natural Gas Fired Combined Cycle | NG | Natural Gas Nonpeaker | 126.3 | 2002
16045 | Riverside County Waste Management Dept | 55820 | RCWMD Badlands Landfill Gas Project | CA | Riverside | GEN1 | Landfill Gas | LFG | Biomass | 1.3 | 2001
17650 | Southern Power Co | 55821 | Curtis H Stanton Energy Center | FL | Orange | A | Natural Gas Fired Combined Cycle | NG | Natural Gas Nonpeaker | 203.2 | 2003
17650 | Southern Power Co | 55821 | Curtis H Stanton Energy Center | FL | Orange | B | Natural Gas Fired Combined Cycle | NG | Natural Gas Nonpeaker | 203.2 | 2003
17650 | Southern Power Co | 55821 | Curtis H Stanton Energy Center | FL | Orange | C | Natural Gas Fired Combined Cycle | NG | Natural Gas Nonpeaker | 281.9 | 2003
21144 | Ziegler Power Systems | 55824 | MNDOT Standby Generation | MN | Ramsey | UNT1 | Petroleum Liquids | DFO | Petroleum | 2 | 1995
57207 | HC-50 MAIN STREET, LLC | 55830 | East Millinocket Mill | ME | Penobscot | M2S1 | Wood/Wood Waste Biomass | WDS | Biomass | 15.6 | 1954
57207 | HC-50 MAIN STREET, LLC | 55830 | East Millinocket Mill | ME | Penobscot | M2S2 | Wood/Wood Waste Biomass | WDS | Biomass | 15.6 | 1956
57207 | HC-50 MAIN STREET, LLC | 55830 | East Millinocket Mill | ME | Penobscot | M2S3 | Wood/Wood Waste Biomass | WDS | Biomass | 30.2 | 1990
2872 | Auburndale Peaker Energy Center LLC | 55833 | Auburndale Peaker Energy Center | FL | Polk | CTP | Natural Gas Fired Combustion Turbine | NG | Natural Gas Peaker | 130.1 | 2002
15466 | Public Service Co of Colorado | 55835 | Rocky Mountain Energy Center | CO | Weld | CTG1 | Natural Gas Fired Combined Cycle | NG | Natural Gas Nonpeaker | 175.1 | 2004
15466 | Public Service Co of Colorado | 55835 | Rocky Mountain Energy Center | CO | Weld | CTG2 | Natural Gas Fired Combined Cycle | NG | Natural Gas Nonpeaker | 175.1 | 2004
15466 | Public Service Co of Colorado | 55835 | Rocky Mountain Energy Center | CO | Weld | STG1 | Natural Gas Fired Combined Cycle | NG | Natural Gas Nonpeaker | 334.9 | 2004
20858 | WPPI Energy | 55836 | Island Street Peaking Plant | WI | Outagamie | FT81 | Natural Gas Fired Combustion Turbine | NG | Natural Gas Peaker | 60.5 | 2004
13407 | Nevada Power Co | 55841 | Silverhawk | NV | Clark | CT1 | Natural Gas Fired Combined Cycle | NG | Natural Gas Nonpeaker | 197.2 | 2004
13407 | Nevada Power Co | 55841 | Silverhawk | NV | Clark | CT2 | Natural Gas Fired Combined Cycle | NG | Natural Gas Nonpeaker | 197.2 | 2004
13407 | Nevada Power Co | 55841 | Silverhawk | NV | Clark | ST1 | Natural Gas Fired Combined Cycle | NG | Natural Gas Nonpeaker | 270.3 | 2004
2867 | Calpine Corp-Yuba City | 55847 | Feather River Energy Center | CA | Sutter | CTG1 | Natural Gas Fired Combustion Turbine | NG | Natural Gas Peaker | 47 | 2003
19676 | Valero Refining Co California | 55851 | Valero Refinery Cogeneration Unit 1 | CA | Solano | GT 1 | Natural Gas Fired Combustion Turbine | NG | Natural Gas Peaker | 51 | 2002
9155 | Inland Empire Energy Ctr LLC | 55853 | Inland Empire Energy Center | CA | Riverside | 1 | Natural Gas Fired Combined Cycle | NG | Natural Gas Nonpeaker | 409.5 | 2009
9155 | Inland Empire Energy Ctr LLC | 55853 | Inland Empire Energy Center | CA | Riverside | 2 | Natural Gas Fired Combined Cycle | NG | Natural Gas Nonpeaker | 409.5 | 2010
49972 | Gilroy Energy Center LLC | 55855 | Wolfskill Energy Center | CA | Solano | CTG1 | Natural Gas Fired Combustion Turbine | NG | Natural Gas Peaker | 47 | 2003
15330 | Prairie State Generating Co LLC | 55856 | Prairie State Generating Station | IL | St Clair | PC1 | Conventional Steam Coal | BIT | Hard Coal | 883 | 2012
15330 | Prairie State Generating Co LLC | 55856 | Prairie State Generating Station | IL | St Clair | PC2 | Conventional Steam Coal | BIT | Hard Coal | 883 | 2012
3455 | Chevron Oronite Co LLC | 55857 | Oak Point Cogen | LA | Plaquemines | 5121 | Natural Gas Fired Combustion Turbine | NG | Natural Gas Peaker | 4.7 | 1999
3455 | Chevron Oronite Co LLC | 55857 | Oak Point Cogen | LA | Plaquemines | 5131 | Natural Gas Fired Combustion Turbine | NG | Natural Gas Peaker | 4.7 | 1999
3455 | Chevron Oronite Co LLC | 55857 | Oak Point Cogen | LA | Plaquemines | 5141 | Natural Gas Fired Combustion Turbine | NG | Natural Gas Peaker | 4.7 | 1999
3455 | Chevron Oronite Co LLC | 55857 | Oak Point Cogen | LA | Plaquemines | 5151 | Natural Gas Fired Combustion Turbine | NG | Natural Gas Peaker | 4.7 | 1999
3455 | Chevron Oronite Co LLC | 55857 | Oak Point Cogen | LA | Plaquemines | 5161 | Natural Gas Fired Combustion Turbine | NG | Natural Gas Peaker | 4.7 | 1999
25771 | Quinebaug Associates LLC | 55860 | Quinebaug Lower Project | CT | Windham | 5-M | Conventional Hydroelectric | WAT | Hydro | 0.3 | 1990
25771 | Quinebaug Associates LLC | 55860 | Quinebaug Lower Project | CT | Windham | MF | Conventional Hydroelectric | WAT | Hydro | 0.1 | 1990
25771 | Quinebaug Associates LLC | 55860 | Quinebaug Lower Project | CT | Windham | U2 | Conventional Hydroelectric | WAT | Hydro | 0.8 | 1990
25771 | Quinebaug Associates LLC | 55860 | Quinebaug Lower Project | CT | Windham | UI | Conventional Hydroelectric | WAT | Hydro | 1.3 | 1990
55965 | Verso Corporation | 55861 | Stevens Point Mill | WI | Portage | SP | Natural Gas Steam Turbine | NG | Natural Gas Peaker | 7.6 | 2002
8286 | Hawaiian Commercial and Sugar Company | 55864 | Kaheka Hydro | HI | MAUI | KAH1 | Conventional Hydroelectric | WAT | Hydro | 1.5 | 1925
8286 | Hawaiian Commercial and Sugar Company | 55864 | Kaheka Hydro | HI | MAUI | KAH2 | Conventional Hydroelectric | WAT | Hydro | 1.5 | 1925
8286 | Hawaiian Commercial and Sugar Company | 55864 | Kaheka Hydro | HI | MAUI | KAH3 | Conventional Hydroelectric | WAT | Hydro | 1.5 | 1925
1308 | Basin Creek Power Services LLC | 55866 | Basin Creek Plant | MT | Silver Bow | 1 | Natural Gas Internal Combustion Engine | NG | Natural Gas Peaker | 6.1 | 2006
1308 | Basin Creek Power Services LLC | 55866 | Basin Creek Plant | MT | Silver Bow | 2 | Natural Gas Internal Combustion Engine | NG | Natural Gas Peaker | 6.1 | 2006
1308 | Basin Creek Power Services LLC | 55866 | Basin Creek Plant | MT | Silver Bow | 3 | Natural Gas Internal Combustion Engine | NG | Natural Gas Peaker | 6.1 | 2006
1308 | Basin Creek Power Services LLC | 55866 | Basin Creek Plant | MT | Silver Bow | 4 | Natural Gas Internal Combustion Engine | NG | Natural Gas Peaker | 6.1 | 2006
1308 | Basin Creek Power Services LLC | 55866 | Basin Creek Plant | MT | Silver Bow | 5 | Natural Gas Internal Combustion Engine | NG | Natural Gas Peaker | 6.1 | 2006
1308 | Basin Creek Power Services LLC | 55866 | Basin Creek Plant | MT | Silver Bow | 6 | Natural Gas Internal Combustion Engine | NG | Natural Gas Peaker | 6.1 | 2006
1308 | Basin Creek Power Services LLC | 55866 | Basin Creek Plant | MT | Silver Bow | 7 | Natural Gas Internal Combustion Engine | NG | Natural Gas Peaker | 6.1 | 2006
1308 | Basin Creek Power Services LLC | 55866 | Basin Creek Plant | MT | Silver Bow | 8 | Natural Gas Internal Combustion Engine | NG | Natural Gas Peaker | 6.1 | 2006
1308 | Basin Creek Power Services LLC | 55866 | Basin Creek Plant | MT | Silver Bow | 9 | Natural Gas Internal Combustion Engine | NG | Natural Gas Peaker | 6.1 | 2006
6306 | Benson Power, LLC. | 55867 | Benson Power Biomass Plant | MN | Swift | G1 | Wood/Wood Waste Biomass | WDS | Biomass | 62.5 | 2007
15399 | Avangrid Renewables Inc | 55871 | Klondike Wind Power | OR | Sherman | Ph 1 | Onshore Wind Turbine | WND | Wind | 24.5 | 2002
20323 | Wellhead Services Inc | 55874 | Panoche Peaker | CA | Fresno | 8 | Natural Gas Fired Combustion Turbine | NG | Natural Gas Peaker | 49.9 | 1973
17412 | County of Sonoma Dept of Trnsp | 55880 | Sonoma Central Landfill Phase III | CA | Sonoma | P-31 | Landfill Gas | LFG | Biomass | 0.8 | 2004
17412 | County of Sonoma Dept of Trnsp | 55880 | Sonoma Central Landfill Phase III | CA | Sonoma | P-32 | Landfill Gas | LFG | Biomass | 0.8 | 2004
17164 | Sierra Pacific Industries Inc | 55882 | Sierra Pacific Aberdeen | WA | Grays Harbor | GEN1 | Wood/Wood Waste Biomass | WDS | Biomass | 18 | 2003
56318 | CB&I | 55885 | Montgomery County Oaks LFGE Plant | MD | Montgomery | CAT35 | Landfill Gas | LFG | Biomass | 1.6 | 2009
56318 | CB&I | 55885 | Montgomery County Oaks LFGE Plant | MD | Montgomery | GEJGC | Landfill Gas | LFG | Biomass | 0.8 | 2009
54842 | WM Renewable Energy LLC | 55925 | Ridgeview | WI | Manitowoc | GEN1 | Landfill Gas | LFG | Biomass | 0.8 | 2002
54842 | WM Renewable Energy LLC | 55925 | Ridgeview | WI | Manitowoc | GEN2 | Landfill Gas | LFG | Biomass | 0.8 | 2002
54842 | WM Renewable Energy LLC | 55925 | Ridgeview | WI | Manitowoc | GEN3 | Landfill Gas | LFG | Biomass | 0.8 | 2002
54842 | WM Renewable Energy LLC | 55925 | Ridgeview | WI | Manitowoc | GEN4 | Landfill Gas | LFG | Biomass | 0.8 | 2003
54842 | WM Renewable Energy LLC | 55925 | Ridgeview | WI | Manitowoc | GEN5 | Landfill Gas | LFG | Biomass | 0.8 | 2006
54842 | WM Renewable Energy LLC | 55925 | Ridgeview | WI | Manitowoc | GEN6 | Landfill Gas | LFG | Biomass | 0.8 | 2006
54842 | WM Renewable Energy LLC | 55925 | Ridgeview | WI | Manitowoc | GEN7 | Landfill Gas | LFG | Biomass | 0.8 | 2006
54842 | WM Renewable Energy LLC | 55925 | Ridgeview | WI | Manitowoc | GEN8 | Landfill Gas | LFG | Biomass | 0.8 | 2006
17539 | South Carolina Electric&Gas Company | 55927 | Jasper | SC | Jasper | CT1 | Natural Gas Fired Combined Cycle | NG | Natural Gas Nonpeaker | 198.9 | 2004
17539 | South Carolina Electric&Gas Company | 55927 | Jasper | SC | Jasper | CT2 | Natural Gas Fired Combined Cycle | NG | Natural Gas Nonpeaker | 198.9 | 2004
17539 | South Carolina Electric&Gas Company | 55927 | Jasper | SC | Jasper | CT3 | Natural Gas Fired Combined Cycle | NG | Natural Gas Nonpeaker | 198.9 | 2004
17539 | South Carolina Electric&Gas Company | 55927 | Jasper | SC | Jasper | ST1 | Natural Gas Fired Combined Cycle | NG | Natural Gas Nonpeaker | 405 | 2004
12186 | McMinnville Electric System | 55928 | McMinnville | TN | Warren | 1 | Petroleum Liquids | DFO | Petroleum | 2 | 2001
12186 | McMinnville Electric System | 55928 | McMinnville | TN | Warren | 10 | Petroleum Liquids | DFO | Petroleum | 2 | 2001
12186 | McMinnville Electric System | 55928 | McMinnville | TN | Warren | 11 | Petroleum Liquids | DFO | Petroleum | 2 | 2001
12186 | McMinnville Electric System | 55928 | McMinnville | TN | Warren | 12 | Other Waste Biomass | OBL | Biomass | 2 | 2005
12186 | McMinnville Electric System | 55928 | McMinnville | TN | Warren | 2 | Petroleum Liquids | DFO | Petroleum | 2 | 2001
12186 | McMinnville Electric System | 55928 | McMinnville | TN | Warren | 3 | Petroleum Liquids | DFO | Petroleum | 2 | 2001
12186 | McMinnville Electric System | 55928 | McMinnville | TN | Warren | 4 | Petroleum Liquids | DFO | Petroleum | 2 | 2001
12186 | McMinnville Electric System | 55928 | McMinnville | TN | Warren | 5 | Petroleum Liquids | DFO | Petroleum | 2 | 2001
12186 | McMinnville Electric System | 55928 | McMinnville | TN | Warren | 6 | Petroleum Liquids | DFO | Petroleum | 2 | 2001
12186 | McMinnville Electric System | 55928 | McMinnville | TN | Warren | 7 | Petroleum Liquids | DFO | Petroleum | 2 | 2001
12186 | McMinnville Electric System | 55928 | McMinnville | TN | Warren | 8 | Petroleum Liquids | DFO | Petroleum | 2 | 2001
12186 | McMinnville Electric System | 55928 | McMinnville | TN | Warren | 9 | Petroleum Liquids | DFO | Petroleum | 2 | 2001
1994 | Boulder City of | 55931 | Boulder City Silver Lake Hydro | CO | Boulder | 0001 | Conventional Hydroelectric | WAT | Hydro | 3.3 | 2000
7724 | GWF Energy LLC | 55933 | Tracy Combined Cycle Power Plant | CA | San Joaquin | TCC1 | Natural Gas Fired Combined Cycle | NG | Natural Gas Nonpeaker | 167.3 | 2012
7724 | GWF Energy LLC | 55933 | Tracy Combined Cycle Power Plant | CA | San Joaquin | TPP1 | Natural Gas Fired Combined Cycle | NG | Natural Gas Nonpeaker | 84.4 | 2003
7724 | GWF Energy LLC | 55933 | Tracy Combined Cycle Power Plant | CA | San Joaquin | TPP2 | Natural Gas Fired Combined Cycle | NG | Natural Gas Nonpeaker | 84.4 | 2003
4382 | Colton Power LP | 55934 | Century Generating Facility | CA | San Bernardino | C1 | Natural Gas Fired Combustion Turbine | NG | Natural Gas Peaker | 11.2 | 2001
4382 | Colton Power LP | 55934 | Century Generating Facility | CA | San Bernardino | C2 | Natural Gas Fired Combustion Turbine | NG | Natural Gas Peaker | 11.2 | 2001
4382 | Colton Power LP | 55934 | Century Generating Facility | CA | San Bernardino | C3 | Natural Gas Fired Combustion Turbine | NG | Natural Gas Peaker | 11.2 | 2001
4382 | Colton Power LP | 55934 | Century Generating Facility | CA | San Bernardino | C4 | Natural Gas Fired Combustion Turbine | NG | Natural Gas Peaker | 11.2 | 2001
4382 | Colton Power LP | 55935 | Drews Generating Facility | CA | San Bernardino | D1 | Natural Gas Fired Combustion Turbine | NG | Natural Gas Peaker | 11.2 | 2001
4382 | Colton Power LP | 55935 | Drews Generating Facility | CA | San Bernardino | D2 | Natural Gas Fired Combustion Turbine | NG | Natural Gas Peaker | 11.2 | 2001
4382 | Colton Power LP | 55935 | Drews Generating Facility | CA | San Bernardino | D3 | Natural Gas Fired Combustion Turbine | NG | Natural Gas Peaker | 11.2 | 2001
4382 | Colton Power LP | 55935 | Drews Generating Facility | CA | San Bernardino | D4 | Natural Gas Fired Combustion Turbine | NG | Natural Gas Peaker | 11.2 | 2001
9262 | Indeck Operations Inc | 55936 | NRG Rockford II Energy Center | IL | Winnebago | GT3 | Natural Gas Fired Combustion Turbine | NG | Natural Gas Peaker | 168 | 2002
56160 | NAEA Operating Company LLC | 55938 | NAEA Ocean Peaking Power LLC | NJ | Ocean | OPP3 | Natural Gas Fired Combustion Turbine | NG | Natural Gas Peaker | 191.5 | 2003
56160 | NAEA Operating Company LLC | 55938 | NAEA Ocean Peaking Power LLC | NJ | Ocean | OPP4 | Natural Gas Fired Combustion Turbine | NG | Natural Gas Peaker | 191.5 | 2003
19876 | Virginia Electric & Power Co | 55939 | Warren County | VA | Warren | CT01 | Natural Gas Fired Combined Cycle | NG | Natural Gas Nonpeaker | 297.5 | 2014
19876 | Virginia Electric & Power Co | 55939 | Warren County | VA | Warren | CT02 | Natural Gas Fired Combined Cycle | NG | Natural Gas Nonpeaker | 297.5 | 2014
19876 | Virginia Electric & Power Co | 55939 | Warren County | VA | Warren | CT03 | Natural Gas Fired Combined Cycle | NG | Natural Gas Nonpeaker | 297.5 | 2014
19876 | Virginia Electric & Power Co | 55939 | Warren County | VA | Warren | ST01 | Natural Gas Fired Combined Cycle | NG | Natural Gas Nonpeaker | 579.7 | 2014
1361 | Bay Windpower LLC | 55944 | Bay Windpower I | MI | CHEBOYGAN | BAY | Onshore Wind Turbine | WND | Wind | 1.8 | 2001
13989 | California Resources Elk Hills LLC | 55950 | Elk Hills Cogen | CA | KERN | U1 | Natural Gas Fired Combustion Turbine | NG | Natural Gas Peaker | 23.3 | 1994
13989 | California Resources Elk Hills LLC | 55950 | Elk Hills Cogen | CA | KERN | U2 | Natural Gas Fired Combustion Turbine | NG | Natural Gas Peaker | 23.3 | 1994
5532 | E I Colton LLC | 55951 | Agua Mansa Power Plant | CA | San Bernardino | AMP1 | Natural Gas Fired Combustion Turbine | NG | Natural Gas Peaker | 60.5 | 2003
6715 | City of Franklin - (VA) | 55953 | Pretlow | VA | Southampton | 1 | Petroleum Liquids | DFO | Petroleum | 1.6 | 2001
6715 | City of Franklin - (VA) | 55953 | Pretlow | VA | Southampton | 2 | Petroleum Liquids | DFO | Petroleum | 1.6 | 2001
6715 | City of Franklin - (VA) | 55954 | Downtown | VA | Southampton | 1 | Petroleum Liquids | DFO | Petroleum | 1.6 | 1992
6715 | City of Franklin - (VA) | 55954 | Downtown | VA | Southampton | 2 | Petroleum Liquids | DFO | Petroleum | 1.6 | 1992
2874 | Gilroy Energy Center for Riverview | 55963 | Riverview Energy Center | CA | Contra Costa | CTG1 | Natural Gas Fired Combustion Turbine | NG | Natural Gas Peaker | 47 | 2003
15380 | Prince George's County | 55964 | Brown Station Road Plant II | MD | PRINCE GEORGES | 1 | Landfill Gas | LFG | Biomass | 1 | 2003
15380 | Prince George's County | 55964 | Brown Station Road Plant II | MD | PRINCE GEORGES | 2 | Landfill Gas | LFG | Biomass | 1 | 2003
15380 | Prince George's County | 55964 | Brown Station Road Plant II | MD | PRINCE GEORGES | 3 | Landfill Gas | LFG | Biomass | 1 | 2003
15380 | Prince George's County | 55964 | Brown Station Road Plant II | MD | PRINCE GEORGES | 4 | Landfill Gas | LFG | Biomass | 1 | 2003
17650 | Southern Power Co | 55965 | Wansley Combined Cycle | GA | Heard | CT6A | Natural Gas Fired Combined Cycle | NG | Natural Gas Nonpeaker | 203.1 | 2002
17650 | Southern Power Co | 55965 | Wansley Combined Cycle | GA | Heard | CT6B | Natural Gas Fired Combined Cycle | NG | Natural Gas Nonpeaker | 203.1 | 2002
17650 | Southern Power Co | 55965 | Wansley Combined Cycle | GA | Heard | CT7A | Natural Gas Fired Combined Cycle | NG | Natural Gas Nonpeaker | 203.1 | 2002
17650 | Southern Power Co | 55965 | Wansley Combined Cycle | GA | Heard | CT7B | Natural Gas Fired Combined Cycle | NG | Natural Gas Nonpeaker | 203.1 | 2002
17650 | Southern Power Co | 55965 | Wansley Combined Cycle | GA | Heard | ST6 | Natural Gas Fired Combined Cycle | NG | Natural Gas Nonpeaker | 213.3 | 2002
17650 | Southern Power Co | 55965 | Wansley Combined Cycle | GA | Heard | ST7 | Natural Gas Fired Combined Cycle | NG | Natural Gas Nonpeaker | 213.3 | 2002
19558 | Homer Electric Assn Inc | 55966 | Nikiski Co-Generation | AK | Kenai Peninsula | GT1 | Natural Gas Fired Combined Cycle | NG | Natural Gas Nonpeaker | 37.9 | 1986
19558 | Homer Electric Assn Inc | 55966 | Nikiski Co-Generation | AK | Kenai Peninsula | ST1 | Natural Gas Fired Combined Cycle | NG | Natural Gas Nonpeaker | 40 | 2013
19171 | Trent Wind Farm LP | 55968 | Trent Wind Farm LP | TX | Nolan | WTG1 | Onshore Wind Turbine | WND | Wind | 150 | 2001
7308 | Hawkeye Energy Greenport LLC | 55969 | Hawkeye Energy Greenport LLC | NY | SUFFOLK | U-01 | Petroleum Liquids | KER | Petroleum | 54 | 2003
16534 | Sacramento Municipal Util Dist | 55970 | Cosumnes | CA | Sacramento | 1 | Natural Gas Fired Combined Cycle | NG | Natural Gas Nonpeaker | 190 | 2006
16534 | Sacramento Municipal Util Dist | 55970 | Cosumnes | CA | Sacramento | 2 | Natural Gas Fired Combined Cycle | NG | Natural Gas Nonpeaker | 170 | 2006
16534 | Sacramento Municipal Util Dist | 55970 | Cosumnes | CA | Sacramento | 3 | Natural Gas Fired Combined Cycle | NG | Natural Gas Nonpeaker | 170 | 2006
14127 | Omaha Public Power District | 55972 | Cass County | NE | Cass | CT-1 | Natural Gas Fired Combustion Turbine | NG | Natural Gas Peaker | 172.5 | 2003
14127 | Omaha Public Power District | 55972 | Cass County | NE | Cass | CT-2 | Natural Gas Fired Combustion Turbine | NG | Natural Gas Peaker | 172.5 | 2003
54885 | NRG Wholesale Generation LP | 55976 | Hunterstown Power Plant | PA | Adams | 101 | Natural Gas Fired Combined Cycle | NG | Natural Gas Nonpeaker | 179 | 2003
54885 | NRG Wholesale Generation LP | 55976 | Hunterstown Power Plant | PA | Adams | 201 | Natural Gas Fired Combined Cycle | NG | Natural Gas Nonpeaker | 179 | 2003
54885 | NRG Wholesale Generation LP | 55976 | Hunterstown Power Plant | PA | Adams | 301 | Natural Gas Fired Combined Cycle | NG | Natural Gas Nonpeaker | 179 | 2003
54885 | NRG Wholesale Generation LP | 55976 | Hunterstown Power Plant | PA | Adams | 401 | Natural Gas Fired Combined Cycle | NG | Natural Gas Nonpeaker | 361 | 2003
6204 | City of Farmington - (NM) | 55977 | Bluffview | NM | San Juan | CTG1 | Natural Gas Fired Combined Cycle | NG | Natural Gas Nonpeaker | 40 | 2005
6204 | City of Farmington - (NM) | 55977 | Bluffview | NM | San Juan | STG1 | Natural Gas Fired Combined Cycle | NG | Natural Gas Nonpeaker | 27 | 2005
57170 | EDF Renewable Asset Holdings, Inc. | 55980 | Champepaden Wind Power | MN | Murray | 1 | Onshore Wind Turbine | WND | Wind | 2 | 2001
57170 | EDF Renewable Asset Holdings, Inc. | 55981 | Moulton Wind Power | MN | Murray | 1 | Onshore Wind Turbine | WND | Wind | 2 | 2001
49899 | CalEnergy Operating Corporation | 55983 | Salton Sea Power LLC - Unit 5 | CA | Imperial | TG51 | Geothermal | GEO | Geothermal | 58.3 | 2000
49899 | CalEnergy Operating Corporation | 55984 | CE Turbo LLC | CA | Imperial | TG21 | Geothermal | GEO | Geothermal | 11.5 | 2000
16609 | San Diego Gas & Electric Co | 55985 | Palomar Energy | CA | San Diego | CTG1 | Natural Gas Fired Combined Cycle | NG | Natural Gas Nonpeaker | 165 | 2005
16609 | San Diego Gas & Electric Co | 55985 | Palomar Energy | CA | San Diego | CTG2 | Natural Gas Fired Combined Cycle | NG | Natural Gas Nonpeaker | 165 | 2005
16609 | San Diego Gas & Electric Co | 55985 | Palomar Energy | CA | San Diego | STG | Natural Gas Fired Combined Cycle | NG | Natural Gas Nonpeaker | 229 | 2006
6870 | Backbone Mountain Windpower, LLC | 55986 | Mountaineer Wind Energy Center | WV | Tucker | WT1 | Onshore Wind Turbine | WND | Wind | 66 | 2002
18125 | Stillwater Utilities Authority | 55987 | Stillwater Water Treatment Plant | OK | Payne | 6 | Petroleum Liquids | DFO | Petroleum | 2 | 2003
8785 | Homestretch Geothermal LLC | 55988 | Wabuska | NV | Lyon | 1 | Geothermal | GEO | Geothermal | 0.6 | 1984
8785 | Homestretch Geothermal LLC | 55988 | Wabuska | NV | Lyon | 2 | Geothermal | GEO | Geothermal | 0.8 | 1988
8785 | Homestretch Geothermal LLC | 55988 | Wabuska | NV | Lyon | 3 | Geothermal | GEO | Geothermal | 0.8 | 2002
8785 | Homestretch Geothermal LLC | 55988 | Wabuska | NV | Lyon | 4 | Geothermal | GEO | Geothermal | 0.8 | 2011
8785 | Homestretch Geothermal LLC | 55988 | Wabuska | NV | Lyon | 5 | Geothermal | GEO | Geothermal | 0.8 | 2011
8785 | Homestretch Geothermal LLC | 55988 | Wabuska | NV | Lyon | 6 | Geothermal | GEO | Geothermal | 0.8 | 2011
8785 | Homestretch Geothermal LLC | 55988 | Wabuska | NV | Lyon | 7 | Geothermal | GEO | Geothermal | 0.8 | 2011
6607 | FPL Energy Vansycle LLC | 55989 | FPL Energy Vansycle LLC (OR) | OR | Umatilla | V-47 | Onshore Wind Turbine | WND | Wind | 122.8 | 2001
58115 | DTE Ashtabula, LLC | 55990 | Ashtabula | OH | Ashtabula | 1 | Natural Gas Fired Combined Cycle | NG | Natural Gas Nonpeaker | 4.9 | 2001
58115 | DTE Ashtabula, LLC | 55990 | Ashtabula | OH | Ashtabula | 2 | Natural Gas Fired Combined Cycle | NG | Natural Gas Nonpeaker | 4.9 | 2001
58115 | DTE Ashtabula, LLC | 55990 | Ashtabula | OH | Ashtabula | 3 | Natural Gas Fired Combined Cycle | NG | Natural Gas Nonpeaker | 4.9 | 2001
58115 | DTE Ashtabula, LLC | 55990 | Ashtabula | OH | Ashtabula | 4 | Natural Gas Fired Combined Cycle | NG | Natural Gas Nonpeaker | 4.9 | 2001
58115 | DTE Ashtabula, LLC | 55990 | Ashtabula | OH | Ashtabula | 5 | Natural Gas Fired Combined Cycle | NG | Natural Gas Nonpeaker | 4.9 | 2001
58115 | DTE Ashtabula, LLC | 55990 | Ashtabula | OH | Ashtabula | 6 | Natural Gas Fired Combined Cycle | NG | Natural Gas Nonpeaker | 0.8 | 2001
58115 | DTE Ashtabula, LLC | 55990 | Ashtabula | OH | Ashtabula | 7 | Natural Gas Fired Combined Cycle | NG | Natural Gas Nonpeaker | 0.8 | 2001
34691 | Ormat Nevada Inc | 55991 | Brady | NV | Churchill | OEC | Geothermal | GEO | Geothermal | 6.5 | 2002
34691 | Ormat Nevada Inc | 55991 | Brady | NV | Churchill | TG-1 | Geothermal | GEO | Geothermal | 9.2 | 1992
34691 | Ormat Nevada Inc | 55991 | Brady | NV | Churchill | TG-2 | Geothermal | GEO | Geothermal | 9.2 | 1992
34691 | Ormat Nevada Inc | 55991 | Brady | NV | Churchill | TG-3 | Geothermal | GEO | Geothermal | 8 | 1992
49796 | Desert Sky Wind Farm LP | 55992 | Desert Sky | TX | Pecos | 1 | Onshore Wind Turbine | WND | Wind | 160.5 | 2002
1307 | Basin Electric Power Coop | 55995 | Minot Wind Project | ND | Ward | MWP | Onshore Wind Turbine | WND | Wind | 2.6 | 2003
1307 | Basin Electric Power Coop | 55995 | Minot Wind Project | ND | Ward | MWP2 | Onshore Wind Turbine | WND | Wind | 4.5 | 2009
361 | Industrial Energy Applications Inc | 55996 | Alliant SBD0201 Penford Produc | IA | Linn | 01 | Petroleum Liquids | DFO | Petroleum | 1.8 | 2003
361 | Industrial Energy Applications Inc | 55996 | Alliant SBD0201 Penford Produc | IA | Linn | 02 | Petroleum Liquids | DFO | Petroleum | 1.6 | 2003
361 | Industrial Energy Applications Inc | 55996 | Alliant SBD0201 Penford Produc | IA | Linn | 03 | Petroleum Liquids | DFO | Petroleum | 1.6 | 2003
361 | Industrial Energy Applications Inc | 55996 | Alliant SBD0201 Penford Produc | IA | Linn | 04 | Petroleum Liquids | DFO | Petroleum | 1.1 | 2003
3329 | Borough of Chambersburg | 55997 | Orchard Park | PA | FRANKLIN | 10 | Natural Gas Internal Combustion Engine | NG | Natural Gas Peaker | 6 | 2003
3329 | Borough of Chambersburg | 55997 | Orchard Park | PA | FRANKLIN | 11 | Natural Gas Internal Combustion Engine | NG | Natural Gas Peaker | 6 | 2003
3329 | Borough of Chambersburg | 55997 | Orchard Park | PA | FRANKLIN | 8 | Natural Gas Internal Combustion Engine | NG | Natural Gas Peaker | 6 | 2003
3329 | Borough of Chambersburg | 55997 | Orchard Park | PA | FRANKLIN | 9 | Natural Gas Internal Combustion Engine | NG | Natural Gas Peaker | 6 | 2003
13815 | Northwestern Wisconsin Elec Co | 55998 | Danbury Diesel | WI | BURNETT | GT1 | Petroleum Liquids | DFO | Petroleum | 6.7 | 1981
13815 | Northwestern Wisconsin Elec Co | 55998 | Danbury Diesel | WI | BURNETT | IC1 | Petroleum Liquids | DFO | Petroleum | 0.5 | 1982
13815 | Northwestern Wisconsin Elec Co | 55998 | Danbury Diesel | WI | BURNETT | IC2 | Petroleum Liquids | DFO | Petroleum | 0.6 | 1966
56221 | New England Confectionery Co Inc | 55999 | NECCO Co-Generation | MA | Suffolk | GEN1 | Natural Gas Internal Combustion Engine | NG | Natural Gas Peaker | 2.9 | 2004
56221 | New England Confectionery Co Inc | 55999 | NECCO Co-Generation | MA | Suffolk | GEN2 | Natural Gas Internal Combustion Engine | NG | Natural Gas Peaker | 2.9 | 2004
20208 | Waymart Wind Farm | 56001 | Waymart Wind | PA | Wayne | GE15 | Onshore Wind Turbine | WND | Wind | 64.5 | 2003
12582 | Minwind Energy LLC | 56002 | Minwind | MN | Rock | 1 | Onshore Wind Turbine | WND | Wind | 3.8 | 2002
8198 | City of Harrisonburg - (VA) | 56004 | Mount Clinton | VA | Rockingham | D-2 | Petroleum Liquids | DFO | Petroleum | 2 | 2002
8198 | City of Harrisonburg - (VA) | 56004 | Mount Clinton | VA | Rockingham | D-3 | Petroleum Liquids | DFO | Petroleum | 2 | 2002
8198 | City of Harrisonburg - (VA) | 56004 | Mount Clinton | VA | Rockingham | D-5 | Petroleum Liquids | DFO | Petroleum | 2 | 2004
8198 | City of Harrisonburg - (VA) | 56004 | Mount Clinton | VA | Rockingham | D-7 | Petroleum Liquids | DFO | Petroleum | 2 | 2009
8198 | City of Harrisonburg - (VA) | 56004 | Mount Clinton | VA | Rockingham | D-8 | Petroleum Liquids | DFO | Petroleum | 2 | 2009
8198 | City of Harrisonburg - (VA) | 56004 | Mount Clinton | VA | Rockingham | MC-1 | Petroleum Liquids | DFO | Petroleum | 14 | 1999
8198 | City of Harrisonburg - (VA) | 56005 | Pleasant Valley (VA) | VA | Rockingham | D-4 | Petroleum Liquids | DFO | Petroleum | 2 | 2002
8198 | City of Harrisonburg - (VA) | 56005 | Pleasant Valley (VA) | VA | Rockingham | D-6 | Petroleum Liquids | DFO | Petroleum | 2 | 2006
8198 | City of Harrisonburg - (VA) | 56005 | Pleasant Valley (VA) | VA | Rockingham | PV-1 | Petroleum Liquids | DFO | Petroleum | 16.5 | 1997
8198 | City of Harrisonburg - (VA) | 56006 | Harrisonburg Power Plant | VA | HARRISONBURG CITY | ST-1 | Natural Gas Steam Turbine | NG | Natural Gas Peaker | 2.5 | 1997
6850 | FPL Energy Hancock County Wind, LLC | 56010 | Hancock County Wind Energy Center | IA | Hancock | V-47 | Onshore Wind Turbine | WND | Wind | 98 | 2002
17058 | Shell Wind Energy Inc. | 56011 | Cabazon Wind Partners | CA | Riverside | V-47 | Onshore Wind Turbine | WND | Wind | 41 | 2002
17058 | Shell Wind Energy Inc. | 56012 | Whitewater Hill Wind Partners | CA | Riverside | 1 | Onshore Wind Turbine | WND | Wind | 61.5 | 2002
20421 | Western Minnesota Mun Pwr Agny | 56013 | Exira | IA | Audubon | U1 | Natural Gas Fired Combustion Turbine | NG | Natural Gas Peaker | 60.5 | 2004
20421 | Western Minnesota Mun Pwr Agny | 56013 | Exira | IA | Audubon | U2 | Natural Gas Fired Combustion Turbine | NG | Natural Gas Peaker | 60.5 | 2004
20421 | Western Minnesota Mun Pwr Agny | 56013 | Exira | IA | Audubon | U3 | Natural Gas Fired Combustion Turbine | NG | Natural Gas Peaker | 60.5 | 2007
17555 | South Eastern Elec Devt Corp | 56015 | Bainbridge | GA | Decatur | SEG1 | Petroleum Liquids | DFO | Petroleum | 40 | 2000
17555 | South Eastern Elec Devt Corp | 56015 | Bainbridge | GA | Decatur | SEGC | Petroleum Liquids | DFO | Petroleum | 40 | 2000
22040 | Washington State University | 56016 | Grimes Way | WA | WHITMAN | 1 | Natural Gas Internal Combustion Engine | NG | Natural Gas Peaker | 1.1 | 2005
22040 | Washington State University | 56016 | Grimes Way | WA | WHITMAN | 2 | Natural Gas Internal Combustion Engine | NG | Natural Gas Peaker | 1.1 | 2005
22040 | Washington State University | 56016 | Grimes Way | WA | WHITMAN | 3 | Petroleum Liquids | DFO | Petroleum | 1.8 | 2005
6716 | PUD No 1 of Franklin County | 56017 | Franklin/Grays | WA | Franklin | GT1 | Natural Gas Fired Combustion Turbine | NG | Natural Gas Peaker | 11.4 | 2002
6716 | PUD No 1 of Franklin County | 56017 | Franklin/Grays | WA | Franklin | GT2 | Natural Gas Fired Combustion Turbine | NG | Natural Gas Peaker | 11.4 | 2002
6716 | PUD No 1 of Franklin County | 56017 | Franklin/Grays | WA | Franklin | GT3 | Natural Gas Fired Combustion Turbine | NG | Natural Gas Peaker | 11.4 | 2002
6716 | PUD No 1 of Franklin County | 56017 | Franklin/Grays | WA | Franklin | GT4 | Natural Gas Fired Combustion Turbine | NG | Natural Gas Peaker | 11.4 | 2002
40614 | Alabama Municipal Elec Authority | 56018 | AMEA Peaking | AL | TALLADEGA | 1 | Natural Gas Fired Combustion Turbine | NG | Natural Gas Peaker | 49.3 | 2004
40614 | Alabama Municipal Elec Authority | 56018 | AMEA Peaking | AL | TALLADEGA | 2 | Natural Gas Fired Combustion Turbine | NG | Natural Gas Peaker | 49.3 | 2004
20813 | City of Winfield - (KS) | 56022 | Waste Water Plant Generator | KS | Cowley | 1 | Petroleum Liquids | DFO | Petroleum | 1.6 | 1993
19062 | City of Traer - (IA) | 56025 | Traer East | IA | Tama | 6 | Petroleum Liquids | DFO | Petroleum | 2 | 2004
19062 | City of Traer - (IA) | 56025 | Traer East | IA | Tama | 7 | Petroleum Liquids | DFO | Petroleum | 2 | 2004
16655 | City of Santa Clara - (CA) | 56026 | Donald Von Raesfeld Power Plant | CA | Santa Clara | CTG1 | Natural Gas Fired Combined Cycle | NG | Natural Gas Nonpeaker | 50 | 2005
16655 | City of Santa Clara - (CA) | 56026 | Donald Von Raesfeld Power Plant | CA | Santa Clara | CTG2 | Natural Gas Fired Combined Cycle | NG | Natural Gas Nonpeaker | 50 | 2005
16655 | City of Santa Clara - (CA) | 56026 | Donald Von Raesfeld Power Plant | CA | Santa Clara | STG | Natural Gas Fired Combined Cycle | NG | Natural Gas Nonpeaker | 54 | 2005
20860 | Wisconsin Public Service Corp | 56031 | Fox Energy Center | WI | Outagamie | CTG1 | Natural Gas Fired Combined Cycle | NG | Natural Gas Nonpeaker | 198.9 | 2006
20860 | Wisconsin Public Service Corp | 56031 | Fox Energy Center | WI | Outagamie | CTG2 | Natural Gas Fired Combined Cycle | NG | Natural Gas Nonpeaker | 198.9 | 2005
20860 | Wisconsin Public Service Corp | 56031 | Fox Energy Center | WI | Outagamie | STG | Natural Gas Fired Combined Cycle | NG | Natural Gas Nonpeaker | 221 | 2005
49845 | Equus Power I, L.P., | 56032 | Equus Freeport Power | NY | Nassau | 0001 | Natural Gas Fired Combustion Turbine | NG | Natural Gas Peaker | 60 | 2004
49845 | Equus Power I, L.P., | 56032 | Equus Freeport Power | NY | Nassau | 001 | Natural Gas Fired Combustion Turbine | NG | Natural Gas Peaker | 60 | 2004
18065 | Smithfield Farmland Corp-Wilson | 56035 | Smithfield Farmland Corp-Wilson | NC | WILSON | 1 | Petroleum Liquids | DFO | Petroleum | 1.4 | 2002
18065 | Smithfield Farmland Corp-Wilson | 56035 | Smithfield Farmland Corp-Wilson | NC | WILSON | 2 | Petroleum Liquids | DFO | Petroleum | 1.4 | 2002
5571 | East Bay Municipal Util Dist | 56036 | WWTP Power Generation Station | CA | Alameda | GEN1 | Other Waste Biomass | OBG | Biomass | 2.2 | 1985
5571 | East Bay Municipal Util Dist | 56036 | WWTP Power Generation Station | CA | Alameda | GEN2 | Other Waste Biomass | OBG | Biomass | 2.2 | 1985
5571 | East Bay Municipal Util Dist | 56036 | WWTP Power Generation Station | CA | Alameda | GEN3 | Other Waste Biomass | OBG | Biomass | 2.2 | 1985
19165 | Trigen-Cinergy Solutions College Park | 56038 | UMCP CHP Plant | MD | Prince Georges | 1 | Natural Gas Fired Combustion Turbine | NG | Natural Gas Peaker | 11 | 2003
19165 | Trigen-Cinergy Solutions College Park | 56038 | UMCP CHP Plant | MD | Prince Georges | 2 | Natural Gas Fired Combustion Turbine | NG | Natural Gas Peaker | 11 | 2003
19165 | Trigen-Cinergy Solutions College Park | 56038 | UMCP CHP Plant | MD | Prince Georges | 3 | Natural Gas Steam Turbine | NG | Natural Gas Peaker | 5.4 | 2003
19798 | City of Vernon | 56039 | H. Gonzales | CA | Los Angeles | G1 | Natural Gas Fired Combustion Turbine | NG | Natural Gas Peaker | 5.9 | 1987
19798 | City of Vernon | 56039 | H. Gonzales | CA | Los Angeles | G2 | Natural Gas Fired Combustion Turbine | NG | Natural Gas Peaker | 5.9 | 1987
29116 | Colorado Energy Management LLC | 56041 | Malburg | CA | LOS ANGELES | M1 | Natural Gas Fired Combined Cycle | NG | Natural Gas Nonpeaker | 40 | 2005
29116 | Colorado Energy Management LLC | 56041 | Malburg | CA | LOS ANGELES | M2 | Natural Gas Fired Combined Cycle | NG | Natural Gas Nonpeaker | 40 | 2005
29116 | Colorado Energy Management LLC | 56041 | Malburg | CA | LOS ANGELES | M3 | Natural Gas Fired Combined Cycle | NG | Natural Gas Nonpeaker | 50 | 2005
2507 | City of Burbank Water and Power | 56046 | Magnolia Power Project | CA | Los Angeles | 1 | Natural Gas Fired Combined Cycle | NG | Natural Gas Nonpeaker | 198.9 | 2005
2507 | City of Burbank Water and Power | 56046 | Magnolia Power Project | CA | Los Angeles | 2 | Natural Gas Fired Combined Cycle | NG | Natural Gas Nonpeaker | 188.7 | 2005
19198 | Trigen Inner Harbor East, LLC | 56050 | Inner Harbor East Heating | MD | BALTIMORE CITY | 1 | Natural Gas Internal Combustion Engine | NG | Natural Gas Peaker | 2.1 | 2004
18986 | THUMS Long Beach Company | 56051 | THUMS | CA | Los Angeles | GEN1 | Natural Gas Fired Combustion Turbine | NG | Natural Gas Peaker | 57.4 | 2003
6865 | FPL Energy Meyersdale Windpower LLC | 56052 | Meyersdale Windpower | PA | Somerset | GE15 | Onshore Wind Turbine | WND | Wind | 30 | 2003
3153 | City of Casey - (IL) | 56053 | Casey City of | IL | CLARK | 1 | Petroleum Liquids | DFO | Petroleum | 1.8 | 2002
3153 | City of Casey - (IL) | 56053 | Casey City of | IL | CLARK | 2 | Petroleum Liquids | DFO | Petroleum | 1.8 | 2002
3153 | City of Casey - (IL) | 56053 | Casey City of | IL | CLARK | 3 | Petroleum Liquids | DFO | Petroleum | 1.8 | 2002
6985 | Garwin McNeilus | 56054 | G McNeilus Wind Farm Dodge Center | MN | DODGE | GM1 | Onshore Wind Turbine | WND | Wind | 32 | 2002
6985 | Garwin McNeilus | 56054 | G McNeilus Wind Farm Dodge Center | MN | DODGE | GM2 | Onshore Wind Turbine | WND | Wind | 8 | 2003
6985 | Garwin McNeilus | 56054 | G McNeilus Wind Farm Dodge Center | MN | DODGE | GM3 | Onshore Wind Turbine | WND | Wind | 3 | 2004
11843 | Maui Electric Co Ltd | 56055 | Hana Substation | HI | Maui | MH1 | Petroleum Liquids | DFO | Petroleum | 1 | 2001
11843 | Maui Electric Co Ltd | 56055 | Hana Substation | HI | Maui | MH2 | Petroleum Liquids | DFO | Petroleum | 1 | 2001
13630 | North Carolina Mun Power Agny #1 | 56059 | High Point, Fairfield | NC | Guilford | 1 | Petroleum Liquids | DFO | Petroleum | 1.8 | 2002
13630 | North Carolina Mun Power Agny #1 | 56062 | Statesville, Highway 64 | NC | Iredell | 1 | Petroleum Liquids | DFO | Petroleum | 1.8 | 2002
13630 | North Carolina Mun Power Agny #1 | 56063 | Shelby, Toms Street | NC | Cleveland | 1 | Petroleum Liquids | DFO | Petroleum | 1.8 | 2002
13630 | North Carolina Mun Power Agny #1 | 56064 | Morganton, Parker Road | NC | Burke | 1 | Petroleum Liquids | DFO | Petroleum | 1.8 | 2002
13630 | North Carolina Mun Power Agny #1 | 56067 | Lexington Health Center | NC | Davidson | 1 | Petroleum Liquids | DFO | Petroleum | 1.8 | 2002
20847 | Wisconsin Electric Power Co | 56068 | Elm Road Generating Station | WI | Milwaukee | 1 | Conventional Steam Coal | SUB | Hard Coal | 701.3 | 2010
20847 | Wisconsin Electric Power Co | 56068 | Elm Road Generating Station | WI | Milwaukee | 2 | Conventional Steam Coal | SUB | Hard Coal | 701.3 | 2011
54842 | WM Renewable Energy LLC | 56069 | Berlin Landfill Gas | WI | Green Lake | 1 | Landfill Gas | LFG | Biomass | 0.8 | 2001
54842 | WM Renewable Energy LLC | 56069 | Berlin Landfill Gas | WI | Green Lake | 2 | Landfill Gas | LFG | Biomass | 0.8 | 2001
54842 | WM Renewable Energy LLC | 56069 | Berlin Landfill Gas | WI | Green Lake | 3 | Landfill Gas | LFG | Biomass | 0.8 | 2001
11479 | Madison Gas & Electric Co | 56070 | Diesel Generators | WI | Dane | 1 | Petroleum Liquids | DFO | Petroleum | 54 | 2001
361 | Industrial Energy Applications Inc | 56073 | Alliant SBG 9802 Toyota | IA | Linn | 01 | Natural Gas Internal Combustion Engine | NG | Natural Gas Peaker | 1 | 1998
361 | Industrial Energy Applications Inc | 56074 | Alliant SBD 9901 GE Capital | IA | Linn | 01 | Petroleum Liquids | DFO | Petroleum | 1.1 | 2000
8565 | FPLE High Winds, LLC | 56075 | High Winds LLC | CA | Solano | 1 | Onshore Wind Turbine | WND | Wind | 145.8 | 2003
8565 | FPLE High Winds, LLC | 56075 | High Winds LLC | CA | Solano | 2 | Onshore Wind Turbine | WND | Wind | 16.2 | 2003
5321 | Drummond Company, Inc. | 56076 | ABC Coke | AL | Jefferson | 1 | Other Gases | OG | Biomass | 3.8 | 1997
19281 | Turlock Irrigation District | 56078 | Walnut Energy Center | CA | Stanislaus | 1 | Natural Gas Fired Combined Cycle | NG | Natural Gas Nonpeaker | 94.9 | 2006
19281 | Turlock Irrigation District | 56078 | Walnut Energy Center | CA | Stanislaus | 2 | Natural Gas Fired Combined Cycle | NG | Natural Gas Nonpeaker | 94.9 | 2006
19281 | Turlock Irrigation District | 56078 | Walnut Energy Center | CA | Stanislaus | 3 | Natural Gas Fired Combined Cycle | NG | Natural Gas Nonpeaker | 110.8 | 2006
15597 | Riceland Foods Inc. | 56079 | Riceland Foods Cogeneration Plant | AR | Arkansas | STEC | Other Waste Biomass | OBS | Biomass | 18 | 1997
16657 | San Jose/Santa Clara Water P C | 56080 | SJ/SC WPCP | CA | Santa Clara | E2 | Other Waste Biomass | OBG | Biomass | 0.8 | 1953
16657 | San Jose/Santa Clara Water P C | 56080 | SJ/SC WPCP | CA | Santa Clara | E5 | Other Waste Biomass | OBG | Biomass | 1.8 | 1963
16657 | San Jose/Santa Clara Water P C | 56080 | SJ/SC WPCP | CA | Santa Clara | EG1 | Natural Gas Internal Combustion Engine | NG | Natural Gas Peaker | 2.8 | 1995
16657 | San Jose/Santa Clara Water P C | 56080 | SJ/SC WPCP | CA | Santa Clara | EG2 | Natural Gas Internal Combustion Engine | NG | Natural Gas Peaker | 2.8 | 1985
16657 | San Jose/Santa Clara Water P C | 56080 | SJ/SC WPCP | CA | Santa Clara | EG3 | Natural Gas Internal Combustion Engine | NG | Natural Gas Peaker | 2.8 | 1985
1881 | Blue Canyon Windpower LLC | 56081 | Blue Canyon Windpower | OK | Comanche | EW | Onshore Wind Turbine | WND | Wind | 85 | 2003
1828 | Linn Operating Inc | 56090 | Blacksand Generating Facility | CA | Orange | D182 | Other Gases | OG | Biomass | 4 | 2000
1828 | Linn Operating Inc | 56090 | Blacksand Generating Facility | CA | Orange | D189 | Other Gases | OG | Biomass | 3.7 | 2000
1828 | Linn Operating Inc | 56090 | Blacksand Generating Facility | CA | Orange | D190 | Other Gases | OG | Biomass | 0.3 | 2012
34721 | FPL Energy South Dakota Wind LLC | 56092 | South Dakota Wind Energy Cente | SD | Hyde | GE15 | Onshore Wind Turbine | WND | Wind | 40.5 | 2003
58528 | NextEra Energy Operating Services LLC | 56093 | TransAlta Wyoming Wind | WY | Uinta | GE15 | Onshore Wind Turbine | WND | Wind | 144 | 2003
34719 | FPL Energy Oklahoma Wind LLC | 56094 | Oklahoma Wind Energy Center | OK | Woodward | GE15 | Onshore Wind Turbine | WND | Wind | 51 | 2003
34719 | FPL Energy Oklahoma Wind LLC | 56094 | Oklahoma Wind Energy Center | OK | Woodward | GSOO | Onshore Wind Turbine | WND | Wind | 51 | 2003
34717 | FPL Energy New Mexico Wind LLC | 56097 | New Mexico Wind Energy Center | NM | Quay | GE15 | Onshore Wind Turbine | WND | Wind | 204 | 2003
8628 | City of Hillsboro - (ND) | 56098 | Hillsboro | ND | TRAILL | 1 | Petroleum Liquids | DFO | Petroleum | 2 | 2002
8628 | City of Hillsboro - (ND) | 56098 | Hillsboro | ND | TRAILL | 2 | Petroleum Liquids | DFO | Petroleum | 2 | 2002
34723 | FPL Energy North Dakota Wind LLC | 56099 | FPL Energy North Dakota Wind I/II | ND | LaMoure | GE15 | Onshore Wind Turbine | WND | Wind | 61.5 | 2003
17862 | City of St Charles - (MN) | 56100 | St. Charles Power Plant | MN | Winona | 1 | Petroleum Liquids | DFO | Petroleum | 2.2 | 2004
17862 | City of St Charles - (MN) | 56100 | St. Charles Power Plant | MN | Winona | 2 | Petroleum Liquids | DFO | Petroleum | 2.2 | 2004
17862 | City of St Charles - (MN) | 56100 | St. Charles Power Plant | MN | Winona | 3 | Petroleum Liquids | DFO | Petroleum | 2.2 | 2004
17862 | City of St Charles - (MN) | 56100 | St. Charles Power Plant | MN | Winona | 4 | Petroleum Liquids | DFO | Petroleum | 2.2 | 2004
14354 | PacifiCorp | 56102 | Currant Creek | UT | Juab | CT1A | Natural Gas Fired Combined Cycle | NG | Natural Gas Nonpeaker | 172 | 2005
14354 | PacifiCorp | 56102 | Currant Creek | UT | Juab | CT1B | Natural Gas Fired Combined Cycle | NG | Natural Gas Nonpeaker | 172 | 2005
14354 | PacifiCorp | 56102 | Currant Creek | UT | Juab | ST1 | Natural Gas Fired Combined Cycle | NG | Natural Gas Nonpeaker | 305 | 2006
2338 | Calpine Central LP | 56104 | Mankato Energy Center | MN | Blue Earth | CTG2 | Natural Gas Fired Combined Cycle | NG | Natural Gas Nonpeaker | 210 | 2006
2338 | Calpine Central LP | 56104 | Mankato Energy Center | MN | Blue Earth | STG1 | Natural Gas Fired Combined Cycle | NG | Natural Gas Nonpeaker | 320 | 2006
21352 | Municipal Energy Agency of NE | 56106 | MEAN Wind Project | NE | Kimball | 1 | Onshore Wind Turbine | WND | Wind | 10.5 | 2002
50111 | Lafayette Utilities System | 56108 | T J Labbe Electric Generating | LA | Lafayette | U-1 | Natural Gas Fired Combustion Turbine | NG | Natural Gas Peaker | 50.4 | 2005
50111 | Lafayette Utilities System | 56108 | T J Labbe Electric Generating | LA | Lafayette | U-2 | Natural Gas Fired Combustion Turbine | NG | Natural Gas Peaker | 50.4 | 2005
17058 | Shell Wind Energy Inc. | 56111 | Brazos Wind Farm | TX | Scurry | GEN1 | Onshore Wind Turbine | WND | Wind | 160 | 2003
15399 | Avangrid Renewables Inc | 56112 | Mountain View III | CA | Riverside | V47 | Onshore Wind Turbine | WND | Wind | 22.4 | 2003
55858 | Energy Developments Inc | 56113 | Tessman Road | TX | Bexar | 1 | Landfill Gas | LFG | Biomass | 1.4 | 2003
55858 | Energy Developments Inc | 56113 | Tessman Road | TX | Bexar | 2 | Landfill Gas | LFG | Biomass | 1.4 | 2003
55858 | Energy Developments Inc | 56113 | Tessman Road | TX | Bexar | 3 | Landfill Gas | LFG | Biomass | 1.4 | 2003
55858 | Energy Developments Inc | 56113 | Tessman Road | TX | Bexar | 4 | Landfill Gas | LFG | Biomass | 1.4 | 2003
55858 | Energy Developments Inc | 56113 | Tessman Road | TX | Bexar | 5 | Landfill Gas | LFG | Biomass | 1.4 | 2003
55858 | Energy Developments Inc | 56113 | Tessman Road | TX | Bexar | 6 | Landfill Gas | LFG | Biomass | 1.4 | 2003
55858 | Energy Developments Inc | 56113 | Tessman Road | TX | Bexar | 7 | Landfill Gas | LFG | Biomass | 1.4 | 2015
8573 | City of Highland | 56114 | IMEA Highland | IL | Madison | 1 | Petroleum Liquids | DFO | Petroleum | 1.8 | 1996
8573 | City of Highland | 56114 | IMEA Highland | IL | Madison | 2 | Petroleum Liquids | DFO | Petroleum | 1.8 | 1996
9286 | Illinois Municipal Elec Agency | 56116 | IMEA Flora | IL | Clay | 10 | Petroleum Liquids | DFO | Petroleum | 1.8 | 2000
9286 | Illinois Municipal Elec Agency | 56116 | IMEA Flora | IL | Clay | 6 | Petroleum Liquids | DFO | Petroleum | 1.8 | 2000
9286 | Illinois Municipal Elec Agency | 56116 | IMEA Flora | IL | Clay | 7 | Petroleum Liquids | DFO | Petroleum | 1.8 | 2000
9286 | Illinois Municipal Elec Agency | 56116 | IMEA Flora | IL | Clay | 8 | Petroleum Liquids | DFO | Petroleum | 1.8 | 2000
9286 | Illinois Municipal Elec Agency | 56116 | IMEA Flora | IL | Clay | 9 | Petroleum Liquids | DFO | Petroleum | 1.8 | 2000
6417 | City of Flora - (IL) | 56117 | Flora Site A | IL | Clay | 1 | Petroleum Liquids | DFO | Petroleum | 1.8 | 2001
6417 | City of Flora - (IL) | 56117 | Flora Site A | IL | Clay | 2 | Petroleum Liquids | DFO | Petroleum | 1.8 | 2001
6417 | City of Flora - (IL) | 56117 | Flora Site A | IL | Clay | 3 | Petroleum Liquids | DFO | Petroleum | 1.8 | 2001
6417 | City of Flora - (IL) | 56118 | Flora Site B | IL | Clay | 4 | Petroleum Liquids | DFO | Petroleum | 1.8 | 2001
6417 | City of Flora - (IL) | 56118 | Flora Site B | IL | Clay | 5 | Petroleum Liquids | DFO | Petroleum | 1.8 | 2001
49775 | Middlesex Generating Company LLC | 56119 | Middlesex Generating Facility | NJ | MIDDLESEX | 100 | Landfill Gas | LFG | Biomass | 6 | 2001
49775 | Middlesex Generating Company LLC | 56119 | Middlesex Generating Facility | NJ | MIDDLESEX | 200 | Landfill Gas | LFG | Biomass | 6 | 2001
49775 | Middlesex Generating Company LLC | 56119 | Middlesex Generating Facility | NJ | MIDDLESEX | 300 | Landfill Gas | LFG | Biomass | 10.5 | 1961
17543 | South Carolina Public Service Authority | 56120 | Lee County Landfill | SC | Lee | L1 | Landfill Gas | LFG | Biomass | 1.9 | 2005
17543 | South Carolina Public Service Authority | 56120 | Lee County Landfill | SC | Lee | L2 | Landfill Gas | LFG | Biomass | 1.9 | 2005
17543 | South Carolina Public Service Authority | 56120 | Lee County Landfill | SC | Lee | L3 | Landfill Gas | LFG | Biomass | 1.9 | 2005
17543 | South Carolina Public Service Authority | 56120 | Lee County Landfill | SC | Lee | L4 | Landfill Gas | LFG | Biomass | 5.5 | 2006
17543 | South Carolina Public Service Authority | 56121 | Anderson Regional Landfill | SC | Anderson | A2 | Landfill Gas | LFG | Biomass | 1.6 | 2008
17543 | South Carolina Public Service Authority | 56121 | Anderson Regional Landfill | SC | Anderson | A3 | Landfill Gas | LFG | Biomass | 1.6 | 2008
17543 | South Carolina Public Service Authority | 56122 | Richland County Landfill | SC | Richland | R1 | Landfill Gas | LFG | Biomass | 5.7 | 2006
17543 | South Carolina Public Service Authority | 56122 | Richland County Landfill | SC | Richland | R2 | Landfill Gas | LFG | Biomass | 1.6 | 2010
17543 | South Carolina Public Service Authority | 56122 | Richland County Landfill | SC | Richland | R3 | Landfill Gas | LFG | Biomass | 1.6 | 2010
12582 | Minwind Energy LLC | 56123 | Minwind 3-9 | MN | Rock | 1 | Onshore Wind Turbine | WND | Wind | 11.5 | 2004
49777 | SP Fiber Technologies NW LLC | 56124 | SPFT - Newberg Cogen | OR | Yamhill | TG2 | Wood/Wood Waste Biomass | WDS | Biomass | 42.8 | 1980
30076 | Calleguas Mun Water District | 56125 | Springville Hydroelectric | CA | VENTURA | 4152 | Conventional Hydroelectric | WAT | Hydro | 1 | 1994
11460 | City of Macon - (MO) | 56126 | Sub 2 Generating Station | MO | Macon | 1 | Petroleum Liquids | DFO | Petroleum | 1.8 | 2004
11460 | City of Macon - (MO) | 56126 | Sub 2 Generating Station | MO | Macon | 2 | Petroleum Liquids | DFO | Petroleum | 1.8 | 2004
11460 | City of Macon - (MO) | 56127 | Macon Energy Center | MO | Macon | 1 | Natural Gas Fired Combustion Turbine | NG | Natural Gas Peaker | 10 | 2003
11460 | City of Macon - (MO) | 56128 | Sub 3 Generating Station | MO | Macon | 1 | Petroleum Liquids | DFO | Petroleum | 1.8 | 2003
11460 | City of Macon - (MO) | 56128 | Sub 3 Generating Station | MO | Macon | 2 | Petroleum Liquids | DFO | Petroleum | 1.8 | 2003
11460 | City of Macon - (MO) | 56128 | Sub 3 Generating Station | MO | Macon | 3 | Petroleum Liquids | DFO | Petroleum | 1.8 | 2003
11460 | City of Macon - (MO) | 56128 | Sub 3 Generating Station | MO | Macon | 4 | Petroleum Liquids | DFO | Petroleum | 1.8 | 2003
59159 | Central Electric Power | 56129 | Thermal Kem | SC | York | 1 | Petroleum Liquids | DFO | Petroleum | 2.9 | 2003
59159 | Central Electric Power | 56131 | Valenite | SC | Oconee | 1 | Petroleum Liquids | DFO | Petroleum | 2.9 | 2003
59159 | Central Electric Power | 56132 | Honea Path | SC | Abbeville | 1 | Petroleum Liquids | DFO | Petroleum | 2.9 | 2003
55934 | City of Stockton MUD | 56134 | Regional Wastewater Control Facility | CA | San Joaquin | 0101 | Natural Gas Internal Combustion Engine | NG | Natural Gas Peaker | 1 | 2000
55934 | City of Stockton MUD | 56134 | Regional Wastewater Control Facility | CA | San Joaquin | 0301 | Natural Gas Internal Combustion Engine | NG | Natural Gas Peaker | 1 | 2000
55934 | City of Stockton MUD | 56134 | Regional Wastewater Control Facility | CA | San Joaquin | 0401 | Natural Gas Internal Combustion Engine | NG | Natural Gas Peaker | 1 | 2000
55934 | City of Stockton MUD | 56134 | Regional Wastewater Control Facility | CA | San Joaquin | 0501 | Petroleum Liquids | DFO | Petroleum | 1.8 | 2000
12745 | Modesto Irrigation District | 56135 | Ripon Generation Station | CA | San Joaquin | 1 | Natural Gas Fired Combustion Turbine | NG | Natural Gas Peaker | 60.5 | 2006
12745 | Modesto Irrigation District | 56135 | Ripon Generation Station | CA | San Joaquin | 2 | Natural Gas Fired Combustion Turbine | NG | Natural Gas Peaker | 60.5 | 2006
12341 | MidAmerican Energy Co | 56138 | Anderson Erickson | IA | Polk | 1 | Petroleum Liquids | DFO | Petroleum | 2 | 2000
29925 | Enterprise Products Optg LP | 56139 | Neptune Gas Processing Plant | LA | St Mary | NPCG | All Other | OTH | Other | 4.5 | 2004
49786 | Jamaica Bay Peaking Facility, LLC | 56141 | Jamaica Bay Peaking | NY | Queens | 2 | Petroleum Liquids | KER | Petroleum | 60.5 | 2003
59496 | Allete Clean Energy | 56142 | Chanarambie Power Partners, LLC | MN | Murray | WND1 | Onshore Wind Turbine | WND | Wind | 85.5 | 2003
16088 | City of Riverside - (CA) | 56143 | Riverside Energy Resource Center | CA | Riverside | 1 | Natural Gas Fired Combustion Turbine | NG | Natural Gas Peaker | 50 | 2006
16088 | City of Riverside - (CA) | 56143 | Riverside Energy Resource Center | CA | Riverside | 2 | Natural Gas Fired Combustion Turbine | NG | Natural Gas Peaker | 50 | 2006
16088 | City of Riverside - (CA) | 56143 | Riverside Energy Resource Center | CA | Riverside | 3 | Natural Gas Fired Combustion Turbine | NG | Natural Gas Peaker | 48 | 2011
16088 | City of Riverside - (CA) | 56143 | Riverside Energy Resource Center | CA | Riverside | 4 | Natural Gas Fired Combustion Turbine | NG | Natural Gas Peaker | 48 | 2011
16088 | City of Riverside - (CA) | 56144 | Springs Generating Station | CA | Riverside | 1 | Natural Gas Fired Combustion Turbine | NG | Natural Gas Peaker | 10 | 2002
16088 | City of Riverside - (CA) | 56144 | Springs Generating Station | CA | Riverside | 2 | Natural Gas Fired Combustion Turbine | NG | Natural Gas Peaker | 10 | 2002
16088 | City of Riverside - (CA) | 56144 | Springs Generating Station | CA | Riverside | 3 | Natural Gas Fired Combustion Turbine | NG | Natural Gas Peaker | 10 | 2002
16088 | City of Riverside - (CA) | 56144 | Springs Generating Station | CA | Riverside | 4 | Natural Gas Fired Combustion Turbine | NG | Natural Gas Peaker | 10 | 2002
219 | Alaska Power and Telephone Co | 56146 | False Island | AK | Prince of Wales Ketchikan | 1 | Petroleum Liquids | DFO | Petroleum | 1.3 | 2003
219 | Alaska Power and Telephone Co | 56147 | Viking | AK | Prince of Wales Ketchikan | 1 | Petroleum Liquids | DFO | Petroleum | 1 | 2003
6615 | City of Fort Pierre - (SD) | 56148 | Ft. Pierre | SD | Stanley | 5 | Petroleum Liquids | DFO | Petroleum | 2 | 2004
6615 | City of Fort Pierre - (SD) | 56148 | Ft. Pierre | SD | Stanley | 6 | Petroleum Liquids | DFO | Petroleum | 2 | 2004
6615 | City of Fort Pierre - (SD) | 56148 | Ft. Pierre | SD | Stanley | 7 | Petroleum Liquids | DFO | Petroleum | 2 | 2004
4716 | Dairyland Power Coop | 56149 | Seven Mile Creek LFG | WI | Eau Claire | 1 | Landfill Gas | LFG | Biomass | 1 | 2004
4716 | Dairyland Power Coop | 56149 | Seven Mile Creek LFG | WI | Eau Claire | 2 | Landfill Gas | LFG | Biomass | 1 | 2004
4716 | Dairyland Power Coop | 56149 | Seven Mile Creek LFG | WI | Eau Claire | 3 | Landfill Gas | LFG | Biomass | 1 | 2004
4716 | Dairyland Power Coop | 56149 | Seven Mile Creek LFG | WI | Eau Claire | 4 | Landfill Gas | LFG | Biomass | 1 | 2008
7140 | Georgia Power Co | 56150 | McIntosh Combined Cycle Facility | GA | Effingham | 10ST | Natural Gas Fired Combined Cycle | NG | Natural Gas Nonpeaker | 281.9 | 2005
7140 | Georgia Power Co | 56150 | McIntosh Combined Cycle Facility | GA | Effingham | 11ST | Natural Gas Fired Combined Cycle | NG | Natural Gas Nonpeaker | 281.9 | 2005
7140 | Georgia Power Co | 56150 | McIntosh Combined Cycle Facility | GA | Effingham | C10A | Natural Gas Fired Combined Cycle | NG | Natural Gas Nonpeaker | 203.2 | 2005
7140 | Georgia Power Co | 56150 | McIntosh Combined Cycle Facility | GA | Effingham | C10B | Natural Gas Fired Combined Cycle | NG | Natural Gas Nonpeaker | 203.2 | 2005
7140 | Georgia Power Co | 56150 | McIntosh Combined Cycle Facility | GA | Effingham | C11A | Natural Gas Fired Combined Cycle | NG | Natural Gas Nonpeaker | 203.2 | 2005
7140 | Georgia Power Co | 56150 | McIntosh Combined Cycle Facility | GA | Effingham | C11B | Natural Gas Fired Combined Cycle | NG | Natural Gas Nonpeaker | 203.2 | 2005
56211 | KCP&L Greater Missouri Operations Co | 56151 | South Harper | MO | Cass | GT1 | Natural Gas Fired Combustion Turbine | NG | Natural Gas Peaker | 117 | 2005
56211 | KCP&L Greater Missouri Operations Co | 56151 | South Harper | MO | Cass | GT2 | Natural Gas Fired Combustion Turbine | NG | Natural Gas Peaker | 117 | 2005
56211 | KCP&L Greater Missouri Operations Co | 56151 | South Harper | MO | Cass | GT3 | Natural Gas Fired Combustion Turbine | NG | Natural Gas Peaker | 117 | 2005
5338 | Dow Chemical Co | 56152 | Freeport Energy Center | TX | Brazoria | CTG1 | Natural Gas Fired Combined Cycle | NG | Natural Gas Nonpeaker | 180 | 2007
5338 | Dow Chemical Co | 56152 | Freeport Energy Center | TX | Brazoria | STG1 | Natural Gas Fired Combined Cycle | NG | Natural Gas Nonpeaker | 80 | 2007
59496 | Allete Clean Energy | 56153 | Viking Wind Partners | MN | Murray | 1 | Onshore Wind Turbine | WND | Wind | 12 | 2003
50123 | Leeward Asset Management, LLC | 56160 | Mendota Hills, LLC | IL | Lee | GEN1 | Onshore Wind Turbine | WND | Wind | 50.4 | 2003
13337 | Nebraska Public Power District | 56162 | Ainsworth Wind | NE | Brown | 1 | Onshore Wind Turbine | WND | Wind | 59.4 | 2005
49805 | Kennecott Utah Copper | 56163 | Kennecott Power Plant | UT | Salt Lake | 1 | Conventional Steam Coal | BIT | Hard Coal | 50 | 1943
49805 | Kennecott Utah Copper | 56163 | Kennecott Power Plant | UT | Salt Lake | 2 | Conventional Steam Coal | BIT | Hard Coal | 25 | 1943
49805 | Kennecott Utah Copper | 56163 | Kennecott Power Plant | UT | Salt Lake | 3 | Conventional Steam Coal | BIT | Hard Coal | 25 | 1946
49805 | Kennecott Utah Copper | 56163 | Kennecott Power Plant | UT | Salt Lake | 4 | Conventional Steam Coal | BIT | Hard Coal | 82 | 1958
49805 | Kennecott Utah Copper | 56163 | Kennecott Power Plant | UT | Salt Lake | RCHP | Natural Gas Fired Combustion Turbine | NG | Natural Gas Peaker | 6.4 | 2010
49805 | Kennecott Utah Copper | 56163 | Kennecott Power Plant | UT | Salt Lake | SM58 | All Other | WH | Other | 31.8 | 1995
12667 | Minnesota Municipal Power Agny | 56164 | Faribault Energy Park | MN | Rice | EU01 | Natural Gas Fired Combined Cycle | NG | Natural Gas Nonpeaker | 212.5 | 2005
12667 | Minnesota Municipal Power Agny | 56164 | Faribault Energy Park | MN | Rice | HRSG | Natural Gas Fired Combined Cycle | NG | Natural Gas Nonpeaker | 122 | 2007
20856 | Wisconsin Power & Light Co | 56166 | Sheboygan Falls | WI | Sheboygan | 1 | Natural Gas Fired Combustion Turbine | NG | Natural Gas Peaker | 173.4 | 2005
20856 | Wisconsin Power & Light Co | 56166 | Sheboygan Falls | WI | Sheboygan | 2 | Natural Gas Fired Combustion Turbine | NG | Natural Gas Peaker | 173.4 | 2005
49812 | NEO Freehold Gen LLC | 56169 | NEO Freehold Gen LLC | NJ | Monmouth | UNT1 | Natural Gas Internal Combustion Engine | NG | Natural Gas Peaker | 1.1 | 1997
49812 | NEO Freehold Gen LLC | 56169 | NEO Freehold Gen LLC | NJ | Monmouth | UNT2 | Natural Gas Internal Combustion Engine | NG | Natural Gas Peaker | 1.1 | 1997
57253 | MM Mid Valley Genco LLC | 56170 | Mid Valley Plant | CA | San Bernardino | UNT1 | Landfill Gas | LFG | Biomass | 1.3 | 2003
57253 | MM Mid Valley Genco LLC | 56170 | Mid Valley Plant | CA | San Bernardino | UNT2 | Landfill Gas | LFG | Biomass | 1.3 | 2003
15399 | Avangrid Renewables Inc | 56172 | Flying Cloud Power Partners LLC | IA | Dickinson | FC | Onshore Wind Turbine | WND | Wind | 43.5 | 2003
15399 | Avangrid Renewables Inc | 56173 | Colorado Green Holdings LLC | CO | Prowers | CG | Onshore Wind Turbine | WND | Wind | 162 | 2003
15399 | Avangrid Renewables Inc | 56174 | Moraine Wind LLC | MN | Pipestone | MOR | Onshore Wind Turbine | WND | Wind | 51 | 2003
40575 | Utah Associated Mun Power Sys | 56177 | Nebo Power Station | UT | UTAH | GT1 | Natural Gas Fired Combined Cycle | NG | Natural Gas Nonpeaker | 65 | 2004
40575 | Utah Associated Mun Power Sys | 56177 | Nebo Power Station | UT | UTAH | ST1 | Natural Gas Fired Combined Cycle | NG | Natural Gas Nonpeaker | 75 | 2004
7100 | Village of Genoa - (OH) | 56181 | Genoa Diesel Generating Station | OH | Ottawa | 1 | Petroleum Liquids | DFO | Petroleum | 2 | 2004
7100 | Village of Genoa - (OH) | 56181 | Genoa Diesel Generating Station | OH | Ottawa | 2 | Petroleum Liquids | DFO | Petroleum | 2 | 2004
7100 | Village of Genoa - (OH) | 56181 | Genoa Diesel Generating Station | OH | Ottawa | 3 | Petroleum Liquids | DFO | Petroleum | 2 | 2004
49831 | Unilin Flooring NC LLC-Columbia Flooring | 56182 | Columbia Flooring Melbourne | AR | Izard | Kato | Wood/Wood Waste Biomass | WDS | Biomass | 2 | 1980
55784 | California Power Holdings LLC | 56184 | Red Bluff | CA | TEHAMA | IC1 | Natural Gas Internal Combustion Engine | NG | Natural Gas Peaker | 2.9 | 2001
55784 | California Power Holdings LLC | 56184 | Red Bluff | CA | TEHAMA | IC10 | Natural Gas Internal Combustion Engine | NG | Natural Gas Peaker | 2.9 | 2001
55784 | California Power Holdings LLC | 56184 | Red Bluff | CA | TEHAMA | IC11 | Natural Gas Internal Combustion Engine | NG | Natural Gas Peaker | 2.9 | 2001
55784 | California Power Holdings LLC | 56184 | Red Bluff | CA | TEHAMA | IC12 | Natural Gas Internal Combustion Engine | NG | Natural Gas Peaker | 2.9 | 2001
55784 | California Power Holdings LLC | 56184 | Red Bluff | CA | TEHAMA | IC13 | Natural Gas Internal Combustion Engine | NG | Natural Gas Peaker | 2.9 | 2001
55784 | California Power Holdings LLC | 56184 | Red Bluff | CA | TEHAMA | IC14 | Natural Gas Internal Combustion Engine | NG | Natural Gas Peaker | 2.9 | 2001
55784 | California Power Holdings LLC | 56184 | Red Bluff | CA | TEHAMA | IC15 | Natural Gas Internal Combustion Engine | NG | Natural Gas Peaker | 2.9 | 2001
55784 | California Power Holdings LLC | 56184 | Red Bluff | CA | TEHAMA | IC16 | Natural Gas Internal Combustion Engine | NG | Natural Gas Peaker | 2.9 | 2001
55784 | California Power Holdings LLC | 56184 | Red Bluff | CA | TEHAMA | IC2 | Natural Gas Internal Combustion Engine | NG | Natural Gas Peaker | 2.9 | 2001
55784 | California Power Holdings LLC | 56184 | Red Bluff | CA | TEHAMA | IC3 | Natural Gas Internal Combustion Engine | NG | Natural Gas Peaker | 2.9 | 2001
55784 | California Power Holdings LLC | 56184 | Red Bluff | CA | TEHAMA | IC4 | Natural Gas Internal Combustion Engine | NG | Natural Gas Peaker | 2.9 | 2001
55784 | California Power Holdings LLC | 56184 | Red Bluff | CA | TEHAMA | IC5 | Natural Gas Internal Combustion Engine | NG | Natural Gas Peaker | 2.9 | 2001
55784 | California Power Holdings LLC | 56184 | Red Bluff | CA | TEHAMA | IC6 | Natural Gas Internal Combustion Engine | NG | Natural Gas Peaker | 2.9 | 2001
55784 | California Power Holdings LLC | 56184 | Red Bluff | CA | TEHAMA | IC7 | Natural Gas Internal Combustion Engine | NG | Natural Gas Peaker | 2.9 | 2001
55784 | California Power Holdings LLC | 56184 | Red Bluff | CA | TEHAMA | IC8 | Natural Gas Internal Combustion Engine | NG | Natural Gas Peaker | 2.9 | 2001
55784 | California Power Holdings LLC | 56184 | Red Bluff | CA | TEHAMA | IC9 | Natural Gas Internal Combustion Engine | NG | Natural Gas Peaker | 2.9 | 2001
55784 | California Power Holdings LLC | 56185 | Chowchilla II | CA | MADERA | IC1 | Natural Gas Internal Combustion Engine | NG | Natural Gas Peaker | 3.1 | 2001
55784 | California Power Holdings LLC | 56185 | Chowchilla II | CA | MADERA | IC10 | Natural Gas Internal Combustion Engine | NG | Natural Gas Peaker | 3.1 | 2001
55784 | California Power Holdings LLC | 56185 | Chowchilla II | CA | MADERA | IC11 | Natural Gas Internal Combustion Engine | NG | Natural Gas Peaker | 3.1 | 2001
55784 | California Power Holdings LLC | 56185 | Chowchilla II | CA | MADERA | IC12 | Natural Gas Internal Combustion Engine | NG | Natural Gas Peaker | 3.1 | 2001
55784 | California Power Holdings LLC | 56185 | Chowchilla II | CA | MADERA | IC13 | Natural Gas Internal Combustion Engine | NG | Natural Gas Peaker | 3.1 | 2001
55784 | California Power Holdings LLC | 56185 | Chowchilla II | CA | MADERA | IC14 | Natural Gas Internal Combustion Engine | NG | Natural Gas Peaker | 3.1 | 2001
55784 | California Power Holdings LLC | 56185 | Chowchilla II | CA | MADERA | IC15 | Natural Gas Internal Combustion Engine | NG | Natural Gas Peaker | 3.1 | 2001
55784 | California Power Holdings LLC | 56185 | Chowchilla II | CA | MADERA | IC16 | Natural Gas Internal Combustion Engine | NG | Natural Gas Peaker | 3.1 | 2001
55784 | California Power Holdings LLC | 56185 | Chowchilla II | CA | MADERA | IC2 | Natural Gas Internal Combustion Engine | NG | Natural Gas Peaker | 3.1 | 2001
55784 | California Power Holdings LLC | 56185 | Chowchilla II | CA | MADERA | IC3 | Natural Gas Internal Combustion Engine | NG | Natural Gas Peaker | 3.1 | 2001
55784 | California Power Holdings LLC | 56185 | Chowchilla II | CA | MADERA | IC4 | Natural Gas Internal Combustion Engine | NG | Natural Gas Peaker | 3.1 | 2001
55784 | California Power Holdings LLC | 56185 | Chowchilla II | CA | MADERA | IC5 | Natural Gas Internal Combustion Engine | NG | Natural Gas Peaker | 3.1 | 2001
55784 | California Power Holdings LLC | 56185 | Chowchilla II | CA | MADERA | IC6 | Natural Gas Internal Combustion Engine | NG | Natural Gas Peaker | 3.1 | 2001
55784 | California Power Holdings LLC | 56185 | Chowchilla II | CA | MADERA | IC7 | Natural Gas Internal Combustion Engine | NG | Natural Gas Peaker | 3.1 | 2001
55784 | California Power Holdings LLC | 56185 | Chowchilla II | CA | MADERA | IC8 | Natural Gas Internal Combustion Engine | NG | Natural Gas Peaker | 3.1 | 2001
55784 | California Power Holdings LLC | 56185 | Chowchilla II | CA | MADERA | IC9 | Natural Gas Internal Combustion Engine | NG | Natural Gas Peaker | 3.1 | 2001
49837 | Pinelawn Power LLC | 56188 | Pinelawn Power LLC | NY | SUFFOLK | CTG | Natural Gas Fired Combined Cycle | NG | Natural Gas Nonpeaker | 50 | 2005
49837 | Pinelawn Power LLC | 56188 | Pinelawn Power LLC | NY | SUFFOLK | STG | Natural Gas Fired Combined Cycle | NG | Natural Gas Nonpeaker | 32 | 2005
49840 | Waterside Power, LLC | 56189 | Waterside Power, LLC | CT | Fairfield | 4 | Petroleum Liquids | DFO | Petroleum | 23.2 | 2004
49840 | Waterside Power, LLC | 56189 | Waterside Power, LLC | CT | Fairfield | 5 | Petroleum Liquids | DFO | Petroleum | 23.2 | 2004
49840 | Waterside Power, LLC | 56189 | Waterside Power, LLC | CT | Fairfield | 7 | Petroleum Liquids | DFO | Petroleum | 23.2 | 2006
3304 | Central Michigan University | 56190 | Central Michigan University | MI | Isabella | GT1 | Natural Gas Fired Combustion Turbine | NG | Natural Gas Peaker | 3.8 | 1990
3304 | Central Michigan University | 56190 | Central Michigan University | MI | Isabella | STM1 | Natural Gas Steam Turbine | NG | Natural Gas Peaker | 1 | 1987
49842 | Georgia-Pacific Consr Prods LP-Wauna | 56192 | Georgia-Pacific Wauna Mill | OR | Clatsop | 1 | Wood/Wood Waste Biomass | BLQ | Biomass | 36 | 1996
50082 | Boise Cascade Wood Products LLC | 56193 | Medford Operation | OR | Jackson | 1 | Wood/Wood Waste Biomass | WDS | Biomass | 3.5 | 1956
50082 | Boise Cascade Wood Products LLC | 56193 | Medford Operation | OR | Jackson | 2 | Wood/Wood Waste Biomass | WDS | Biomass | 5 | 1965
5155 | City of Dike | 56194 | Dike City Power Plant | IA | GRUNDY | 001 | Petroleum Liquids | DFO | Petroleum | 2.2 | 2005
49844 | Eurus Combine Hills I LLC | 56195 | Combine Hills I | OR | Umatilla | 001 | Onshore Wind Turbine | WND | Wind | 41 | 2003
15296 | New York Power Authority | 56196 | 500MW CC | NY | Queens | CA01 | Natural Gas Fired Combined Cycle | NG | Natural Gas Nonpeaker | 188 | 2005
15296 | New York Power Authority | 56196 | 500MW CC | NY | Queens | CT01 | Natural Gas Fired Combined Cycle | NG | Natural Gas Nonpeaker | 170 | 2005
15296 | New York Power Authority | 56196 | 500MW CC | NY | Queens | CT02 | Natural Gas Fired Combined Cycle | NG | Natural Gas Nonpeaker | 170 | 2005
59883 | NRG Energy Gas & Wind Holdings Inc | 56199 | TG Windfarm LLC | MN | Pipestone | 1 | Onshore Wind Turbine | WND | Wind | 2 | 2003
59883 | NRG Energy Gas & Wind Holdings Inc | 56200 | CG Windfarm LLC | MN | Pipestone | I | Onshore Wind Turbine | WND | Wind | 2 | 2003
59883 | NRG Energy Gas & Wind Holdings Inc | 56201 | Bisson Windfarm LLC | MN | Pipestone | I | Onshore Wind Turbine | WND | Wind | 2 | 2003
49867 | Tofteland Windfarm LLC | 56202 | Tofteland Windfarm LLC | MN | Pipestone | I | Onshore Wind Turbine | WND | Wind | 2 | 2003
59883 | NRG Energy Gas & Wind Holdings Inc | 56203 | Westridge Windfarm LLC | MN | Pipestone | 1 | Onshore Wind Turbine | WND | Wind | 2 | 2003
49869 | Fey Windfarm LLC | 56204 | Fey Windfarm LLC | MN | Pipestone | 1 | Onshore Wind Turbine | WND | Wind | 2 | 2003
49870 | Windcurrent Farms LLC | 56205 | Windcurrent Farms LLC | MN | Pipestone | 1 | Onshore Wind Turbine | WND | Wind | 2 | 2003
59883 | NRG Energy Gas & Wind Holdings Inc | 56206 | K-Brink Windfarm LLC | MN | Pipestone | 1 | Onshore Wind Turbine | WND | Wind | 2 | 2003
56800 | Brewster | 56207 | DL Windy Acres LLC | MN | Jackson | 1 | Onshore Wind Turbine | WND | Wind | 2 | 2003
56800 | Brewster | 56208 | S&P Windfarm LLC | MN | Jackson | 1 | Onshore Wind Turbine | WND | Wind | 2 | 2003
59883 | NRG Energy Gas & Wind Holdings Inc | 56209 | Boeve Windfarm LLC | MN | Pipestone | 1 | Onshore Wind Turbine | WND | Wind | 2 | 2003
56800 | Brewster | 56210 | B&K Energy Systems LLC | MN | Jackson | 1 | Onshore Wind Turbine | WND | Wind | 2 | 2003
50123 | Leeward Asset Management, LLC | 56211 | Sweetwater Wind 1 LLC | TX | Nolan | SW1 | Onshore Wind Turbine | WND | Wind | 37.5 | 2003
50123 | Leeward Asset Management, LLC | 56212 | Sweetwater Wind 2 LLC | TX | Nolan | SW2 | Onshore Wind Turbine | WND | Wind | 91.5 | 2005
28086 | Energy Unlimited Inc | 56214 | Aeroturbine | CA | Riverside | WT120 | Onshore Wind Turbine | WND | Wind | 4.7 | 1989
57202 | E&E Enterprises LLC | 56215 | Allendorf | IA | Osceola | A1 | Onshore Wind Turbine | WND | Wind | 1.2 | 1998
28541 | Clatskanie Peoples Util Dist | 56223 | Alden Bailey Power Plant | OR | Clatsop | LOKI | Natural Gas Fired Combustion Turbine | NG | Natural Gas Peaker | 10.9 | 2001
49896 | Newmont Nevada Energy Investment, LLC | 56224 | TS Power Plant | NV | Eureka | 001 | Conventional Steam Coal | SUB | Hard Coal | 242 | 2008
49903 | Aeolus Wind LLC | 56225 | Aeolus Wind Facility | TX | Hansford | V90 | Onshore Wind Turbine | WND | Wind | 3 | 2003
40577 | American Mun Power-Ohio, Inc | 56226 | Bowling Green Wind | OH | Wood | 1 | Onshore Wind Turbine | WND | Wind | 1.8 | 2004
40577 | American Mun Power-Ohio, Inc | 56226 | Bowling Green Wind | OH | Wood | 2 | Onshore Wind Turbine | WND | Wind | 1.8 | 2003
40577 | American Mun Power-Ohio, Inc | 56226 | Bowling Green Wind | OH | Wood | 3 | Onshore Wind Turbine | WND | Wind | 1.8 | 2003
40577 | American Mun Power-Ohio, Inc | 56226 | Bowling Green Wind | OH | Wood | 4 | Onshore Wind Turbine | WND | Wind | 1.8 | 2004
15248 | Portland General Electric Co | 56227 | Port Westward | OR | Columbia | 1 | Natural Gas Fired Combined Cycle | NG | Natural Gas Nonpeaker | 312 | 2007
15248 | Portland General Electric Co | 56227 | Port Westward | OR | Columbia | 2 | Natural Gas Fired Combined Cycle | NG | Natural Gas Nonpeaker | 171 | 2007
803 | Arizona Public Service Co | 56228 | Prescott Airport | AZ | Yavapai | PV1 | Solar Photovoltaic | SUN | Solar PV | 2.1 | 2002
49913 | University of Arizona | 56229 | Cogeneration 1 | AZ | Pima | CT1 | Natural Gas Fired Combined Cycle | NG | Natural Gas Nonpeaker | 9 | 2002
50109 | DeKalb Regional Health System | 56231 | DeKalb Medical Center-Hillandale | GA | DeKalb | 01 | Petroleum Liquids | DFO | Petroleum | 0.8 | 2005
50109 | DeKalb Regional Health System | 56231 | DeKalb Medical Center-Hillandale | GA | DeKalb | 02 | Petroleum Liquids | DFO | Petroleum | 0.8 | 2005
16609 | San Diego Gas & Electric Co | 56232 | Miramar Energy Facility | CA | San Diego | 1 | Natural Gas Fired Combustion Turbine | NG | Natural Gas Peaker | 53 | 2005
16609 | San Diego Gas & Electric Co | 56232 | Miramar Energy Facility | CA | San Diego | 2 | Natural Gas Fired Combustion Turbine | NG | Natural Gas Peaker | 53 | 2009
49949 | Kinder Morgan Production Company LP | 56233 | EG178 Facility | TX | Scurry | CT02 | Natural Gas Fired Combined Cycle | NG | Natural Gas Nonpeaker | 60.5 | 2005
49949 | Kinder Morgan Production Company LP | 56233 | EG178 Facility | TX | Scurry | CTG1 | Natural Gas Fired Combined Cycle | NG | Natural Gas Nonpeaker | 60.5 | 2005
49949 | Kinder Morgan Production Company LP | 56233 | EG178 Facility | TX | Scurry | STG | Natural Gas Fired Combined Cycle | NG | Natural Gas Nonpeaker | 32.9 | 2005
49950 | Caithness Long Island, LLC | 56234 | Caithness Long Island Energy Center | NY | Suffolk | CT01 | Natural Gas Fired Combined Cycle | NG | Natural Gas Nonpeaker | 196.2 | 2009
49950 | Caithness Long Island, LLC | 56234 | Caithness Long Island Energy Center | NY | Suffolk | ST01 | Natural Gas Fired Combined Cycle | NG | Natural Gas Nonpeaker | 152.7 | 2009
14354 | PacifiCorp | 56237 | Lake Side Power Plant | UT | Utah | CT01 | Natural Gas Fired Combined Cycle | NG | Natural Gas Nonpeaker | 203 | 2007
14354 | PacifiCorp | 56237 | Lake Side Power Plant | UT | Utah | CT02 | Natural Gas Fired Combined Cycle | NG | Natural Gas Nonpeaker | 203 | 2007
14354 | PacifiCorp | 56237 | Lake Side Power Plant | UT | Utah | CT21 | Natural Gas Fired Combined Cycle | NG | Natural Gas Nonpeaker | 206 | 2014
14354 | PacifiCorp | 56237 | Lake Side Power Plant | UT | Utah | CT22 | Natural Gas Fired Combined Cycle | NG | Natural Gas Nonpeaker | 206 | 2014
14354 | PacifiCorp | 56237 | Lake Side Power Plant | UT | Utah | ST01 | Natural Gas Fired Combined Cycle | NG | Natural Gas Nonpeaker | 251 | 2007
14354 | PacifiCorp | 56237 | Lake Side Power Plant | UT | Utah | ST2 | Natural Gas Fired Combined Cycle | NG | Natural Gas Nonpeaker | 316 | 2014
1307 | Basin Electric Power Coop | 56238 | Groton Generating Station | SD | Brown | GT01 | Natural Gas Fired Combustion Turbine | NG | Natural Gas Peaker | 93.5 | 2006
1307 | Basin Electric Power Coop | 56238 | Groton Generating Station | SD | Brown | GT02 | Natural Gas Fired Combustion Turbine | NG | Natural Gas Peaker | 95 | 2008
59527 | Calpeak Operating Services, LLC | 56239 | Malaga Power LLC | CA | FRESNO | GT-1 | Natural Gas Fired Combustion Turbine | NG | Natural Gas Peaker | 60.5 | 2005
59527 | Calpeak Operating Services, LLC | 56239 | Malaga Power LLC | CA | FRESNO | GT-2 | Natural Gas Fired Combustion Turbine | NG | Natural Gas Peaker | 60.5 | 2005
19740 | AES Wind Generation Inc | 56240 | Buffalo Gap Wind Farm | TX | Taylor | 1 | Onshore Wind Turbine | WND | Wind | 120.6 | 2006
49893 | Invenergy Services LLC | 56241 | Cannon Falls Energy Center | MN | Goodhue | UNT1 | Natural Gas Fired Combustion Turbine | NG | Natural Gas Peaker | 204 | 2008
49893 | Invenergy Services LLC | 56241 | Cannon Falls Energy Center | MN | Goodhue | UNT2 | Natural Gas Fired Combustion Turbine | NG | Natural Gas Peaker | 204 | 2008
49991 | Kindred Public School | 56242 | Kindred School | ND | CASS | 1 | Petroleum Liquids | DFO | Petroleum | 2 | 2001
58200 | Prairie Lakes Municipal Solid Waste Auth | 56243 | Perham Incinerator | MN | Otter Tail | 1 | Municipal Solid Waste | MSW | Municipal Solid Waste | 4.5 | 2003
49989 | State Auto Insurance, Inc. | 56244 | State Auto Insurance | SD | Grant | 1 | Petroleum Liquids | DFO | Petroleum | 1.7 | 2001
49993 | Stevens Community Medical Center | 56245 | Stevens Community Medical Center | MN | Stevens | 1 | Petroleum Liquids | DFO | Petroleum | 1 | 2004
18981 | Thomson Corp | 56247 | West Group Data Center F | MN | Dakota | 1 | Petroleum Liquids | DFO | Petroleum | 2 | 2004
18981 | Thomson Corp | 56247 | West Group Data Center F | MN | Dakota | 2 | Petroleum Liquids | DFO | Petroleum | 2 | 2004
18981 | Thomson Corp | 56247 | West Group Data Center F | MN | Dakota | 3 | Petroleum Liquids | DFO | Petroleum | 2 | 2004
18981 | Thomson Corp | 56247 | West Group Data Center F | MN | Dakota | 4 | Petroleum Liquids | DFO | Petroleum | 2 | 2004
32501 | Air Liquide America Corp | 56248 | Shell Chemical | LA | Ascension | 101G | Natural Gas Fired Combustion Turbine | NG | Natural Gas Peaker | 40 | 2002
32501 | Air Liquide America Corp | 56248 | Shell Chemical | LA | Ascension | 201G | Natural Gas Fired Combustion Turbine | NG | Natural Gas Peaker | 40 | 2002
13683 | North Carolina El Member Corp | 56249 | Anson County Generation Facility | NC | Anson | 1 | Natural Gas Fired Combustion Turbine | NG | Natural Gas Peaker | 57.3 | 2007
13683 | North Carolina El Member Corp | 56249 | Anson County Generation Facility | NC | Anson | 2 | Natural Gas Fired Combustion Turbine | NG | Natural Gas Peaker | 57.3 | 2007
13683 | North Carolina El Member Corp | 56249 | Anson County Generation Facility | NC | Anson | 3 | Natural Gas Fired Combustion Turbine | NG | Natural Gas Peaker | 57.3 | 2007
13683 | North Carolina El Member Corp | 56249 | Anson County Generation Facility | NC | Anson | 4 | Natural Gas Fired Combustion Turbine | NG | Natural Gas Peaker | 57.3 | 2007
13683 | North Carolina El Member Corp | 56249 | Anson County Generation Facility | NC | Anson | 5 | Natural Gas Fired Combustion Turbine | NG | Natural Gas Peaker | 57.3 | 2007
13683 | North Carolina El Member Corp | 56249 | Anson County Generation Facility | NC | Anson | 6 | Natural Gas Fired Combustion Turbine | NG | Natural Gas Peaker | 57.3 | 2007
17283 | Seneca Energy II | 56250 | Ontario LFGTE | NY | Ontario | GEN1 | Landfill Gas | LFG | Biomass | 0.8 | 2003
17283 | Seneca Energy II | 56250 | Ontario LFGTE | NY | Ontario | GEN10 | Landfill Gas | LFG | Biomass | 1.6 | 2013
17283 | Seneca Energy II | 56250 | Ontario LFGTE | NY | Ontario | GEN11 | Landfill Gas | LFG | Biomass | 1.6 | 2013
17283 | Seneca Energy II | 56250 | Ontario LFGTE | NY | Ontario | GEN2 | Landfill Gas | LFG | Biomass | 0.8 | 2003
17283 | Seneca Energy II | 56250 | Ontario LFGTE | NY | Ontario | GEN3 | Landfill Gas | LFG | Biomass | 0.8 | 2003
17283 | Seneca Energy II | 56250 | Ontario LFGTE | NY | Ontario | GEN4 | Landfill Gas | LFG | Biomass | 0.8 | 2003
17283 | Seneca Energy II | 56250 | Ontario LFGTE | NY | Ontario | GEN5 | Landfill Gas | LFG | Biomass | 0.8 | 2005
17283 | Seneca Energy II | 56250 | Ontario LFGTE | NY | Ontario | GEN6 | Landfill Gas | LFG | Biomass | 0.8 | 2005
17283 | Seneca Energy II | 56250 | Ontario LFGTE | NY | Ontario | GEN7 | Landfill Gas | LFG | Biomass | 0.8 | 2005
17283 | Seneca Energy II | 56250 | Ontario LFGTE | NY | Ontario | GEN8 | Landfill Gas | LFG | Biomass | 0.8 | 2010
17283 | Seneca Energy II | 56250 | Ontario LFGTE | NY | Ontario | GEN9 | Landfill Gas | LFG | Biomass | 1.6 | 2013
12341 | MidAmerican Energy Co | 56251 | Intrepid | IA | Buena Vista | INWF | Onshore Wind Turbine | WND | Wind | 160.5 | 2004
12341 | MidAmerican Energy Co | 56251 | Intrepid | IA | Buena Vista | INWF2 | Onshore Wind Turbine | WND | Wind | 22.5 | 2005
12341 | MidAmerican Energy Co | 56252 | Century | IA | Hamilton | CWF | Onshore Wind Turbine | WND | Wind | 185 | 2005
12341 | MidAmerican Energy Co | 56252 | Century | IA | Hamilton | CWF2 | Onshore Wind Turbine | WND | Wind | 35 | 2007
12341 | MidAmerican Energy Co | 56252 | Century | IA | Hamilton | CWF3 | Onshore Wind Turbine | WND | Wind | 15 | 2007
17874 | City of St George | 56253 | Millcreek Power Generation | UT | Washington | MC1 | Natural Gas Fired Combustion Turbine | NG | Natural Gas Peaker | 40 | 2006
17874 | City of St George | 56253 | Millcreek Power Generation | UT | Washington | MC2 | Natural Gas Fired Combustion Turbine | NG | Natural Gas Peaker | 40 | 2010
15500 | Puget Sound Energy Inc | 56255 | Hopkins Ridge Wind | WA | Columbia | 1 | Onshore Wind Turbine | WND | Wind | 149.4 | 2005
15500 | Puget Sound Energy Inc | 56255 | Hopkins Ridge Wind | WA | Columbia | 2 | Onshore Wind Turbine | WND | Wind | 7.2 | 2008
4180 | Connecticut Mun Elec Engy Coop | 56256 | John Street 1, 3, 4 & 5 | CT | New Haven | JS 3 | Petroleum Liquids | DFO | Petroleum | 1.8 | 2006
4180 | Connecticut Mun Elec Engy Coop | 56256 | John Street 1, 3, 4 & 5 | CT | New Haven | JS 4 | Petroleum Liquids | DFO | Petroleum | 1.8 | 2006
4180 | Connecticut Mun Elec Engy Coop | 56256 | John Street 1, 3, 4 & 5 | CT | New Haven | JS 5 | Petroleum Liquids | DFO | Petroleum | 1.8 | 2007
10071 | Kauai Island Utility Cooperative | 56258 | Kapaia Power Station | HI | Kauai | CT1 | All Other | OTH | Other | 39.1 | 2002
56480 | Empire Generating Co LLC | 56259 | Empire Generating Co LLC | NY | Rensselaer | CT11 | Natural Gas Fired Combined Cycle | NG | Natural Gas Nonpeaker | 179 | 2010
56480 | Empire Generating Co LLC | 56259 | Empire Generating Co LLC | NY | Rensselaer | CT12 | Natural Gas Fired Combined Cycle | NG | Natural Gas Nonpeaker | 179 | 2010
56480 | Empire Generating Co LLC | 56259 | Empire Generating Co LLC | NY | Rensselaer | ST13 | Natural Gas Fired Combined Cycle | NG | Natural Gas Nonpeaker | 295.7 | 2010
13630 | North Carolina Mun Power Agny #1 | 56260 | High Point, Pump Station Rd | NC | Guilford | Unit1 | Petroleum Liquids | DFO | Petroleum | 1.8 | 2005
13630 | North Carolina Mun Power Agny #1 | 56260 | High Point, Pump Station Rd | NC | Guilford | Unit2 | Petroleum Liquids | DFO | Petroleum | 1.8 | 2005
13630 | North Carolina Mun Power Agny #1 | 56261 | Lexington | NC | Davidson | Unit1 | Petroleum Liquids | DFO | Petroleum | 1.8 | 2005
13630 | North Carolina Mun Power Agny #1 | 56261 | Lexington | NC | Davidson | Unit2 | Petroleum Liquids | DFO | Petroleum | 1.8 | 2005
13630 | North Carolina Mun Power Agny #1 | 56262 | Gastonia, Tulip Drive | NC | Gaston | DG3 | Petroleum Liquids | DFO | Petroleum | 1.8 | 2005
13630 | North Carolina Mun Power Agny #1 | 56262 | Gastonia, Tulip Drive | NC | Gaston | Unit1 | Petroleum Liquids | DFO | Petroleum | 1.8 | 2005
13630 | North Carolina Mun Power Agny #1 | 56262 | Gastonia, Tulip Drive | NC | Gaston | Unit2 | Petroleum Liquids | DFO | Petroleum | 1.8 | 2005
13630 | North Carolina Mun Power Agny #1 | 56263 | Albemarle Prime Power Park | NC | Stanly | Unit1 | Petroleum Liquids | DFO | Petroleum | 1.8 | 2006
13630 | North Carolina Mun Power Agny #1 | 56263 | Albemarle Prime Power Park | NC | Stanly | Unit2 | Petroleum Liquids | DFO | Petroleum | 1.8 | 2006
219 | Alaska Power and Telephone Co | 56265 | South Fork | AK | Prince of Wales Ketchikan | 1 | Conventional Hydroelectric | WAT | Hydro | 2 | 2005
20858 | WPPI Energy | 56266 | WPPI Hartford DG | WI | Washington | 1 | Petroleum Liquids | DFO | Petroleum | 1.1 | 2005
16181 | Rochester Public Utilities | 56269 | IBM West | MN | Olmsted | 1 | Petroleum Liquids | DFO | Petroleum | 1.8 | 2005
16181 | Rochester Public Utilities | 56269 | IBM West | MN | Olmsted | 2 | Petroleum Liquids | DFO | Petroleum | 1.8 | 2005
50012 | FPL Energy Callahan Wind, LLC | 56270 | Callahan Divide Wind Energy Center | TX | Taylor | 1 | Onshore Wind Turbine | WND | Wind | 114 | 2005
50013 | Diablo Wind LLC | 56271 | Diablo Wind LLC | CA | Alameda | VEST | Onshore Wind Turbine | WND | Wind | 18 | 2004
50014 | FPL Energy Weatherford, LLC | 56273 | Weatherford Wind Energy Center | OK | Custer | 1 | Onshore Wind Turbine | WND | Wind | 106.5 | 2005
50014 | FPL Energy Weatherford, LLC | 56273 | Weatherford Wind Energy Center | OK | Custer | 2 | Onshore Wind Turbine | WND | Wind | 40.5 | 2005
49988 | Valley Queen Cheese Factory, Inc. | 56274 | Valley Queen Cheese | SD | GRANT | 1 | Petroleum Liquids | DFO | Petroleum | 1.5 | 2002
49988 | Valley Queen Cheese Factory, Inc. | 56274 | Valley Queen Cheese | SD | GRANT | 2 | Petroleum Liquids | DFO | Petroleum | 1.5 | 2002
49988 | Valley Queen Cheese Factory, Inc. | 56274 | Valley Queen Cheese | SD | GRANT | 3 | Petroleum Liquids | DFO | Petroleum | 1.5 | 2004
56899 | Wind Stream Operations LLC | 56275 | Helzel & Schwarzhoff 86 | CA | Kern | WGNS | Onshore Wind Turbine | WND | Wind | 2.4 | 1986
56899 | Wind Stream Operations LLC | 56276 | ZCO | CA | Kern | WGNS | Onshore Wind Turbine | WND | Wind | 1.6 | 1985
5580 | East Kentucky Power Coop, Inc | 56277 | Bavarian LFGTE | KY | Boone | 1 | Landfill Gas | LFG | Biomass | 0.8 | 2003
5580 | East Kentucky Power Coop, Inc | 56277 | Bavarian LFGTE | KY | Boone | 2 | Landfill Gas | LFG | Biomass | 0.8 | 2003
5580 | East Kentucky Power Coop, Inc | 56277 | Bavarian LFGTE | KY | Boone | 3 | Landfill Gas | LFG | Biomass | 0.8 | 2003
5580 | East Kentucky Power Coop, Inc | 56277 | Bavarian LFGTE | KY | Boone | 4 | Landfill Gas | LFG | Biomass | 0.8 | 2003
5580 | East Kentucky Power Coop, Inc | 56278 | Green Valley LFGTE | KY | Greenup | 1 | Landfill Gas | LFG | Biomass | 0.8 | 2003
5580 | East Kentucky Power Coop, Inc | 56278 | Green Valley LFGTE | KY | Greenup | 2 | Landfill Gas | LFG | Biomass | 0.8 | 2003
5580 | East Kentucky Power Coop, Inc | 56278 | Green Valley LFGTE | KY | Greenup | 3 | Landfill Gas | LFG | Biomass | 0.8 | 2003
5580 | East Kentucky Power Coop, Inc | 56279 | Laurel Ridge LFGTE | KY | Laurel | 1 | Landfill Gas | LFG | Biomass | 0.8 | 2003
5580 | East Kentucky Power Coop, Inc | 56279 | Laurel Ridge LFGTE | KY | Laurel | 2 | Landfill Gas | LFG | Biomass | 0.8 | 2003
5580 | East Kentucky Power Coop, Inc | 56279 | Laurel Ridge LFGTE | KY | Laurel | 3 | Landfill Gas | LFG | Biomass | 0.8 | 2003
5580 | East Kentucky Power Coop, Inc | 56279 | Laurel Ridge LFGTE | KY | Laurel | 4 | Landfill Gas | LFG | Biomass | 0.8 | 2003
5580 | East Kentucky Power Coop, Inc | 56279 | Laurel Ridge LFGTE | KY | Laurel | 5 | Landfill Gas | LFG | Biomass | 0.8 | 2006
5580 | East Kentucky Power Coop, Inc | 56280 | Hardin County LFGTE | KY | Hardin | 1 | Landfill Gas | LFG | Biomass | 0.8 | 2006
5580 | East Kentucky Power Coop, Inc | 56280 | Hardin County LFGTE | KY | Hardin | 2 | Landfill Gas | LFG | Biomass | 0.8 | 2006
5580 | East Kentucky Power Coop, Inc | 56280 | Hardin County LFGTE | KY | Hardin | 3 | Landfill Gas | LFG | Biomass | 0.8 | 2006
50111 | Lafayette Utilities System | 56283 | Hargis-Hebert Electric Generating | LA | Lafayette | U-1 | Natural Gas Fired Combustion Turbine | NG | Natural Gas Peaker | 50.4 | 2006
50111 | Lafayette Utilities System | 56283 | Hargis-Hebert Electric Generating | LA | Lafayette | U-2 | Natural Gas Fired Combustion Turbine | NG | Natural Gas Peaker | 50.4 | 2006
50045 | Phillips 66 Company | 56284 | Santa Maria EPG | CA | San Luis Obispo | EPG | Other Gases | OG | Biomass | 5.5 | 1995
16558 | City of Salem - (VA) | 56288 | Salem Water Plant | VA | Salem City | 1 | Petroleum Liquids | DFO | Petroleum | 2 | 2003
16558 | City of Salem - (VA) | 56289 | Salem Street Dept | VA | Salem City | 1 | Petroleum Liquids | DFO | Petroleum | 1.8 | 2005
54684 | Flat Rock Windpower, LLC | 56290 | Maple Ridge Wind Farm | NY | Lewis | 1 | Onshore Wind Turbine | WND | Wind | 137 | 2005
54684 | Flat Rock Windpower, LLC | 56290 | Maple Ridge Wind Farm | NY | Lewis | 1A | Onshore Wind Turbine | WND | Wind | 61 | 2006
54684 | Flat Rock Windpower, LLC | 56290 | Maple Ridge Wind Farm | NY | Lewis | 2 | Onshore Wind Turbine | WND | Wind | 33 | 2006
54684 | Flat Rock Windpower, LLC | 56290 | Maple Ridge Wind Farm | NY | Lewis | 3 | Onshore Wind Turbine | WND | Wind | 91 | 2006
50063 | FPL Energy Horse Hollow LLC | 56291 | Horse Hollow Wind Energy Center | TX | Taylor | 1 | Onshore Wind Turbine | WND | Wind | 213 | 2005
50063 | FPL Energy Horse Hollow LLC | 56291 | Horse Hollow Wind Energy Center | TX | Taylor | 2 | Onshore Wind Turbine | WND | Wind | 223.5 | 2006
50063 | FPL Energy Horse Hollow LLC | 56291 | Horse Hollow Wind Energy Center | TX | Taylor | 3 | Onshore Wind Turbine | WND | Wind | 299 | 2006
13683 | North Carolina El Member Corp | 56292 | Hamlet Generating Facility | NC | Richmond | ES1 | Natural Gas Fired Combustion Turbine | NG | Natural Gas Peaker | 57.3 | 2007
13683 | North Carolina El Member Corp | 56292 | Hamlet Generating Facility | NC | Richmond | ES2 | Natural Gas Fired Combustion Turbine | NG | Natural Gas Peaker | 57.3 | 2007
13683 | North Carolina El Member Corp | 56292 | Hamlet Generating Facility | NC | Richmond | ES3 | Natural Gas Fired Combustion Turbine | NG | Natural Gas Peaker | 57.3 | 2007
13683 | North Carolina El Member Corp | 56292 | Hamlet Generating Facility | NC | Richmond | ES4 | Natural Gas Fired Combustion Turbine | NG | Natural Gas Peaker | 57.3 | 2007
13683 | North Carolina El Member Corp | 56292 | Hamlet Generating Facility | NC | Richmond | ES5 | Natural Gas Fired Combustion Turbine | NG | Natural Gas Peaker | 57.3 | 2007
13683 | North Carolina El Member Corp | 56292 | Hamlet Generating Facility | NC | Richmond | ES6 | Natural Gas Fired Combustion Turbine | NG | Natural Gas Peaker | 57.3 | 2013
50123 | Leeward Asset Management, LLC | 56293 | Caprock Wind Farm | NM | Quay | 1 | Onshore Wind Turbine | WND | Wind | 60 | 2004
50123 | Leeward Asset Management, LLC | 56293 | Caprock Wind Farm | NM | Quay | 2 | Onshore Wind Turbine | WND | Wind | 20 | 2005
50095 | Phillips 66 | 56294 | Bayway Refinery | NJ | UNION | FGX | All Other | WH | Other | 11.2 | 1967
50123 | Leeward Asset Management, LLC | 56295 | Kumeyaay Wind | CA | San Diego | 1 | Onshore Wind Turbine | WND | Wind | 50 | 2005
15399 | Avangrid Renewables Inc | 56296 | Trimont Area Wind Farm | MN | Martin | 1 | Onshore Wind Turbine | WND | Wind | 100.5 | 2005
50123 | Leeward Asset Management, LLC | 56297 | Crescent Ridge | IL | Bureau | 1 | Onshore Wind Turbine | WND | Wind | 53 | 2005
16295 | City of Roseville - (CA) | 56298 | Roseville Energy Park | CA | Placer | 0001 | Natural Gas Fired Combined Cycle | NG | Natural Gas Nonpeaker | 42 | 2007
16295 | City of Roseville - (CA) | 56298 | Roseville Energy Park | CA | Placer | 0002 | Natural Gas Fired Combined Cycle | NG | Natural Gas Nonpeaker | 42 | 2007
16295 | City of Roseville - (CA) | 56298 | Roseville Energy Park | CA | Placer | 0003 | Natural Gas Fired Combined Cycle | NG | Natural Gas Nonpeaker | 80 | 2007
50123 | Leeward Asset Management, LLC | 56299 | Wind Park Bear Creek | PA | Luzerne | 1 | Onshore Wind Turbine | WND | Wind | 24 | 2006
50123 | Leeward Asset Management, LLC | 56300 | Jersey-Atlantic Wind Farm | NJ | Atlantic | 1 | Onshore Wind Turbine | WND | Wind | 7.5 | 2006
49893 | Invenergy Services LLC | 56301 | Wolverine Creek | ID | Bonneville | 1 | Onshore Wind Turbine | WND | Wind | 64.5 | 2006
57170 | EDF Renewable Asset Holdings, Inc. | 56302 | Oasis Wind | CA | Kern | 1 | Onshore Wind Turbine | WND | Wind | 60 | 2004
15399 | Avangrid Renewables Inc | 56303 | Elk River Wind | KS | Butler | 1 | Onshore Wind Turbine | WND | Wind | 150 | 2005
59883 | NRG Energy Gas & Wind Holdings Inc | 56304 | San Juan Mesa Wind Project LLC | NM | Roosevelt | 1 | Onshore Wind Turbine | WND | Wind | 120 | 2005
6985 | Garwin McNeilus | 56307 | Adams Wind Farm | MN | Mower | 1 | Onshore Wind Turbine | WND | Wind | 14 | 2003
6985 | Garwin McNeilus | 56307 | Adams Wind Farm | MN | Mower | 2 | Onshore Wind Turbine | WND | Wind | 10 | 2004
54845 | Colorado & Santa Fe Energy Co | 56308 | Fossil Gulch | ID | Gooding | 1 | Onshore Wind Turbine | WND | Wind | 10.5 | 2005
50130 | Trigen St Louis Energy Corporation | 56309 | Trigen St. Louis | MO | St Louis | CT-1 | Natural Gas Fired Combined Cycle | NG | Natural Gas Nonpeaker | 7.8 | 1999
50130 | Trigen St Louis Energy Corporation | 56309 | Trigen St. Louis | MO | St Louis | CT-2 | Natural Gas Fired Combined Cycle | NG | Natural Gas Nonpeaker | 7.8 | 1999
50130 | Trigen St Louis Energy Corporation | 56309 | Trigen St. Louis | MO | St Louis | IC-1 | Petroleum Liquids | DFO | Petroleum | 1.2 | 1999
50130 | Trigen St Louis Energy Corporation | 56309 | Trigen St. Louis | MO | St Louis | ST-3 | Natural Gas Fired Combined Cycle | NG | Natural Gas Nonpeaker | 18.2 | 2000
50130 | Trigen St Louis Energy Corporation | 56309 | Trigen St. Louis | MO | St Louis | ST-4 | Natural Gas Steam Turbine | NG | Natural Gas Peaker | 1.5 | 1999
50130 | Trigen St Louis Energy Corporation | 56309 | Trigen St. Louis | MO | St Louis | ST-5 | Natural Gas Steam Turbine | NG | Natural Gas Peaker | 1.5 | 1999
50123 | Leeward Asset Management, LLC | 56311 | Sweetwater Wind 3 LLC | TX | Nolan | SW3 | Onshore Wind Turbine | WND | Wind | 135 | 2005
6529 | Exxon Mobil Production Co | 56312 | Shute Creek Facility | WY | Lincoln | 021A | Other Gases | OG | Biomass | 36 | 2005
6529 | Exxon Mobil Production Co | 56312 | Shute Creek Facility | WY | Lincoln | 021B | Other Gases | OG | Biomass | 36 | 2005
6529 | Exxon Mobil Production Co | 56312 | Shute Creek Facility | WY | Lincoln | 021C | Other Gases | OG | Biomass | 36 | 2005
50134 | Holcomb Rock Company | 56313 | Coleman Falls | VA | Bedford | CGH2 | Conventional Hydroelectric | WAT | Hydro | 0.5 | 1983
50134 | Holcomb Rock Company | 56313 | Coleman Falls | VA | Bedford | CGH3 | Conventional Hydroelectric | WAT | Hydro | 0.5 | 1983
50134 | Holcomb Rock Company | 56313 | Coleman Falls | VA | Bedford | CHG1 | Conventional Hydroelectric | WAT | Hydro | 0.5 | 1983
50134 | Holcomb Rock Company | 56314 | Holcomb Rock | VA | LYNCHBURG CITY | HG1 | Conventional Hydroelectric | WAT | Hydro | 0.6 | 1920
50134 | Holcomb Rock Company | 56314 | Holcomb Rock | VA | LYNCHBURG CITY | HG2 | Conventional Hydroelectric | WAT | Hydro | 0.6 | 1920
50134 | Holcomb Rock Company | 56314 | Holcomb Rock | VA | LYNCHBURG CITY | HG3 | Conventional Hydroelectric | WAT | Hydro | 0.6 | 1920
50147 | US Geothermal Inc. | 56317 | Raft River Geothermal Power Plant | ID | CASSIA | 1 | Geothermal | GEO | Geothermal | 18 | 2008
50152 | Fauquier Landfill Gas, LLC | 56318 | Fauquier Landfill Gas | VA | FAUQUIER | 1 | Landfill Gas | LFG | Biomass | 1 | 2004
50152 | Fauquier Landfill Gas, LLC | 56318 | Fauquier Landfill Gas | VA | FAUQUIER | 2 | Landfill Gas | LFG | Biomass | 1 | 2004
19545 | Black Hills Power, Inc. d/b/a | 56319 | Wygen 2 | WY | Campbell | 0001 | Conventional Steam Coal | SUB | Hard Coal | 95 | 2008
49893 | Invenergy Services LLC | 56320 | Spring Canyon | CO | Logan | 1 | Onshore Wind Turbine | WND | Wind | 60 | 2006
34691 | Ormat Nevada Inc | 56321 | Richard Burdette Geothermal | NV | Washoe | 1 | Geothermal | GEO | Geothermal | 15 | 2005
34691 | Ormat Nevada Inc | 56321 | Richard Burdette Geothermal | NV | Washoe | OEC2 | Geothermal | GEO | Geothermal | 15 | 2005
15500 | Puget Sound Energy Inc | 56322 | Wild Horse | WA | Kittitas | 1 | Onshore Wind Turbine | WND | Wind | 228.6 | 2006
15500 | Puget Sound Energy Inc | 56322 | Wild Horse | WA | Kittitas | WH2 | Onshore Wind Turbine | WND | Wind | 44 | 2009
15500 | Puget Sound Energy Inc | 56322 | Wild Horse | WA | Kittitas | WHS1 | Solar Photovoltaic | SUN | Solar PV | 0.5 | 2007
50158 | Innovative Energy Systems Inc | 56323 | Modern Innovative Energy LLC | NY | Niagara | GEN1 | Landfill Gas | LFG | Biomass | 1.6 | 2006
50158 | Innovative Energy Systems Inc | 56323 | Modern Innovative Energy LLC | NY | Niagara | GEN2 | Landfill Gas | LFG | Biomass | 1.6 | 2006
50158 | Innovative Energy Systems Inc | 56323 | Modern Innovative Energy LLC | NY | Niagara | GEN3 | Landfill Gas | LFG | Biomass | 1.6 | 2006
50158 | Innovative Energy Systems Inc | 56323 | Modern Innovative Energy LLC | NY | Niagara | GEN4 | Landfill Gas | LFG | Biomass | 1.6 | 2006
50158 | Innovative Energy Systems Inc | 56324 | Colonie LFGTE Facility | NY | Albany | GEN1 | Landfill Gas | LFG | Biomass | 1.6 | 2006
50158 | Innovative Energy Systems Inc | 56324 | Colonie LFGTE Facility | NY | Albany | GEN2 | Landfill Gas | LFG | Biomass | 1.6 | 2006
50158 | Innovative Energy Systems Inc | 56324 | Colonie LFGTE Facility | NY | Albany | GEN3 | Landfill Gas | LFG | Biomass | 1.6 | 2006
7353 | Golden Valley Elec Assn Inc | 56325 | Delta Power | AK | Southeast Fairbanks | 6 | Petroleum Liquids | DFO | Petroleum | 23.1 | 1976
7349 | Golden Spread Electric Cooperative, Inc | 56326 | Mustang Station Unit 4 | TX | Yoakum | GEN1 | Natural Gas Fired Combustion Turbine | NG | Natural Gas Peaker | 170 | 2006
7349 | Golden Spread Electric Cooperative, Inc | 56326 | Mustang Station Unit 4 | TX | Yoakum | GEN2 | Natural Gas Fired Combustion Turbine | NG | Natural Gas Peaker | 170 | 2007
7349 | Golden Spread Electric Cooperative, Inc | 56326 | Mustang Station Unit 4 | TX | Yoakum | GEN3 | Natural Gas Fired Combustion Turbine | NG | Natural Gas Peaker | 170 | 2013
5580 | East Kentucky Power Coop, Inc | 56327 | Pendleton County LFGTE | KY | Pendleton | 1 | Landfill Gas | LFG | Biomass | 0.8 | 2007
5580 | East Kentucky Power Coop, Inc | 56327 | Pendleton County LFGTE | KY | Pendleton | 2 | Landfill Gas | LFG | Biomass | 0.8 | 2007
5580 | East Kentucky Power Coop, Inc | 56327 | Pendleton County LFGTE | KY | Pendleton | 3 | Landfill Gas | LFG | Biomass | 0.8 | 2007
5580 | East Kentucky Power Coop, Inc | 56327 | Pendleton County LFGTE | KY | Pendleton | 4 | Landfill Gas | LFG | Biomass | 0.8 | 2007
17698 | Southwestern Electric Power Co | 56328 | Harry D Mattison Gas Plant | AR | Washington | 1 | Natural Gas Fired Combustion Turbine | NG | Natural Gas Peaker | 86.5 | 2007
17698 | Southwestern Electric Power Co | 56328 | Harry D Mattison Gas Plant | AR | Washington | 2 | Natural Gas Fired Combustion Turbine | NG | Natural Gas Peaker | 86.5 | 2007
17698 | Southwestern Electric Power Co | 56328 | Harry D Mattison Gas Plant | AR | Washington | 3 | Natural Gas Fired Combustion Turbine | NG | Natural Gas Peaker | 88 | 2007
17698 | Southwestern Electric Power Co | 56328 | Harry D Mattison Gas Plant | AR | Washington | 4 | Natural Gas Fired Combustion Turbine | NG | Natural Gas Peaker | 88 | 2007
19547 | Hawaiian Electric Co Inc | 56329 | Campbell Industrial Park | HI | Honolulu | CIP1 | Other Waste Biomass | OBL | Biomass | 113 | 2009
54686 | Gauley River Power Partners LP | 56333 | Gauley River Power Partners | WV | Nicholas | GEN1 | Conventional Hydroelectric | WAT | Hydro | 40 | 2001
54686 | Gauley River Power Partners LP | 56333 | Gauley River Power Partners | WV | Nicholas | GEN2 | Conventional Hydroelectric | WAT | Hydro | 40 | 2001
54707 | Blue Canyon Windpower II LLC | 56335 | Blue Canyon Windpower II | OK | Comanche | EW2 | Onshore Wind Turbine | WND | Wind | 151 | 2005
50123 | Leeward Asset Management, LLC | 56336 | Aragonne Wind LLC | NM | Guadalupe | 1 | Onshore Wind Turbine | WND | Wind | 90 | 2006
50123 | Leeward Asset Management, LLC | 56337 | Sweetwater Wind 4 LLC | TX | Nolan | SW4 | Onshore Wind Turbine | WND | Wind | 241 | 2007
54709 | High Trail Wind Farm LLC | 56338 | High Trail Wind Farm LLC | IL | McLean | 1 | Onshore Wind Turbine | WND | Wind | 198 | 2007
13630 | North Carolina Mun Power Agny #1 | 56339 | Albemarle Hospital Unit | NC | Stanly | 1 | Petroleum Liquids | DFO | Petroleum | 1.8 | 2006
13630 | North Carolina Mun Power Agny #1 | 56340 | Cherryville City Hall | NC | Gaston | 1 | Petroleum Liquids | DFO | Petroleum | 1.8 | 2006
13630 | North Carolina Mun Power Agny #1 | 56341 | Lincolnton High School | NC | Lincoln | 1 | Petroleum Liquids | DFO | Petroleum | 1.8 | 2006
13630 | North Carolina Mun Power Agny #1 | 56342 | Maiden Community Center | NC | Catawba | 1 | Petroleum Liquids | DFO | Petroleum | 1.8 | 2006
13630 | North Carolina Mun Power Agny #1 | 56343 | Monroe Middle School | NC | Union | 1 | Petroleum Liquids | DFO | Petroleum | 1.8 | 2006
13630 | North Carolina Mun Power Agny #1 | 56344 | Morganton Station 5 | NC | Burke | 1 | Petroleum Liquids | DFO | Petroleum | 1.8 | 2006
13630 | North Carolina Mun Power Agny #1 | 56345 | Pineville Delivery 1 | NC | Mecklenburg | 1 | Petroleum Liquids | DFO | Petroleum | 1.8 | 2006
54710 | Golden State Water Company | 56346 | Bear Valley Power Plant | CA | San Bernardino | ICE1 | Natural Gas Internal Combustion Engine | NG | Natural Gas Peaker | 1.2 | 2005
54710 | Golden State Water Company | 56346 | Bear Valley Power Plant | CA | San Bernardino | ICE2 | Natural Gas Internal Combustion Engine | NG | Natural Gas Peaker | 1.2 | 2005
54710 | Golden State Water Company | 56346 | Bear Valley Power Plant | CA | San Bernardino | ICE3 | Natural Gas Internal Combustion Engine | NG | Natural Gas Peaker | 1.2 | 2005
54710 | Golden State Water Company | 56346 | Bear Valley Power Plant | CA | San Bernardino | ICE4 | Natural Gas Internal Combustion Engine | NG | Natural Gas Peaker | 1.2 | 2005
54710 | Golden State Water Company | 56346 | Bear Valley Power Plant | CA | San Bernardino | ICE5 | Natural Gas Internal Combustion Engine | NG | Natural Gas Peaker | 1.2 | 2005
54710 | Golden State Water Company | 56346 | Bear Valley Power Plant | CA | San Bernardino | ICE6 | Natural Gas Internal Combustion Engine | NG | Natural Gas Peaker | 1.2 | 2005
54710 | Golden State Water Company | 56346 | Bear Valley Power Plant | CA | San Bernardino | ICE7 | Natural Gas Internal Combustion Engine | NG | Natural Gas Peaker | 1.2 | 2005
20856 | Wisconsin Power & Light Co | 56347 | Cedar Ridge | WI | Fond Du Lac | 1 | Onshore Wind Turbine | WND | Wind | 67.7 | 2008
10777 | Town of Laverne - (OK) | 56348 | Laverne Diesel Generating Plant | OK | HARPER | 1 | Petroleum Liquids | DFO | Petroleum | 2 | 2006
10777 | Town of Laverne - (OK) | 56348 | Laverne Diesel Generating Plant | OK | HARPER | 2 | Petroleum Liquids | DFO | Petroleum | 2 | 2006
56766 | CER Quail Run Energy Partners LP | 56349 | Quail Run Energy Center | TX | Ector | CT1A | Natural Gas Fired Combined Cycle | NG | Natural Gas Nonpeaker | 75 | 2007
56766 | CER Quail Run Energy Partners LP | 56349 | Quail Run Energy Center | TX | Ector | CT1B | Natural Gas Fired Combined Cycle | NG | Natural Gas Nonpeaker | 75 | 2007
56766 | CER Quail Run Energy Partners LP | 56349 | Quail Run Energy Center | TX | Ector | CT2A | Natural Gas Fired Combined Cycle | NG | Natural Gas Nonpeaker | 86.5 | 2002
56766 | CER Quail Run Energy Partners LP | 56349 | Quail Run Energy Center | TX | Ector | CT2B | Natural Gas Fired Combined Cycle | NG | Natural Gas Nonpeaker | 86.5 | 2002
56766 | CER Quail Run Energy Partners LP | 56349 | Quail Run Energy Center | TX | Ector | ST1 | Natural Gas Fired Combined Cycle | NG | Natural Gas Nonpeaker | 125 | 2007
56766 | CER Quail Run Energy Partners LP | 56349 | Quail Run Energy Center | TX | Ector | ST2 | Natural Gas Fired Combined Cycle | NG | Natural Gas Nonpeaker | 125 | 2008
56765 | CER Colorado Bend Energy Partners LP | 56350 | Colorado Bend Energy Center | TX | Wharton | CT1A | Natural Gas Fired Combined Cycle | NG | Natural Gas Nonpeaker | 90 | 2002
56765 | CER Colorado Bend Energy Partners LP | 56350 | Colorado Bend Energy Center | TX | Wharton | CT1B | Natural Gas Fired Combined Cycle | NG | Natural Gas Nonpeaker | 90 | 2002
56765 | CER Colorado Bend Energy Partners LP | 56350 | Colorado Bend Energy Center | TX | Wharton | CT2A | Natural Gas Fired Combined Cycle | NG | Natural Gas Nonpeaker | 90 | 2002
56765 | CER Colorado Bend Energy Partners LP | 56350 | Colorado Bend Energy Center | TX | Wharton | CT2B | Natural Gas Fired Combined Cycle | NG | Natural Gas Nonpeaker | 90 | 2002
56765 | CER Colorado Bend Energy Partners LP | 56350 | Colorado Bend Energy Center | TX | Wharton | ST1 | Natural Gas Fired Combined Cycle | NG | Natural Gas Nonpeaker | 105.1 | 2007
56765 | CER Colorado Bend Energy Partners LP | 56350 | Colorado Bend Energy Center | TX | Wharton | ST2 | Natural Gas Fired Combined Cycle | NG | Natural Gas Nonpeaker | 115 | 2008
10000 | Kansas City Power & Light Co | 56351 | Spearville | KS | Ford | 1 | Onshore Wind Turbine | WND | Wind | 100.5 | 2006
10000 | Kansas City Power & Light Co | 56351 | Spearville | KS | Ford | 2 | Onshore Wind Turbine | WND | Wind | 48 | 2010
9417 | Interstate Power and Light Co | 56355 | Whispering Willow Wind Farm - East | IA | Franklin | 1 | Onshore Wind Turbine | WND | Wind | 199.7 | 2009
16088 | City of Riverside - (CA) | 56356 | Clearwater Power Plant | CA | Riverside | CT1 | Natural Gas Fired Combined Cycle | NG | Natural Gas Nonpeaker | 41 | 2005
16088 | City of Riverside - (CA) | 56356 | Clearwater Power Plant | CA | Riverside | ST1 | Natural Gas Fired Combined Cycle | NG | Natural Gas Nonpeaker | 8 | 2005
54717 | FPL Energy Burleigh County Wind LLC | 56357 | FPL Energy Burleigh County Wind | ND | Burleigh | GE | Onshore Wind Turbine | WND | Wind | 18 | 2006
54717 | FPL Energy Burleigh County Wind LLC | 56357 | FPL Energy Burleigh County Wind | ND | Burleigh | GE15 | Onshore Wind Turbine | WND | Wind | 31.5 | 2005
54690 | Western Renewable Energy LLC | 56358 | Western Renewable Energy | AZ | Apache | 1 | Wood/Wood Waste Biomass | WDS | Biomass | 3 | 2004
15399 | Avangrid Renewables Inc | 56359 | Klondike Windpower II | OR | Sherman | PH2 | Onshore Wind Turbine | WND | Wind | 75 | 2005
14354 | PacifiCorp | 56360 | Leaning Juniper | OR | Gilliam | 1 | Onshore Wind Turbine | WND | Wind | 100.5 | 2006
15399 | Avangrid Renewables Inc | 56361 | Big Horn Wind Project | WA | Klickitat | 1 | Onshore Wind Turbine | WND | Wind | 199 | 2006
15399 | Avangrid Renewables Inc | 56362 | Shiloh I Wind Project | CA | Solano | 1 | Onshore Wind Turbine | WND | Wind | 150 | 2006
4794 | City of Danville - (VA) | 56363 | Danville New Design Plant | VA | DANVILLE CITY | GEN 1 | Petroleum Liquids | DFO | Petroleum | 1.8 | 2005
4794 | City of Danville - (VA) | 56364 | Danville Kentuck Road Plant | VA | PITTSYLVANIA | GEN 1 | Petroleum Liquids | DFO | Petroleum | 1.8 | 2005
4794 | City of Danville - (VA) | 56365 | Danville Westover Plant | VA | DANVILLE CITY | GEN1 | Petroleum Liquids | DFO | Petroleum | 1.8 | 2005
4619 | Town of Culpeper- (VA) | 56367 | Electric Avenue Facility | VA | CULPEPER | 1 | Petroleum Liquids | DFO | Petroleum | 1.8 | 2004
4619 | Town of Culpeper- (VA) | 56367 | Electric Avenue Facility | VA | CULPEPER | 2 | Petroleum Liquids | DFO | Petroleum | 1.8 | 2004
4619 | Town of Culpeper- (VA) | 56367 | Electric Avenue Facility | VA | CULPEPER | 3 | Petroleum Liquids | DFO | Petroleum | 1.8 | 2004
11560 | City of Manassas - (VA) | 56368 | Water Treatment Plant Generators | VA | PRINCE WILLIAM | WP1 | Petroleum Liquids | DFO | Petroleum | 1.8 | 2007
15399 | Avangrid Renewables Inc | 56369 | Casselman Wind Power Project | PA | Somerset | 1 | Onshore Wind Turbine | WND | Wind | 34.5 | 2007
50123 | Leeward Asset Management, LLC | 56371 | Cedar Creek Wind | CO | Weld | 1 | Onshore Wind Turbine | WND | Wind | 300.5 | 2007
50123 | Leeward Asset Management, LLC | 56372 | Sweetwater Wind 5 | TX | Nolan | SW5 | Onshore Wind Turbine | WND | Wind | 80.5 | 2007
1015 | Austin Energy | 56374 | Robert Mueller Energy Center | TX | Travis | CT1 | Natural Gas Fired Combustion Turbine | NG | Natural Gas Peaker | 4.6 | 2006
1015 | Austin Energy | 56374 | Robert Mueller Energy Center | TX | Travis | DG1 | Petroleum Liquids | DFO | Petroleum | 1.5 | 2006
9209 | Illinois Rural Electric Coop | 56376 | Pike County Wind Power | IL | PIKE | WTG1 | Onshore Wind Turbine | WND | Wind | 1.7 | 2005
49893 | Invenergy Services LLC | 56377 | Judith Gap Wind Energy Center | MT | Wheatland | 1 | Onshore Wind Turbine | WND | Wind | 135 | 2005
794 | Apollo Energy Corp | 56378 | Pakini Nui Wind Farm | HI | Hawaii | 1 | Onshore Wind Turbine | WND | Wind | 21 | 2007
12341 | MidAmerican Energy Co | 56379 | Victory Wind Farm | IA | Carroll | VWF | Onshore Wind Turbine | WND | Wind | 99 | 2006
14063 | Oklahoma Gas & Electric Co | 56380 | Centennial Wind Farm | OK | Harper | WT1 | Onshore Wind Turbine | WND | Wind | 120 | 2006
15399 | Avangrid Renewables Inc | 56383 | Northern Iowa Windpower II | IA | Worth | TOI2 | Onshore Wind Turbine | WND | Wind | 80 | 2008
11479 | Madison Gas & Electric Co | 56386 | Top of Iowa Windfarm III | IA | Worth | TOI3 | Onshore Wind Turbine | WND | Wind | 29.7 | 2008
20847 | Wisconsin Electric Power Co | 56391 | Blue Sky Green Field Wind Project | WI | Fond Du Lac | 1 | Onshore Wind Turbine | WND | Wind | 145.2 | 2008
55696 | FPL Energy Oliver County Wind | 56392 | FPL Energy Oliver Wind I LLC | ND | Oliver | 1 | Onshore Wind Turbine | WND | Wind | 50.6 | 2006
56215 | E ON Climate Renewables N America LLC | 56394 | Forest Creek Wind Farm LLC | TX | Glasscock | 1 | Onshore Wind Turbine | WND | Wind | 124.2 | 2006
54759 | Mesquite Wind LLC | 56395 | Mesquite Wind Power LLC | TX | Shackelford | 1 | Onshore Wind Turbine | WND | Wind | 200 | 2007
23279 | Allegheny Energy Supply Co LLC | 56397 | Hunlock Unit 4 | PA | LUZERNE | 4 | Natural Gas Fired Combustion Turbine | NG | Natural Gas Peaker | 44 | 2000
15399 | Avangrid Renewables Inc | 56399 | Lempster Wind LLC | NH | Sullivan | 1 | Onshore Wind Turbine | WND | Wind | 24 | 2008
6616 | Fort Pierce Utilities Authority | 56400 | Treasure Coast Energy Center | FL | St Lucie | CT1 | Natural Gas Fired Combined Cycle | NG | Natural Gas Nonpeaker | 219.6 | 2008
6616 | Fort Pierce Utilities Authority | 56400 | Treasure Coast Energy Center | FL | St Lucie | ST1 | Natural Gas Fired Combined Cycle | NG | Natural Gas Nonpeaker | 191.8 | 2008
17833 | City Utilities of Springfield - (MO) | 56404 | Noble Hill Landfill | MO | Greene | NHLC | Landfill Gas | LFG | Biomass | 3.2 | 2006
55744 | Acciona Solar Power | 56405 | Nevada Solar One | NV | Clark | ONE | Solar Thermal without Energy Storage | SUN | Solar Thermal | 75.7 | 2007
17164 | Sierra Pacific Industries Inc | 56406 | Sierra Pacific Burlington Facility | WA | Skagit | GEN1 | Wood/Wood Waste Biomass | WDS | Biomass | 28 | 2007
6452 | Florida Power & Light Co | 56407 | West County Energy Center | FL | Palm Beach | 1A | Natural Gas Fired Combined Cycle | NG | Natural Gas Nonpeaker | 298 | 2009
6452 | Florida Power & Light Co | 56407 | West County Energy Center | FL | Palm Beach | 1B | Natural Gas Fired Combined Cycle | NG | Natural Gas Nonpeaker | 298 | 2009
6452 | Florida Power & Light Co | 56407 | West County Energy Center | FL | Palm Beach | 1C | Natural Gas Fired Combined Cycle | NG | Natural Gas Nonpeaker | 298 | 2009
6452 | Florida Power & Light Co | 56407 | West County Energy Center | FL | Palm Beach | 1ST | Natural Gas Fired Combined Cycle | NG | Natural Gas Nonpeaker | 527 | 2009
6452 | Florida Power & Light Co | 56407 | West County Energy Center | FL | Palm Beach | 2A | Natural Gas Fired Combined Cycle | NG | Natural Gas Nonpeaker | 298 | 2009
6452 | Florida Power & Light Co | 56407 | West County Energy Center | FL | Palm Beach | 2B | Natural Gas Fired Combined Cycle | NG | Natural Gas Nonpeaker | 298 | 2009
6452 | Florida Power & Light Co | 56407 | West County Energy Center | FL | Palm Beach | 2C | Natural Gas Fired Combined Cycle | NG | Natural Gas Nonpeaker | 298 | 2009
6452 | Florida Power & Light Co | 56407 | West County Energy Center | FL | Palm Beach | 2ST | Natural Gas Fired Combined Cycle | NG | Natural Gas Nonpeaker | 527 | 2009
6452 | Florida Power & Light Co | 56407 | West County Energy Center | FL | Palm Beach | 3A | Natural Gas Fired Combined Cycle | NG | Natural Gas Nonpeaker | 298 | 2011
6452 | Florida Power & Light Co | 56407 | West County Energy Center | FL | Palm Beach | 3B | Natural Gas Fired Combined Cycle | NG | Natural Gas Nonpeaker | 298 | 2011
6452 | Florida Power & Light Co | 56407 | West County Energy Center | FL | Palm Beach | 3C | Natural Gas Fired Combined Cycle | NG | Natural Gas Nonpeaker | 298 | 2011
6452 | Florida Power & Light Co | 56407 | West County Energy Center | FL | Palm Beach | 3ST | Natural Gas Fired Combined Cycle | NG | Natural Gas Nonpeaker | 527 | 2011
54789 | AgriWind LLC | 56408 | Agriwind LLC | IL | BUREAU | AWND1 | Onshore Wind Turbine | WND | Wind | 8.4 | 2007
54790 | Stahl Wind Energy LLC | 56409 | Stahl Wind Energy | MN | Pipestone | 1 | Onshore Wind Turbine | WND | Wind | 1.7 | 2004
54791 | Carstensen Wind LLC | 56410 | Carstensen Wind | MN | PIPESTONE | 1 | Onshore Wind Turbine | WND | Wind | 1.7 | 2004
54792 | Northern Lights Wind LLC | 56411 | Northern Lights Wind LLC | MN | PIPESTONE | 1 | Onshore Wind Turbine | WND | Wind | 1.7 | 2004
54793 | Lucky Wind LLC | 56412 | Lucky Wind | MN | Pipestone | 1 | Onshore Wind Turbine | WND | Wind | 1.7 | 2004
54794 | Greenback Energy LLC | 56413 | Greenback Energy | MN | Pipestone | 1 | Onshore Wind Turbine | WND | Wind | 1.7 | 2004
40580 | Southern Minnesota Mun P Agny | 56414 | Redwood Falls Wind | MN | Redwood | WND1 | Onshore Wind Turbine | WND | Wind | 1.7 | 2004
40580 | Southern Minnesota Mun P Agny | 56414 | Redwood Falls Wind | MN | Redwood | WND2 | Onshore Wind Turbine | WND | Wind | 1.7 | 2005
40580 | Southern Minnesota Mun P Agny | 56415 | Fairmont Wind | MN | Martin | WND1 | Onshore Wind Turbine | WND | Wind | 1 | 2003
40580 | Southern Minnesota Mun P Agny | 56415 | Fairmont Wind | MN | Martin | WND2 | Onshore Wind Turbine | WND | Wind | 1 | 2003
40580 | Southern Minnesota Mun P Agny | 56415 | Fairmont Wind | MN | Martin | WND3 | Onshore Wind Turbine | WND | Wind | 1.7 | 2004
40580 | Southern Minnesota Mun P Agny | 56415 | Fairmont Wind | MN | Martin | WND4 | Onshore Wind Turbine | WND | Wind | 1.7 | 2005
54800 | Michigan Wind 1 LLC | 56416 | Michigan Wind 1 LLC | MI | Huron | 1 | Onshore Wind Turbine | WND | Wind | 69 | 2008
54808 | Sexton Energy LLC | 56417 | Westchester Gas Recovery | IL | COOK | W1 | Landfill Gas | LFG | Biomass | 1.8 | 2004
54808 | Sexton Energy LLC | 56417 | Westchester Gas Recovery | IL | COOK | W2 | Landfill Gas | LFG | Biomass | 1.8 | 2004
54808 | Sexton Energy LLC | 56418 | Des Plaines Gas Recovery | IL | COOK | DP1 | Landfill Gas | LFG | Biomass | 1.8 | 2004
54808 | Sexton Energy LLC | 56418 | Des Plaines Gas Recovery | IL | COOK | DP2 | Landfill Gas | LFG | Biomass | 1.8 | 2004
54808 | Sexton Energy LLC | 56419 | Beecher Gas Recovery | IL | WILL | B1 | Landfill Gas | LFG | Biomass | 1.1 | 2006
54808 | Sexton Energy LLC | 56419 | Beecher Gas Recovery | IL | WILL | B2 | Landfill Gas | LFG | Biomass | 1.1 | 2006
54808 | Sexton Energy LLC | 56419 | Beecher Gas Recovery | IL | WILL | B3 | Landfill Gas | LFG | Biomass | 1.1 | 2008
4065 | City of Columbus - (OH) | 56420 | Renick Run Pumping Station 03-04 | OH | FRANKLIN | 0003 | Petroleum Liquids | DFO | Petroleum | 1.4 | 2006
4065 | City of Columbus - (OH) | 56420 | Renick Run Pumping Station 03-04 | OH | FRANKLIN | 0004 | Petroleum Liquids | DFO | Petroleum | 1.4 | 2006
4065 | City of Columbus - (OH) | 56421 | PS ST-8 Engine No 1 | OH | FRANKLIN | 0005 | Petroleum Liquids | DFO | Petroleum | 2 | 2008
4065 | City of Columbus - (OH) | 56422 | ST-1/1A Engine No 1 | OH | FRANKLIN | 0006 | Petroleum Liquids | DFO | Petroleum | 1.3 | 2008
4065 | City of Columbus - (OH) | 56423 | Dodge Park Engine No 1 | OH | FRANKLIN | 0007 | Petroleum Liquids | DFO | Petroleum | 2 | 2008
54819 | FPL Energy Mower County LLC | 56424 | Mower County Wind Energy Center | MN | Mower | 1 | Onshore Wind Turbine | WND | Wind | 98.9 | 2006
54812 | AMERESCO Chicopee Energy LLC | 56426 | Ameresco Chicopee Energy | MA | Hampden | UNIT4 | Landfill Gas | LFG | Biomass | 2.1 | 2010
54812 | AMERESCO Chicopee Energy LLC | 56426 | Ameresco Chicopee Energy | MA | Hampden | Unit1 | Landfill Gas | LFG | Biomass | 1.9 | 2004
54812 | AMERESCO Chicopee Energy LLC | 56426 | Ameresco Chicopee Energy | MA | Hampden | Unit2 | Landfill Gas | LFG | Biomass | 1.9 | 2004
54812 | AMERESCO Chicopee Energy LLC | 56426 | Ameresco Chicopee Energy | MA | Hampden | Unit3 | Landfill Gas | LFG | Biomass | 1.9 | 2004
54813 | AMERESCO Janesville LLC | 56427 | Ameresco Janesville | WI | ROCK | Unit1 | Landfill Gas | LFG | Biomass | 1 | 2004
54813 | AMERESCO Janesville LLC | 56427 | Ameresco Janesville | WI | ROCK | Unit2 | Landfill Gas | LFG | Biomass | 1 | 2004
54813 | AMERESCO Janesville LLC | 56427 | Ameresco Janesville | WI | ROCK | Unit3 | Landfill Gas | LFG | Biomass | 1 | 2004
54814 | AMERESCO Santa Cruz Energy LLC | 56428 | Ameresco Santa Cruz Energy | CA | Santa Cruz | Unit1 | Landfill Gas | LFG | Biomass | 1 | 2006
54814 | AMERESCO Santa Cruz Energy LLC | 56428 | Ameresco Santa Cruz Energy | CA | Santa Cruz | Unit2 | Landfill Gas | LFG | Biomass | 1 | 2006
54814 | AMERESCO Santa Cruz Energy LLC | 56428 | Ameresco Santa Cruz Energy | CA | Santa Cruz | Unit3 | Landfill Gas | LFG | Biomass | 1 | 2006
54815 | AMERESCO Delaware South | 56429 | Ameresco Delaware South | DE | Sussex | 1 | Landfill Gas | LFG | Biomass | 1 | 2006
54815 | AMERESCO Delaware South | 56429 | Ameresco Delaware South | DE | Sussex | 2 | Landfill Gas | LFG | Biomass | 1 | 2006
54815 | AMERESCO Delaware South | 56429 | Ameresco Delaware South | DE | Sussex | 3 | Landfill Gas | LFG | Biomass | 1 | 2006
54815 | AMERESCO Delaware South | 56429 | Ameresco Delaware South | DE | Sussex | 4 | Landfill Gas | LFG | Biomass | 1 | 2006
54815 | AMERESCO Delaware South | 56429 | Ameresco Delaware South | DE | Sussex | 5 | Landfill Gas | LFG | Biomass | 1 | 2010
54816 | AMERESCO Delaware Central | 56430 | Ameresco Delaware Central | DE | Kent | 1C | Landfill Gas | LFG | Biomass | 1 | 2006
54816 | AMERESCO Delaware Central | 56430 | Ameresco Delaware Central | DE | Kent | 2C | Landfill Gas | LFG | Biomass | 1 | 2006
54816 | AMERESCO Delaware Central | 56430 | Ameresco Delaware Central | DE | Kent | 3C | Landfill Gas | LFG | Biomass | 1 | 2006
54816 | AMERESCO Delaware Central | 56430 | Ameresco Delaware Central | DE | Kent | 4C | Landfill Gas | LFG | Biomass | 1 | 2014
54816 | AMERESCO Delaware Central | 56430 | Ameresco Delaware Central | DE | Kent | 5C | Landfill Gas | LFG | Biomass | 1 | 2014
59883 | NRG Energy Gas & Wind Holdings Inc | 56432 | Wildorado Wind LLC | TX | Oldham | 1 | Onshore Wind Turbine | WND | Wind | 161 | 2007
11208 | Los Angeles Department of Water & Power | 56433 | Pine Tree Wind Power Project | CA | Kern | 1 | Onshore Wind Turbine | WND | Wind | 135 | 2009
56592 | Idaho Wind Partners 1 LLC | 56434 | Burley Butte Windpark | ID | Cassia | BBWP | Onshore Wind Turbine | WND | Wind | 13.5 | 2011
56592 | Idaho Wind Partners 1 LLC | 56435 | Golden Valley Wind Park LLC | ID | Cassia | GVWP | Onshore Wind Turbine | WND | Wind | 12 | 2011
56592 | Idaho Wind Partners 1 LLC | 56437 | Milner Dam Wind Park LLC | ID | Cassia | MDWP | Onshore Wind Turbine | WND | Wind | 19.5 | 2011
56592 | Idaho Wind Partners 1 LLC | 56439 | Oregon Trail Wind Park | ID | Twin Falls | OTWP | Onshore Wind Turbine | WND | Wind | 13.5 | 2011
56592 | Idaho Wind Partners 1 LLC | 56440 | Pilgrim Stage Wind Park | ID | Twin Falls | PSWP | Onshore Wind Turbine | WND | Wind | 10.5 | 2011
56592 | Idaho Wind Partners 1 LLC | 56441 | Salmon Falls Wind Park | ID | Twin Falls | SFWP | Onshore Wind Turbine | WND | Wind | 21 | 2011
56592 | Idaho Wind Partners 1 LLC | 56442 | Thousand Springs Wind Park | ID | Twin Falls | TSWP | Onshore Wind Turbine | WND | Wind | 12 | 2011
56592 | Idaho Wind Partners 1 LLC | 56443 | Tuana Gulch Wind Park | ID | Twin Falls | TGWP | Onshore Wind Turbine | WND | Wind | 10.5 | 2011
49893 | Invenergy Services LLC | 56445 | Spindle Hill Energy Center | CO | Weld | GEN1 | Natural Gas Fired Combustion Turbine | NG | Natural Gas Peaker | 197 | 2007
49893 | Invenergy Services LLC | 56445 | Spindle Hill Energy Center | CO | Weld | GEN2 | Natural Gas Fired Combustion Turbine | NG | Natural Gas Peaker | 197 | 2007
50123 | Leeward Asset Management, LLC | 56446 | Buena Vista Energy LLC | CA | Contra Costa | 1 | Onshore Wind Turbine | WND | Wind | 38 | 2006
57170 | EDF Renewable Asset Holdings, Inc. | 56447 | Hawi Wind Farm | HI | Hawaii | V-47 | Onshore Wind Turbine | WND | Wind | 10.6 | 2006
59155 | First Wind O&M, LLC | 56448 | Mars Hill Wind Farm Project | ME | Aroostook | 1 | Onshore Wind Turbine | WND | Wind | 42 | 2007
59155 | First Wind O&M, LLC | 56449 | Kaheawa Pastures Wind Farm | HI | Maui | 1 | Onshore Wind Turbine | WND | Wind | 30 | 2006
50123 | Leeward Asset Management, LLC | 56450 | GSG LLC | IL | Lee | 1 | Onshore Wind Turbine | WND | Wind | 80 | 2007
50123 | Leeward Asset Management, LLC | 56451 | Allegheny Ridge Wind Farm | PA | Cambria | 1 | Onshore Wind Turbine | WND | Wind | 80 | 2007
58905 | NRG Energy Services - Plum Point | 56456 | Plum Point Energy Station | AR | Mississippi | STG1 | Conventional Steam Coal | SUB | Hard Coal | 720 | 2010
54870 | FPL Energy Red Canyon LLC | 56457 | Post Wind Farm LP | TX | Borden | 1 | Onshore Wind Turbine | WND | Wind | 84 | 2006
54874 | Lea Power Partners LLC | 56458 | Hobbs Generating Station | NM | Lea | GT1 | Natural Gas Fired Combined Cycle | NG | Natural Gas Nonpeaker | 196.9 | 2008
54874 | Lea Power Partners LLC | 56458 | Hobbs Generating Station | NM | Lea | GT2 | Natural Gas Fired Combined Cycle | NG | Natural Gas Nonpeaker | 196.9 | 2008
54874 | Lea Power Partners LLC | 56458 | Hobbs Generating Station | NM | Lea | ST3 | Natural Gas Fired Combined Cycle | NG | Natural Gas Nonpeaker | 264.6 | 2008
15399 | Avangrid Renewables Inc | 56459 | MinnDakota Wind LLC | MN | Lincoln | 2 | Onshore Wind Turbine | WND | Wind | 150 | 2008
15399 | Avangrid Renewables Inc | 56460 | Twin Buttes Wind Project | CO | Bent | WT1 | Onshore Wind Turbine | WND | Wind | 75 | 2007
54878 | Oregon Environmental Industries LLC | 56461 | Dry Creek LFG to Energy Project | OR | Jackson | DC1 | Landfill Gas | LFG | Biomass | 1.6 | 2007
54878 | Oregon Environmental Industries LLC | 56461 | Dry Creek LFG to Energy Project | OR | Jackson | DC2 | Landfill Gas | LFG | Biomass | 1.6 | 2007
7096 | City of Geneva- (IL) | 56462 | Geneva Generation Facility | IL | Kane | GEN 1 | Natural Gas Internal Combustion Engine | NG | Natural Gas Peaker | 5.9 | 2005
7096 | City of Geneva- (IL) | 56462 | Geneva Generation Facility | IL | Kane | GEN 2 | Natural Gas Internal Combustion Engine | NG | Natural Gas Peaker | 5.9 | 2005
7096 | City of Geneva- (IL) | 56462 | Geneva Generation Facility | IL | Kane | GEN 3 | Natural Gas Internal Combustion Engine | NG | Natural Gas Peaker | 5.9 | 2005
7096 | City of Geneva- (IL) | 56462 | Geneva Generation Facility | IL | Kane | GEN 4 | Natural Gas Internal Combustion Engine | NG | Natural Gas Peaker | 5.9 | 2005
7096 | City of Geneva- (IL) | 56462 | Geneva Generation Facility | IL | Kane | GEN 5 | Natural Gas Internal Combustion Engine | NG | Natural Gas Peaker | 5.9 | 2005
40211 | Wabash Valley Power Assn, Inc | 56463 | Oak Ridge LFGTE | IN | CASS | 1 | Landfill Gas | LFG | Biomass | 0.8 | 2003
40211 | Wabash Valley Power Assn, Inc | 56463 | Oak Ridge LFGTE | IN | CASS | 2 | Landfill Gas | LFG | Biomass | 0.8 | 2003
40211 | Wabash Valley Power Assn, Inc | 56463 | Oak Ridge LFGTE | IN | CASS | 3 | Landfill Gas | LFG | Biomass | 0.8 | 2003
40211 | Wabash Valley Power Assn, Inc | 56463 | Oak Ridge LFGTE | IN | CASS | 4 | Landfill Gas | LFG | Biomass | 0.8 | 2003
40211 | Wabash Valley Power Assn, Inc | 56464 | Jay County LFGTE | IN | JAY | 1 | Landfill Gas | LFG | Biomass | 0.8 | 2005
40211 | Wabash Valley Power Assn, Inc | 56464 | Jay County LFGTE | IN | JAY | 2 | Landfill Gas | LFG | Biomass | 0.8 | 2005
40211 | Wabash Valley Power Assn, Inc | 56464 | Jay County LFGTE | IN | JAY | 3 | Landfill Gas | LFG | Biomass | 0.8 | 2005
40211 | Wabash Valley Power Assn, Inc | 56464 | Jay County LFGTE | IN | JAY | 4 | Landfill Gas | LFG | Biomass | 0.8 | 2005
40211 | Wabash Valley Power Assn, Inc | 56465 | Liberty I & II LFGTE | IN | WHITE | 1 | Landfill Gas | LFG | Biomass | 0.8 | 2005
40211 | Wabash Valley Power Assn, Inc | 56465 | Liberty I & II LFGTE | IN | WHITE | 1-II | Landfill Gas | LFG | Biomass | 0.8 | 2010
40211 | Wabash Valley Power Assn, Inc | 56465 | Liberty I & II LFGTE | IN | WHITE | 2 | Landfill Gas | LFG | Biomass | 0.8 | 2005
40211 | Wabash Valley Power Assn, Inc | 56465 | Liberty I & II LFGTE | IN | WHITE | 2-II | Landfill Gas | LFG | Biomass | 0.8 | 2010
40211 | Wabash Valley Power Assn, Inc | 56465 | Liberty I & II LFGTE | IN | WHITE | 3 | Landfill Gas | LFG | Biomass | 0.8 | 2005
40211 | Wabash Valley Power Assn, Inc | 56465 | Liberty I & II LFGTE | IN | WHITE | 3-II | Landfill Gas | LFG | Biomass | 0.8 | 2010
40211 | Wabash Valley Power Assn, Inc | 56465 | Liberty I & II LFGTE | IN | WHITE | 4 | Landfill Gas | LFG | Biomass | 0.8 | 2005
40211 | Wabash Valley Power Assn, Inc | 56465 | Liberty I & II LFGTE | IN | WHITE | 4-II | Landfill Gas | LFG | Biomass | 0.8 | 2010
14354 | PacifiCorp | 56466 | Marengo Wind Plant | WA | Columbia | 1 | Onshore Wind Turbine | WND | Wind | 140.4 | 2007
14354 | PacifiCorp | 56466 | Marengo Wind Plant | WA | Columbia | 2 | Onshore Wind Turbine | WND | Wind | 70.2 | 2008
54890 | Russell City Energy Company LLC | 56467 | Russell City Energy Center | CA | Alameda | CTG1 | Natural Gas Fired Combined Cycle | NG | Natural Gas Nonpeaker | 200 | 2013
54890 | Russell City Energy Company LLC | 56467 | Russell City Energy Center | CA | Alameda | CTG2 | Natural Gas Fired Combined Cycle | NG | Natural Gas Nonpeaker | 200 | 2013
54890 | Russell City Energy Company LLC | 56467 | Russell City Energy Center | CA | Alameda | STG1 | Natural Gas Fired Combined Cycle | NG | Natural Gas Nonpeaker | 255 | 2013
15399 | Avangrid Renewables Inc | 56468 | Klondike Windpower III | OR | Sherman | 1 | Onshore Wind Turbine | WND | Wind | 221 | 2007
15399 | Avangrid Renewables Inc | 56468 | Klondike Windpower III | OR | Sherman | 2 | Onshore Wind Turbine | WND | Wind | 76.5 | 2008
54894 | Roseburg Forest Products | 56469 | Roseburg Forest Products Biomass | CA | SISKIYOU | 1 | Wood/Wood Waste Biomass | WDS | Biomass | 13.4 | 1989
15399 | Avangrid Renewables Inc | 56470 | Locust Ridge | PA | Schuylkill | LRWF | Onshore Wind Turbine | WND | Wind | 26 | 2007
17609 | Southern California Edison Co | 56471 | McGrath Peaker | CA | Ventura | 1 | Natural Gas Fired Combustion Turbine | NG | Natural Gas Peaker | 49.8 | 2012
17609 | Southern California Edison Co | 56472 | Grapeland Peaker | CA | San Bernardino | 1 | Natural Gas Fired Combustion Turbine | NG | Natural Gas Peaker | 49.8 | 2007
17609 | Southern California Edison Co | 56473 | Mira Loma Peaker | CA | SAN BERNARDINO | 1 | Natural Gas Fired Combustion Turbine | NG | Natural Gas Peaker | 49.8 | 2007
17609 | Southern California Edison Co | 56474 | Barre Peaker | CA | ORANGE | 1 | Natural Gas Fired Combustion Turbine | NG | Natural Gas Peaker | 49.8 | 2007
17609 | Southern California Edison Co | 56475 | Center Peaker | CA | LOS ANGELES | 1 | Natural Gas Fired Combustion Turbine | NG | Natural Gas Peaker | 49.8 | 2007
14328 | Pacific Gas & Electric Co | 56476 | Gateway Generating Station | CA | Contra Costa | A | Natural Gas Fired Combined Cycle | NG | Natural Gas Nonpeaker | 203.2 | 2009
14328 | Pacific Gas & Electric Co | 56476 | Gateway Generating Station | CA | Contra Costa | B | Natural Gas Fired Combined Cycle | NG | Natural Gas Nonpeaker | 203.2 | 2009
14328 | Pacific Gas & Electric Co | 56476 | Gateway Generating Station | CA | Contra Costa | C | Natural Gas Fired Combined Cycle | NG | Natural Gas Nonpeaker | 213.3 | 2009
12670 | Missouri Jnt Muni.Pwr Elec. Ut. Comm. | 56478 | MJMEUC Generating Station #1 | MO | Audrain | 0001 | Natural Gas Fired Combustion Turbine | NG | Natural Gas Peaker | 13.3 | 2007
56215 | E ON Climate Renewables N America LLC | 56479 | Sand Bluff Wind Farm | TX | Glasscock | 2 | Onshore Wind Turbine | WND | Wind | 90 | 2007
11740 | City of Marshfield - (WI) | 56480 | Marshfield Utilities Gas Plant | WI | WOOD | M1 | Natural Gas Fired Combustion Turbine | NG | Natural Gas Peaker | 60.4 | 2011
54902 | SunE Alamosa1 LLC | 56481 | SunE Alamosa | CO | Alamosa | 1 | Solar Photovoltaic | SUN | Solar PV | 1 | 2007
54902 | SunE Alamosa1 LLC | 56481 | SunE Alamosa | CO | Alamosa | 2 | Solar Photovoltaic | SUN | Solar PV | 7.2 | 2007
19728 | UNS Electric, Inc | 56482 | Black Mountain Generating Station | AZ | MOHAVE | 1 | Natural Gas Fired Combustion Turbine | NG | Natural Gas Peaker | 60.5 | 2008
19728 | UNS Electric, Inc | 56482 | Black Mountain Generating Station | AZ | MOHAVE | 2 | Natural Gas Fired Combustion Turbine | NG | Natural Gas Peaker | 60.5 | 2008
54759 | Mesquite Wind LLC | 56483 | Post Oak Wind LLC | TX | Shackelford | 1 | Onshore Wind Turbine | WND | Wind | 200 | 2008
19740 | AES Wind Generation Inc | 56484 | Buffalo Gap 2 Wind Farm | TX | Nolan | 1 | Onshore Wind Turbine | WND | Wind | 232.5 | 2007
15248 | Portland General Electric Co | 56485 | Biglow Canyon Wind Farm | OR | Sherman | 1 | Onshore Wind Turbine | WND | Wind | 125.4 | 2007
15248 | Portland General Electric Co | 56485 | Biglow Canyon Wind Farm | OR | Sherman | 2 | Onshore Wind Turbine | WND | Wind | 149.5 | 2009
15248 | Portland General Electric Co | 56485 | Biglow Canyon Wind Farm | OR | Sherman | 3 | Onshore Wind Turbine | WND | Wind | 174.8 | 2010
55907 | White Creek Wind 1 LLC | 56487 | White Creek Wind Farm | WA | Klickitat | 1 | Onshore Wind Turbine | WND | Wind | 204 | 2007
55886 | Smoky Hills Wind Farm I LLC | 56488 | Smoky Hills Wind Project Phase I | KS | Lincoln | 1 | Onshore Wind Turbine | WND | Wind | 100.8 | 2008
807 | Arkansas Electric Coop Corp | 56489 | Elkins Generating Center | AR | Washington | A | Natural Gas Fired Combustion Turbine | NG | Natural Gas Peaker | 22 | 2010
807 | Arkansas Electric Coop Corp | 56489 | Elkins Generating Center | AR | Washington | B | Natural Gas Fired Combustion Turbine | NG | Natural Gas Peaker | 22 | 2010
807 | Arkansas Electric Coop Corp | 56489 | Elkins Generating Center | AR | Washington | C | Natural Gas Fired Combustion Turbine | NG | Natural Gas Peaker | 22 | 2013
11560 | City of Manassas - (VA) | 56491 | Dean Drive Area Electric Generators | VA | MANASSAS CITY | PG1 | Petroleum Liquids | DFO | Petroleum | 1.6 | 2007
11560 | City of Manassas - (VA) | 56491 | Dean Drive Area Electric Generators | VA | MANASSAS CITY | PG2 | Petroleum Liquids | DFO | Petroleum | 1.6 | 2007
49893 | Invenergy Services LLC | 56493 | Buffalo Mountain Energy Center | TN | Anderson | 4 | Onshore Wind Turbine | WND | Wind | 27 | 2004
54904 | High Prairie Wind Farm II LLC | 56494 | Prairie Star Wind Farm | MN | Mower | HP2 | Onshore Wind Turbine | WND | Wind | 100.6 | 2007
17058 | Shell Wind Energy Inc. | 56495 | NedPower Mount Storm | WV | Grant | MS1 | Onshore Wind Turbine | WND | Wind | 164 | 2008
17058 | Shell Wind Energy Inc. | 56495 | NedPower Mount Storm | WV | Grant | MS2 | Onshore Wind Turbine | WND | Wind | 100 | 2008
54916 | Phillips 66 Billings Refinery | 56496 | Phillips 66 Billings Refinery | MT | Yellowstone | 3701 | Other Gases | OG | Biomass | 1.6 | 2007
12524 | Midwest Energy Inc | 56497 | Goodman Energy Center | KS | Ellis | 1 | Natural Gas Internal Combustion Engine | NG | Natural Gas Peaker | 8.4 | 2008
12524 | Midwest Energy Inc | 56497 | Goodman Energy Center | KS | Ellis | 2 | Natural Gas Internal Combustion Engine | NG | Natural Gas Peaker | 8.4 | 2008
12524 | Midwest Energy Inc | 56497 | Goodman Energy Center | KS | Ellis | 3 | Natural Gas Internal Combustion Engine | NG | Natural Gas Peaker | 8.4 | 2008
12524 | Midwest Energy Inc | 56497 | Goodman Energy Center | KS | Ellis | 4 | Natural Gas Internal Combustion Engine | NG | Natural Gas Peaker | 8.4 | 2008
12524 | Midwest Energy Inc | 56497 | Goodman Energy Center | KS | Ellis | 5 | Natural Gas Internal Combustion Engine | NG | Natural Gas Peaker | 8.4 | 2008
12524 | Midwest Energy Inc | 56497 | Goodman Energy Center | KS | Ellis | 6 | Natural Gas Internal Combustion Engine | NG | Natural Gas Peaker | 8.4 | 2008
12524 | Midwest Energy Inc | 56497 | Goodman Energy Center | KS | Ellis | 7 | Natural Gas Internal Combustion Engine | NG | Natural Gas Peaker | 8.4 | 2008
12524 | Midwest Energy Inc | 56497 | Goodman Energy Center | KS | Ellis | 8 | Natural Gas Internal Combustion Engine | NG | Natural Gas Peaker | 8.4 | 2008
12524 | Midwest Energy Inc | 56497 | Goodman Energy Center | KS | Ellis | 9 | Natural Gas Internal Combustion Engine | NG | Natural Gas Peaker | 8.4 | 2008
1932 | Boise-Kuna Irrigation District | 56498 | Mora Drop Hydroelectric Project | ID | Ada | 1 | Conventional Hydroelectric | WAT | Hydro | 1.7 | 2006
55704 | Tiber Montana LLC | 56499 | Tiber Dam Hydroelectric Plant | MT | LIBERTY | HY1 | Conventional Hydroelectric | WAT | Hydro | 7.5 | 2004
55710 | Barrick Goldstrike Mines Inc | 56500 | Western 102 Power Plant | NV | Storey | A101 | Natural Gas Internal Combustion Engine | NG | Natural Gas Peaker | 8.4 | 2005
55710 | Barrick Goldstrike Mines Inc | 56500 | Western 102 Power Plant | NV | Storey | B102 | Natural Gas Internal Combustion Engine | NG | Natural Gas Peaker | 8.4 | 2005
55710 | Barrick Goldstrike Mines Inc | 56500 | Western 102 Power Plant | NV | Storey | B202 | Natural Gas Internal Combustion Engine | NG | Natural Gas Peaker | 8.4 | 2005
55710 | Barrick Goldstrike Mines Inc | 56500 | Western 102 Power Plant | NV | Storey | C102 | Natural Gas Internal Combustion Engine | NG | Natural Gas Peaker | 8.4 | 2005
55710 | Barrick Goldstrike Mines Inc | 56500 | Western 102 Power Plant | NV | Storey | C202 | Natural Gas Internal Combustion Engine | NG | Natural Gas Peaker | 8.4 | 2005
55710 | Barrick Goldstrike Mines Inc | 56500 | Western 102 Power Plant | NV | Storey | D101 | Natural Gas Internal Combustion Engine | NG | Natural Gas Peaker | 8.4 | 2005
55710 | Barrick Goldstrike Mines Inc | 56500 | Western 102 Power Plant | NV | Storey | E102 | Natural Gas Internal Combustion Engine | NG | Natural Gas Peaker | 8.4 | 2005
55710 | Barrick Goldstrike Mines Inc | 56500 | Western 102 Power Plant | NV | Storey | E202 | Natural Gas Internal Combustion Engine | NG | Natural Gas Peaker | 8.4 | 2005
55710 | Barrick Goldstrike Mines Inc | 56500 | Western 102 Power Plant | NV | Storey | F102 | Natural Gas Internal Combustion Engine | NG | Natural Gas Peaker | 8.4 | 2005
55710 | Barrick Goldstrike Mines Inc | 56500 | Western 102 Power Plant | NV | Storey | F202 | Natural Gas Internal Combustion Engine | NG | Natural Gas Peaker | 8.4 | 2005
55710 | Barrick Goldstrike Mines Inc | 56500 | Western 102 Power Plant | NV | Storey | G102 | Natural Gas Internal Combustion Engine | NG | Natural Gas Peaker | 8.4 | 2005
55710 | Barrick Goldstrike Mines Inc | 56500 | Western 102 Power Plant | NV | Storey | G202 | Natural Gas Internal Combustion Engine | NG | Natural Gas Peaker | 8.4 | 2005
55710 | Barrick Goldstrike Mines Inc | 56500 | Western 102 Power Plant | NV | Storey | H102 | Natural Gas Internal Combustion Engine | NG | Natural Gas Peaker | 8.4 | 2005
55710 | Barrick Goldstrike Mines Inc | 56500 | Western 102 Power Plant | NV | Storey | H202 | Natural Gas Internal Combustion Engine | NG | Natural Gas Peaker | 8.4 | 2005
55710 | Barrick Goldstrike Mines Inc | 56500 | Western 102 Power Plant | NV | Storey | PV1 | Solar Photovoltaic | SUN | Solar PV | 1 | 2007
12341 | MidAmerican Energy Co | 56501 | Pomeroy Wind Farm | IA | Pocahontas | PWF | Onshore Wind Turbine | WND | Wind | 123 | 2007
12341 | MidAmerican Energy Co | 56501 | Pomeroy Wind Farm | IA | Pocahontas | PWF2 | Onshore Wind Turbine | WND | Wind | 75 | 2007
12341 | MidAmerican Energy Co | 56501 | Pomeroy Wind Farm | IA | Pocahontas | PWF3 | Onshore Wind Turbine | WND | Wind | 58.5 | 2008
12341 | MidAmerican Energy Co | 56501 | Pomeroy Wind Farm | IA | Pocahontas | PWF4 | Onshore Wind Turbine | WND | Wind | 29.9 | 2011
22500 | Westar Energy Inc | 56502 | Emporia Energy Center | KS | Lyon | 1 | Natural Gas Fired Combustion Turbine | NG | Natural Gas Peaker | 54 | 2008
22500 | Westar Energy Inc | 56502 | Emporia Energy Center | KS | Lyon | 2 | Natural Gas Fired Combustion Turbine | NG | Natural Gas Peaker | 54 | 2008
22500 | Westar Energy Inc | 56502 | Emporia Energy Center | KS | Lyon | 3 | Natural Gas Fired Combustion Turbine | NG | Natural Gas Peaker | 54 | 2008
22500 | Westar Energy Inc | 56502 | Emporia Energy Center | KS | Lyon | 4 | Natural Gas Fired Combustion Turbine | NG | Natural Gas Peaker | 54 | 2008
22500 | Westar Energy Inc | 56502 | Emporia Energy Center | KS | Lyon | 5 | Natural Gas Fired Combustion Turbine | NG | Natural Gas Peaker | 171.4 | 2008
22500 | Westar Energy Inc | 56502 | Emporia Energy Center | KS | Lyon | 6 | Natural Gas Fired Combustion Turbine | NG | Natural Gas Peaker | 171.4 | 2009
22500 | Westar Energy Inc | 56502 | Emporia Energy Center | KS | Lyon | 7 | Natural Gas Fired Combustion Turbine | NG | Natural Gas Peaker | 171.4 | 2009
21158 | City of Zeeland - (MI) | 56503 | Riley Generating Station | MI | OTTAWA | 1 | Natural Gas Internal Combustion Engine | NG | Natural Gas Peaker | 2 | 2006
21158 | City of Zeeland - (MI) | 56503 | Riley Generating Station | MI | OTTAWA | 2 | Natural Gas Internal Combustion Engine | NG | Natural Gas Peaker | 2 | 2006
21158 | City of Zeeland - (MI) | 56503 | Riley Generating Station | MI | OTTAWA | 3 | Natural Gas Internal Combustion Engine | NG | Natural Gas Peaker | 2 | 2006
21158 | City of Zeeland - (MI) | 56503 | Riley Generating Station | MI | OTTAWA | 4 | Natural Gas Internal Combustion Engine | NG | Natural Gas Peaker | 2 | 2006
21158 | City of Zeeland - (MI) | 56503 | Riley Generating Station | MI | OTTAWA | 5 | Natural Gas Internal Combustion Engine | NG | Natural Gas Peaker | 2 | 2006
21158 | City of Zeeland - (MI) | 56504 | Municipal Power Plant | MI | OTTAWA | 1 | Natural Gas Internal Combustion Engine | NG | Natural Gas Peaker | 1 | 2002
21158 | City of Zeeland - (MI) | 56504 | Municipal Power Plant | MI | OTTAWA | 2 | Natural Gas Internal Combustion Engine | NG | Natural Gas Peaker | 1 | 2002
9879 | City Water and Light Plant | 56505 | Jonesboro City Water & Light Plant | AR | Craighead | SN01 | Natural Gas Fired Combustion Turbine | NG | Natural Gas Peaker | 24.5 | 1999
9879 | City Water and Light Plant | 56505 | Jonesboro City Water & Light Plant | AR | Craighead | SN02 | Natural Gas Fired Combustion Turbine | NG | Natural Gas Peaker | 21.4 | 1999
9879 | City Water and Light Plant | 56505 | Jonesboro City Water & Light Plant | AR | Craighead | SN04 | Natural Gas Fired Combustion Turbine | NG | Natural Gas Peaker | 60.5 | 2000
9879 | City Water and Light Plant | 56505 | Jonesboro City Water & Light Plant | AR | Craighead | SN06 | Natural Gas Fired Combustion Turbine | NG | Natural Gas Peaker | 57.4 | 2003
9879 | City Water and Light Plant | 56505 | Jonesboro City Water & Light Plant | AR | Craighead | SN07 | Natural Gas Fired Combustion Turbine | NG | Natural Gas Peaker | 60.5 | 2007
49893 | Invenergy Services LLC | 56506 | Scurry County Wind LP | TX | Scurry | SCW | Onshore Wind Turbine | WND | Wind | 130.5 | 2007
54911 | Tesoro Refng Marketing Co Mntn Region | 56509 | Tesoro SLC Cogeneration Plant | UT | Salt Lake | 1 | Natural Gas Fired Combustion Turbine | NG | Natural Gas Peaker | 12.5 | 2004
54911 | Tesoro Refng Marketing Co Mntn Region | 56509 | Tesoro SLC Cogeneration Plant | UT | Salt Lake | 2 | Natural Gas Fired Combustion Turbine | NG | Natural Gas Peaker | 12.5 | 2004
57249 | EPP Renewable Energy | 56510 | Frey Farm Landfill | PA | Lancaster | GEN1 | Landfill Gas | LFG | Biomass | 1.6 | 2006
57249 | EPP Renewable Energy | 56510 | Frey Farm Landfill | PA | Lancaster | GEN2 | Landfill Gas | LFG | Biomass | 1.6 | 2006
57249 | EPP Renewable Energy | 56511 | Pennsauken Landfill | NJ | Camden | GEN1 | Landfill Gas | LFG | Biomass | 0.9 | 2004
57249 | EPP Renewable Energy | 56511 | Pennsauken Landfill | NJ | Camden | GEN2 | Landfill Gas | LFG | Biomass | 0.9 | 2004
57249 | EPP Renewable Energy | 56512 | GLRA Landfill | PA | Lebanon | GEN1 | Landfill Gas | LFG | Biomass | 1.6 | 2007
57249 | EPP Renewable Energy | 56512 | GLRA Landfill | PA | Lebanon | GEN2 | Landfill Gas | LFG | Biomass | 1.6 | 2007
57249 | EPP Renewable Energy | 56513 | Whitemarsh Central Utility Plant | PA | Montgomery | CGE | Natural Gas Internal Combustion Engine | NG | Natural Gas Peaker | 1.6 | 2007
15142 | Plains End Operating Services LLC | 56516 | Plains End II LLC | CO | Jefferson | 2G01 | Natural Gas Internal Combustion Engine | NG | Natural Gas Peaker | 8.4 | 2008
15142 | Plains End Operating Services LLC | 56516 | Plains End II LLC | CO | Jefferson | 2G02 | Natural Gas Internal Combustion Engine | NG | Natural Gas Peaker | 8.4 | 2008
15142 | Plains End Operating Services LLC | 56516 | Plains End II LLC | CO | Jefferson | 2G03 | Natural Gas Internal Combustion Engine | NG | Natural Gas Peaker | 8.4 | 2008
15142 | Plains End Operating Services LLC | 56516 | Plains End II LLC | CO | Jefferson | 2G04 | Natural Gas Internal Combustion Engine | NG | Natural Gas Peaker | 8.4 | 2008
15142 | Plains End Operating Services LLC | 56516 | Plains End II LLC | CO | Jefferson | 2G05 | Natural Gas Internal Combustion Engine | NG | Natural Gas Peaker | 8.4 | 2008
15142 | Plains End Operating Services LLC | 56516 | Plains End II LLC | CO | Jefferson | 2G06 | Natural Gas Internal Combustion Engine | NG | Natural Gas Peaker | 8.4 | 2008
15142 | Plains End Operating Services LLC | 56516 | Plains End II LLC | CO | Jefferson | 2G07 | Natural Gas Internal Combustion Engine | NG | Natural Gas Peaker | 8.4 | 2008
15142 | Plains End Operating Services LLC | 56516 | Plains End II LLC | CO | Jefferson | 2G08 | Natural Gas Internal Combustion Engine | NG | Natural Gas Peaker | 8.4 | 2008
15142 | Plains End Operating Services LLC | 56516 | Plains End II LLC | CO | Jefferson | 2G09 | Natural Gas Internal Combustion Engine | NG | Natural Gas Peaker | 8.4 | 2008
15142 | Plains End Operating Services LLC | 56516 | Plains End II LLC | CO | Jefferson | 2G10 | Natural Gas Internal Combustion Engine | NG | Natural Gas Peaker | 8.4 | 2008
15142 | Plains End Operating Services LLC | 56516 | Plains End II LLC | CO | Jefferson | 2G11 | Natural Gas Internal Combustion Engine | NG | Natural Gas Peaker | 8.4 | 2008
15142 | Plains End Operating Services LLC | 56516 | Plains End II LLC | CO | Jefferson | 2G12 | Natural Gas Internal Combustion Engine | NG | Natural Gas Peaker | 8.4 | 2008
15142 | Plains End Operating Services LLC | 56516 | Plains End II LLC | CO | Jefferson | 2G13 | Natural Gas Internal Combustion Engine | NG | Natural Gas Peaker | 8.4 | 2008
15142 | Plains End Operating Services LLC | 56516 | Plains End II LLC | CO | Jefferson | 2G14 | Natural Gas Internal Combustion Engine | NG | Natural Gas Peaker | 8.4 | 2008
15180 | City of Pocahontas - (IA) | 56517 | West Diesel Generation Unit | IA | POCAHONTAS | East | Petroleum Liquids | DFO | Petroleum | 2 | 2006
15180 | City of Pocahontas - (IA) | 56517 | West Diesel Generation Unit | IA | POCAHONTAS | West | Petroleum Liquids | DFO | Petroleum | 2 | 2006
6909 | Gainesville Regional Utilities | 56518 | South Energy Center | FL | Alachua | GT1 | Natural Gas Fired Combustion Turbine | NG | Natural Gas Peaker | 4.1 | 2009
16558 | City of Salem - (VA) | 56519 | Salem Electric Department | VA | Salem City | 1 | Petroleum Liquids | DFO | Petroleum | 1.3 | 2007
54842 | WM Renewable Energy LLC | 56520 | Deertrack Park Gas Recovery | WI | Jefferson | GEN1 | Landfill Gas | LFG | Biomass | 0.8 | 2006
54842 | WM Renewable Energy LLC | 56520 | Deertrack Park Gas Recovery | WI | Jefferson | GEN2 | Landfill Gas | LFG | Biomass | 0.8 | 2006
54842 | WM Renewable Energy LLC | 56520 | Deertrack Park Gas Recovery | WI | Jefferson | GEN3 | Landfill Gas | LFG | Biomass | 0.8 | 2006
54842 | WM Renewable Energy LLC | 56520 | Deertrack Park Gas Recovery | WI | Jefferson | GEN4 | Landfill Gas | LFG | Biomass | 0.8 | 2006
54842 | WM Renewable Energy LLC | 56520 | Deertrack Park Gas Recovery | WI | Jefferson | GEN5 | Landfill Gas | LFG | Biomass | 0.8 | 2007
54842 | WM Renewable Energy LLC | 56520 | Deertrack Park Gas Recovery | WI | Jefferson | GEN6 | Landfill Gas | LFG | Biomass | 0.8 | 2007
54842 | WM Renewable Energy LLC | 56520 | Deertrack Park Gas Recovery | WI | Jefferson | GEN7 | Landfill Gas | LFG | Biomass | 0.8 | 2007
54842 | WM Renewable Energy LLC | 56520 | Deertrack Park Gas Recovery | WI | Jefferson | GEN8 | Landfill Gas | LFG | Biomass | 0.8 | 2007
54842 | WM Renewable Energy LLC | 56521 | Lake Mills Gas Recovery | IA | Winnebago | GEN1 | Landfill Gas | LFG | Biomass | 0.8 | 2006
54842 | WM Renewable Energy LLC | 56521 | Lake Mills Gas Recovery | IA | Winnebago | GEN2 | Landfill Gas | LFG | Biomass | 0.8 | 2006
54842 | WM Renewable Energy LLC | 56521 | Lake Mills Gas Recovery | IA | Winnebago | GEN3 | Landfill Gas | LFG | Biomass | 0.8 | 2006
54842 | WM Renewable Energy LLC | 56521 | Lake Mills Gas Recovery | IA | Winnebago | GEN4 | Landfill Gas | LFG | Biomass | 0.8 | 2006
54842 | WM Renewable Energy LLC | 56521 | Lake Mills Gas Recovery | IA | Winnebago | GEN5 | Landfill Gas | LFG | Biomass | 0.8 | 2006
54842 | WM Renewable Energy LLC | 56521 | Lake Mills Gas Recovery | IA | Winnebago | GEN6 | Landfill Gas | LFG | Biomass | 0.8 | 2006
54842 | WM Renewable Energy LLC | 56522 | Springhill Gas Recovery Plant | FL | JACKSON | GEN1 | Landfill Gas | LFG | Biomass | 0.8 | 2006
54842 | WM Renewable Energy LLC | 56522 | Springhill Gas Recovery Plant | FL | JACKSON | GEN2 | Landfill Gas | LFG | Biomass | 0.8 | 2006
54842 | WM Renewable Energy LLC | 56522 | Springhill Gas Recovery Plant | FL | JACKSON | GEN3 | Landfill Gas | LFG | Biomass | 0.8 | 2006
54842 | WM Renewable Energy LLC | 56522 | Springhill Gas Recovery Plant | FL | JACKSON | GEN4 | Landfill Gas | LFG | Biomass | 0.8 | 2006
54842 | WM Renewable Energy LLC | 56522 | Springhill Gas Recovery Plant | FL | JACKSON | GEN5 | Landfill Gas | LFG | Biomass | 0.8 | 2006
54842 | WM Renewable Energy LLC | 56522 | Springhill Gas Recovery Plant | FL | JACKSON | GEN6 | Landfill Gas | LFG | Biomass | 0.8 | 2006
54842 | WM Renewable Energy LLC | 56523 | Two Pine Landfill Gas Recovery | AR | PULASKI | GEN1 | Landfill Gas | LFG | Biomass | 0.8 | 2006
54842 | WM Renewable Energy LLC | 56523 | Two Pine Landfill Gas Recovery | AR | PULASKI | GEN2 | Landfill Gas | LFG | Biomass | 0.8 | 2006
54842 | WM Renewable Energy LLC | 56523 | Two Pine Landfill Gas Recovery | AR | PULASKI | GEN3 | Landfill Gas | LFG | Biomass | 0.8 | 2006
54842 | WM Renewable Energy LLC | 56523 | Two Pine Landfill Gas Recovery | AR | PULASKI | GEN4 | Landfill Gas | LFG | Biomass | 0.8 | 2006
54842 | WM Renewable Energy LLC | 56523 | Two Pine Landfill Gas Recovery | AR | PULASKI | GEN5 | Landfill Gas | LFG | Biomass | 0.8 | 2006
54842 | WM Renewable Energy LLC | 56523 | Two Pine Landfill Gas Recovery | AR | PULASKI | GEN6 | Landfill Gas | LFG | Biomass | 0.8 | 2006
54842 | WM Renewable Energy LLC | 56524 | Austin Gas Recovery | TX | Travis | GEN1 | Landfill Gas | LFG | Biomass | 1.6 | 2007
54842 | WM Renewable Energy LLC | 56524 | Austin Gas Recovery | TX | Travis | GEN2 | Landfill Gas | LFG | Biomass | 1.6 | 2007
54842 | WM Renewable Energy LLC | 56524 | Austin Gas Recovery | TX | Travis | GEN3 | Landfill Gas | LFG | Biomass | 1.6 | 2007
54842 | WM Renewable Energy LLC | 56524 | Austin Gas Recovery | TX | Travis | GEN4 | Landfill Gas | LFG | Biomass | 1.6 | 2007
54842 | WM Renewable Energy LLC | 56525 | Timberline Trail Gas Recovery | WI | RUSK | GEN1 | Landfill Gas | LFG | Biomass | 0.8 | 2006
54842 | WM Renewable Energy LLC | 56525 | Timberline Trail Gas Recovery | WI | RUSK | GEN2 | Landfill Gas | LFG | Biomass | 0.8 | 2006
54842 | WM Renewable Energy LLC | 56525 | Timberline Trail Gas Recovery | WI | RUSK | GEN3 | Landfill Gas | LFG | Biomass | 0.8 | 2006
54842 | WM Renewable Energy LLC | 56525 | Timberline Trail Gas Recovery | WI | RUSK | GEN4 | Landfill Gas | LFG | Biomass | 0.8 | 2006
54842 | WM Renewable Energy LLC | 56525 | Timberline Trail Gas Recovery | WI | RUSK | GEN5 | Landfill Gas | LFG | Biomass | 0.8 | 2007
54842 | WM Renewable Energy LLC | 56526 | Chaffee Gas Recovery | NY | Erie | GEN1 | Landfill Gas | LFG | Biomass | 0.8 | 2007
54842 | WM Renewable Energy LLC | 56526 | Chaffee Gas Recovery | NY | Erie | GEN2 | Landfill Gas | LFG | Biomass | 0.8 | 2007
54842 | WM Renewable Energy LLC | 56526 | Chaffee Gas Recovery | NY | Erie | GEN3 | Landfill Gas | LFG | Biomass | 0.8 | 2007
54842 | WM Renewable Energy LLC | 56526 | Chaffee Gas Recovery | NY | Erie | GEN4 | Landfill Gas | LFG | Biomass | 0.8 | 2007
54842 | WM Renewable Energy LLC | 56526 | Chaffee Gas Recovery | NY | Erie | GEN5 | Landfill Gas | LFG | Biomass | 0.8 | 2007
54842 | WM Renewable Energy LLC | 56526 | Chaffee Gas Recovery | NY | Erie | GEN6 | Landfill Gas | LFG | Biomass | 0.8 | 2007
54842 | WM Renewable Energy LLC | 56526 | Chaffee Gas Recovery | NY | Erie | GEN7 | Landfill Gas | LFG | Biomass | 0.8 | 2009
54842 | WM Renewable Energy LLC | 56526 | Chaffee Gas Recovery | NY | Erie | GEN8 | Landfill Gas | LFG | Biomass | 0.8 | 2009
54842 | WM Renewable Energy LLC | 56527 | Fitchburg Gas Recovery | MA | Worcester | GEN1 | Landfill Gas | LFG | Biomass | 1.6 | 2007
54842 | WM Renewable Energy LLC | 56527 | Fitchburg Gas Recovery | MA | Worcester | GEN2 | Landfill Gas | LFG | Biomass | 1.6 | 2007
54842 | WM Renewable Energy LLC | 56527 | Fitchburg Gas Recovery | MA | Worcester | GEN3 | Landfill Gas | LFG | Biomass | 1.6 | 2009
54842 | WM Renewable Energy LLC | 56528 | Skyline Gas Recovery | TX | Dallas | GEN1 | Landfill Gas | LFG | Biomass | 1.6 | 2007
54842 | WM Renewable Energy LLC | 56528 | Skyline Gas Recovery | TX | Dallas | GEN2 | Landfill Gas | LFG | Biomass | 1.6 | 2007
54842 | WM Renewable Energy LLC | 56528 | Skyline Gas Recovery | TX | Dallas | GEN3 | Landfill Gas | LFG | Biomass | 1.6 | 2007
54842 | WM Renewable Energy LLC | 56528 | Skyline Gas Recovery | TX | Dallas | GEN4 | Landfill Gas | LFG | Biomass | 1.6 | 2007
54842 | WM Renewable Energy LLC | 56529 | Five Oaks Gas Recovery | IL | Christian | GEN1 | Landfill Gas | LFG | Biomass | 0.8 | 2008
54842 | WM Renewable Energy LLC | 56529 | Five Oaks Gas Recovery | IL | Christian | GEN2 | Landfill Gas | LFG | Biomass | 0.8 | 2008
54842 | WM Renewable Energy LLC | 56529 | Five Oaks Gas Recovery | IL | Christian | GEN3 | Landfill Gas | LFG | Biomass | 0.8 | 2008
54842 | WM Renewable Energy LLC | 56529 | Five Oaks Gas Recovery | IL | Christian | GEN4 | Landfill Gas | LFG | Biomass | 0.8 | 2008
54842 | WM Renewable Energy LLC | 56530 | DADS Gas Recovery | CO | Arapahoe | GEN1 | Landfill Gas | LFG | Biomass | 0.8 | 2008
54842 | WM Renewable Energy LLC | 56530 | DADS Gas Recovery | CO | Arapahoe | GEN2 | Landfill Gas | LFG | Biomass | 0.8 | 2008
54842 | WM Renewable Energy LLC | 56530 | DADS Gas Recovery | CO | Arapahoe | GEN3 | Landfill Gas | LFG | Biomass | 0.8 | 2008
54842 | WM Renewable Energy LLC | 56530 | DADS Gas Recovery | CO | Arapahoe | GEN4 | Landfill Gas | LFG | Biomass | 0.8 | 2008
54842 | WM Renewable Energy LLC | 56531 | Waste Management Bethel LFGTE | VA | HAMPTON CITY | GEN1 | Landfill Gas | LFG | Biomass | 0.8 | 2008
54842 | WM Renewable Energy LLC | 56531 | Waste Management Bethel LFGTE | VA | HAMPTON CITY | GEN2 | Landfill Gas | LFG | Biomass | 0.8 | 2008
54842 | WM Renewable Energy LLC | 56531 | Waste Management Bethel LFGTE | VA | HAMPTON CITY | GEN3 | Landfill Gas | LFG | Biomass | 0.8 | 2008
54842 | WM Renewable Energy LLC | 56531 | Waste Management Bethel LFGTE | VA | HAMPTON CITY | GEN4 | Landfill Gas | LFG | Biomass | 0.8 | 2008
54842 | WM Renewable Energy LLC | 56531 | Waste Management Bethel LFGTE | VA | HAMPTON CITY | GEN5 | Landfill Gas | LFG | Biomass | 0.8 | 2008
54842 | WM Renewable Energy LLC | 56531 | Waste Management Bethel LFGTE | VA | HAMPTON CITY | GEN6 | Landfill Gas | LFG | Biomass | 0.8 | 2008
14328 | Pacific Gas & Electric Co | 56532 | Colusa Generating Station | CA | Colusa | A | Natural Gas Fired Combined Cycle | NG | Natural Gas Nonpeaker | 181.5 | 2010
14328 | Pacific Gas & Electric Co | 56532 | Colusa Generating Station | CA | Colusa | B | Natural Gas Fired Combined Cycle | NG | Natural Gas Nonpeaker | 181.5 | 2010
14328 | Pacific Gas & Electric Co | 56532 | Colusa Generating Station | CA | Colusa | C | Natural Gas Fired Combined Cycle | NG | Natural Gas Nonpeaker | 349.4 | 2010
55733 | Waste Management Energy Solutions Inc | 56534 | El Sobrante Gas Recovery | CA | Riverside | GEN1 | Landfill Gas | LFG | Biomass | 1.3 | 2004
55733 | Waste Management Energy Solutions Inc | 56534 | El Sobrante Gas Recovery | CA | Riverside | GEN2 | Landfill Gas | LFG | Biomass | 1.3 | 2004
55733 | Waste Management Energy Solutions Inc | 56534 | El Sobrante Gas Recovery | CA | Riverside | GEN3 | Landfill Gas | LFG | Biomass | 1.3 | 2004
55733 | Waste Management Energy Solutions Inc | 56535 | Waste Management Simi Valley LFGTE | CA | VENTURA | GEN1 | Landfill Gas | LFG | Biomass | 1.3 | 2004
55733 | Waste Management Energy Solutions Inc | 56535 | Waste Management Simi Valley LFGTE | CA | VENTURA | GEN2 | Landfill Gas | LFG | Biomass | 1.3 | 2004
55734 | Cow Branch | 56536 | Cow Branch Wind Power LLC | MO | Atchison | 1 | Onshore Wind Turbine | WND | Wind | 50.4 | 2008
55735 | Conception | 56537 | CR Clearing LLC | MO | Nodaway | 1 | Onshore Wind Turbine | WND | Wind | 50.4 | 2008
55736 | Loess Hills | 56538 | Loess Hills Wind Farm LLC | MO | Atchison | 1 | Onshore Wind Turbine | WND | Wind | 5 | 2008
9267 | Hoosier Energy R E C, Inc | 56539 | Clark-Floyd Landfill Gas Generating | IN | Clark | ICG1 | Landfill Gas | LFG | Biomass | 1.1 | 2007
9267 | Hoosier Energy R E C, Inc | 56539 | Clark-Floyd Landfill Gas Generating | IN | Clark | ICG2 | Landfill Gas | LFG | Biomass | 1.1 | 2007
9267 | Hoosier Energy R E C, Inc | 56539 | Clark-Floyd Landfill Gas Generating | IN | Clark | ICG3 | Landfill Gas | LFG | Biomass | 1.4 | 2009
34691 | Ormat Nevada Inc | 56540 | Galena 2 Geothermal Power Plant | NV | Washoe | GEN1 | Geothermal | GEO | Geothermal | 13.5 | 2007
34691 | Ormat Nevada Inc | 56541 | Galena 3 Geothermal Power Plant | NV | Washoe | GEN1 | Geothermal | GEO | Geothermal | 15 | 2008
34691 | Ormat Nevada Inc | 56541 | Galena 3 Geothermal Power Plant | NV | Washoe | GEN2 | Geothermal | GEO | Geothermal | 15 | 2008
219 | Alaska Power and Telephone Co | 56542 | Kasidaya Creek Hydro | AK | Skagway Hoonah Angoon | 1 | Conventional Hydroelectric | WAT | Hydro | 3 | 2008
59883 | NRG Energy Gas & Wind Holdings Inc | 56543 | Eastridge Wind Project | MN | Murray | 1 | Onshore Wind Turbine | WND | Wind | 10.4 | 2006
59883 | NRG Energy Gas & Wind Holdings Inc | 56544 | Windom Wind Project | MN | Cottonwood | 1 | Onshore Wind Turbine | WND | Wind | 15.6 | 2006
16921 | City of Seneca - (SC) | 56545 | Seneca City of | SC | OCONEE | PPG1 | Petroleum Liquids | DFO | Petroleum | 2 | 2004
16921 | City of Seneca - (SC) | 56545 | Seneca City of | SC | OCONEE | PPG2 | Petroleum Liquids | DFO | Petroleum | 2 | 2004
16921 | City of Seneca - (SC) | 56545 | Seneca City of | SC | OCONEE | PPG3 | Petroleum Liquids | DFO | Petroleum | 2 | 2004
16921 | City of Seneca - (SC) | 56545 | Seneca City of | SC | OCONEE | WPG1 | Petroleum Liquids | DFO | Petroleum | 2 | 2004
16921 | City of Seneca - (SC) | 56545 | Seneca City of | SC | OCONEE | WPG2 | Petroleum Liquids | DFO | Petroleum | 2 | 2004
13630 | North Carolina Mun Power Agny #1 | 56546 | Cornelius Delivery No 1 | NC | Mecklenburg | 1 | Petroleum Liquids | DFO | Petroleum | 2.2 | 2007
13630 | North Carolina Mun Power Agny #1 | 56547 | Bostic Delivery No 2 | NC | Rutherford | 1 | Petroleum Liquids | DFO | Petroleum | 1 | 2007
13630 | North Carolina Mun Power Agny #1 | 56548 | Drexel Operations Center | NC | Burke | 1 | Petroleum Liquids | DFO | Petroleum | 2.2 | 2007
13630 | North Carolina Mun Power Agny #1 | 56549 | Granite Falls Walmart | NC | Caldwell | 1 | Petroleum Liquids | DFO | Petroleum | 2.2 | 2007
13630 | North Carolina Mun Power Agny #1 | 56550 | Huntersville Delivery No 2 | NC | Mecklenburg | 1 | Petroleum Liquids | DFO | Petroleum | 2.2 | 2007
13630 | North Carolina Mun Power Agny #1 | 56551 | Landis Delivery No 2 | NC | Rowan | 1 | Petroleum Liquids | DFO | Petroleum | 2.2 | 2007
13630 | North Carolina Mun Power Agny #1 | 56552 | Statesville Delivery No 3 | NC | Iredell | 1 | Petroleum Liquids | DFO | Petroleum | 2.2 | 2007
12944 | City of Morganton - (NC) | 56553 | Catawba River Pollution Control | NC | Burke | 1234 | Petroleum Liquids | DFO | Petroleum | 1.3 | 2009
56355 | LES Project Holdings LLC | 56554 | Salt Lake Energy Systems | UT | Salt Lake | Unit1 | Landfill Gas | LFG | Biomass | 0.8 | 2006
56355 | LES Project Holdings LLC | 56554 | Salt Lake Energy Systems | UT | Salt Lake | Unit2 | Landfill Gas | LFG | Biomass | 0.8 | 2006
56355 | LES Project Holdings LLC | 56554 | Salt Lake Energy Systems | UT | Salt Lake | Unit3 | Landfill Gas | LFG | Biomass | 1.6 | 2006
55737 | Wind Capital Holdings LLC | 56555 | Wind Capital Holdings LLC | MO | Gentry | 1 | Onshore Wind Turbine | WND | Wind | 56.7 | 2007
55772 | Paducah Power System | 56556 | PPS Power Plant No 1 | KY | McCracken | 1 | Natural Gas Fired Combustion Turbine | NG | Natural Gas Peaker | 60 | 2010
55772 | Paducah Power System | 56556 | PPS Power Plant No 1 | KY | McCracken | 2 | Natural Gas Fired Combustion Turbine | NG | Natural Gas Peaker | 60 | 2010
55838 | EXC Wind 1 | 56557 | EXC Wind 1 LLC | TX | Hansford | 1 | Onshore Wind Turbine | WND | Wind | 10 | 2006
55837 | EXC Wind 2 | 56558 | EXC Wind 2 LLC | TX | Hansford | JDW2 | Onshore Wind Turbine | WND | Wind | 10 | 2006
55836 | EXC Wind 3 | 56559 | EXC Wind 3 LLC | TX | Hansford | JDW3 | Onshore Wind Turbine | WND | Wind | 10 | 2006
55835 | EXC Wind 4 | 56560 | EXC Wind 4 LLC | TX | Hansford | JDW4 | Onshore Wind Turbine | WND | Wind | 79.8 | 2008
55834 | EXC Wind 5 | 56561 | EXC Wind 5 LLC | TX | Sherman | JDW5 | Onshore Wind Turbine | WND | Wind | 10 | 2006
55833 | EXC Wind 6 | 56562 | EXC Wind 6 LLC | TX | Sherman | JDW6 | Onshore Wind Turbine | WND | Wind | 10 | 2007
55785 | FPL Peetz Table Wind Energy | 56563 | Peetz Table Wind Energy | CO | Logan | GE | Onshore Wind Turbine | WND | Wind | 199.5 | 2007
17698 | Southwestern Electric Power Co | 56564 | John W Turk Jr Power Plant | AR | HEMPSTEAD | 1 | Conventional Steam Coal | SUB | Hard Coal | 609 | 2012
17698 | Southwestern Electric Power Co | 56565 | J Lamar Stall Unit | LA | Caddo | 6A | Natural Gas Fired Combined Cycle | NG | Natural Gas Nonpeaker | 184 | 2010
17698 | Southwestern Electric Power Co | 56565 | J Lamar Stall Unit | LA | Caddo | 6B | Natural Gas Fired Combined Cycle | NG | Natural Gas Nonpeaker | 184 | 2010
17698 | Southwestern Electric Power Co | 56565 | J Lamar Stall Unit | LA | Caddo | 6STG | Natural Gas Fired Combined Cycle | NG | Natural Gas Nonpeaker | 256 | 2010
56203 | Solar Star NAFB LLC | 56568 | Nellis Air Force Base Solar Array | NV | CLARK | NS1 | Solar Photovoltaic | SUN | Solar PV | 4.9 | 2007
56203 | Solar Star NAFB LLC | 56568 | Nellis Air Force Base Solar Array | NV | CLARK | NS2 | Solar Photovoltaic | SUN | Solar PV | 5.2 | 2007
56203 | Solar Star NAFB LLC | 56568 | Nellis Air Force Base Solar Array | NV | CLARK | NS3 | Solar Photovoltaic | SUN | Solar PV | 3.9 | 2007
9216 | Imperial Irrigation District | 56569 | Niland Gas Turbine Plant | CA | IMPERIAL | 1 | Natural Gas Fired Combustion Turbine | NG | Natural Gas Peaker | 60.5 | 2008
9216 | Imperial Irrigation District | 56569 | Niland Gas Turbine Plant | CA | IMPERIAL | 2 | Natural Gas Fired Combustion Turbine | NG | Natural Gas Peaker | 60.5 | 2008
2770 | Terra-Gen Operating Co LLC | 56570 | Terra-Gen VG Wind LLC | CA | Kern | WGNS | Onshore Wind Turbine | WND | Wind | 7.4 | 1984
55796 | Eastern Landfill Gas LLC | 56571 | Eastern Landfill Gas LLC | MD | BALTIMORE | 1 | Landfill Gas | LFG | Biomass | 1 | 2006
55796 | Eastern Landfill Gas LLC | 56571 | Eastern Landfill Gas LLC | MD | BALTIMORE | 2 | Landfill Gas | LFG | Biomass | 1 | 2006
55796 | Eastern Landfill Gas LLC | 56571 | Eastern Landfill Gas LLC | MD | BALTIMORE | 3 | Landfill Gas | LFG | Biomass | 1 | 2006
55795 | Bethlehem Renewable Energy LLC | 56572 | Bethlehem Renewable Energy LLC | PA | NORTHAMPTON | 1 | Landfill Gas | LFG | Biomass | 5.5 | 2008
54799 | FPL Energy Oliver County Wind II LLC | 56573 | FPL Energy Oliver Wind II LLC | ND | Oliver | 2 | Onshore Wind Turbine | WND | Wind | 48 | 2007
59155 | First Wind O&M, LLC | 56575 | Steel Winds Wind Farm | NY | Erie | 1 | Onshore Wind Turbine | WND | Wind | 20 | 2007
55832 | Cowell | 56577 | Shane's Wind Machine | MN | Pipestone | 1 | Onshore Wind Turbine | WND | Wind | 1.3 | 2006
56808 | Norgard 1 | 56578 | Roadrunner I LLC | MN | Lincoln | 1 | Onshore Wind Turbine | WND | Wind | 1.3 | 2006
56808 | Norgard 1 | 56579 | Windy Dog I LLC | MN | Lincoln | 1 | Onshore Wind Turbine | WND | Wind | 1.3 | 2006
56807 | Moore 1 | 56580 | Blue Breezes LLC | MN | Faribault | 1 | Onshore Wind Turbine | WND | Wind | 1.3 | 2006
56807 | Moore 1 | 56581 | Blue Breezes II LLC | MN | Faribault | 1 | Onshore Wind Turbine | WND | Wind | 1.3 | 2006
56808 | Norgard 1 | 56582 | Breezy Bucks II LLC | MN | Lincoln | 1 | Onshore Wind Turbine | WND | Wind | 1.3 | 2006
56808 | Norgard 1 | 56583 | Salty Dog I LLC | MN | Lincoln | 1 | Onshore Wind Turbine | WND | Wind | 1.3 | 2006
56808 | Norgard 1 | 56584 | Salty Dog II LLC | MN | Lincoln | 1 | Onshore Wind Turbine | WND | Wind | 1.3 | 2006
56808 | Norgard 1 | 56585 | Wallys Wind Farm LLC | MN | LINCOLN | 1 | Onshore Wind Turbine | WND | Wind | 1.3 | 2006
57157 | Wolf Wind Project | 56586 | Sunset Breeze LLC | MN | Nobles | 1 | Onshore Wind Turbine | WND | Wind | 1.3 | 2006
57157 | Wolf Wind Project | 56587 | Minnesota Breeze LLC | MN | Nobles | 1 | Onshore Wind Turbine | WND | Wind | 1.3 | 2006
57157 | Wolf Wind Project | 56588 | G Flow Wind LLC | MN | Nobles | 1 | Onshore Wind Turbine | WND | Wind | 1.3 | 2006
57157 | Wolf Wind Project | 56589 | Wolf Wind Enterprises LLC | MN | Nobles | 1 | Onshore Wind Turbine | WND | Wind | 1.3 | 2006
57157 | Wolf Wind Project | 56590 | Green Acres Breeze LLC | MN | Nobles | 1 | Onshore Wind Turbine | WND | Wind | 1.3 | 2006
56568 | United Materials of Great Falls Inc | 56591 | Horseshoe Bend Wind Park | MT | Cascade | HBWP | Onshore Wind Turbine | WND | Wind | 9 | 2006
56215 | E ON Climate Renewables N America LLC | 56592 | Champion Wind Farm LLC | TX | Nolan | CH1 | Onshore Wind Turbine | WND | Wind | 126.5 | 2008
56215 | E ON Climate Renewables N America LLC | 56593 | Roscoe Wind Farm LLC | TX | Nolan | RO1 | Onshore Wind Turbine | WND | Wind | 209 | 2008
56215 | E ON Climate Renewables N America LLC | 56594 | Munnsville Wind Farm LLC | NY | Madison | MU1 | Onshore Wind Turbine | WND | Wind | 34.5 | 2007
56808 | Norgard 1 | 56595 | Breezy Bucks I LLC | MN | Lincoln | 1 | Onshore Wind Turbine | WND | Wind | 1.3 | 2006
19545 | Black Hills Power, Inc. d/b/a | 56596 | Wygen III | WY | CAMPBELL | 5 | Conventional Steam Coal | SUB | Hard Coal | 116 | 2010
6205 | City of Farmington - (MO) | 56597 | Elm Street Substation Generators | MO | St Francois | EP01 | Petroleum Liquids | DFO | Petroleum | 2 | 2002
6205 | City of Farmington - (MO) | 56597 | Elm Street Substation Generators | MO | St Francois | EP02 | Petroleum Liquids | DFO | Petroleum | 2 | 2002
6205 | City of Farmington - (MO) | 56597 | Elm Street Substation Generators | MO | St Francois | EP03 | Petroleum Liquids | DFO | Petroleum | 2 | 2002
6205 | City of Farmington - (MO) | 56597 | Elm Street Substation Generators | MO | St Francois | EP04 | Petroleum Liquids | DFO | Petroleum | 2 | 2002
6205 | City of Farmington - (MO) | 56598 | Walton Street Substation | MO | St Francois | EP05 | Petroleum Liquids | DFO | Petroleum | 2 | 2003
6205 | City of Farmington - (MO) | 56598 | Walton Street Substation | MO | St Francois | EP06 | Petroleum Liquids | DFO | Petroleum | 2 | 2003
6205 | City of Farmington - (MO) | 56598 | Walton Street Substation | MO | St Francois | EP07 | Petroleum Liquids | DFO | Petroleum | 2 | 2003
6205 | City of Farmington - (MO) | 56599 | Jefferson Street Substation | MO | St Francois | EP08 | Petroleum Liquids | DFO | Petroleum | 2 | 2002
6205 | City of Farmington - (MO) | 56599 | Jefferson Street Substation | MO | St Francois | EP09 | Petroleum Liquids | DFO | Petroleum | 2 | 2002
6205 | City of Farmington - (MO) | 56599 | Jefferson Street Substation | MO | St Francois | EP10 | Petroleum Liquids | DFO | Petroleum | 2 | 2002
6205 | City of Farmington - (MO) | 56600 | Overall Road Station | MO | St Francois | EP11 | Petroleum Liquids | DFO | Petroleum | 2 | 2003
6205 | City of Farmington - (MO) | 56600 | Overall Road Station | MO | St Francois | EP12 | Petroleum Liquids | DFO | Petroleum | 2 | 2003
6205 | City of Farmington - (MO) | 56600 | Overall Road Station | MO | St Francois | EP13 | Petroleum Liquids | DFO | Petroleum | 2 | 2003
6205 | City of Farmington - (MO) | 56600 | Overall Road Station | MO | St Francois | EP14 | Petroleum Liquids | DFO | Petroleum | 2 | 2003
55847 | Snyder Wind Farm LLC | 56602 | Snyder Wind Farm | TX | Scurry | SNY1 | Onshore Wind Turbine | WND | Wind | 63 | 2007
39347 | East Texas Electric Coop, Inc | 56603 | San Jacinto County Peaking Facility | TX | San Jacinto | SJC1 | Natural Gas Fired Combustion Turbine | NG | Natural Gas Peaker | 85 | 2001
39347 | East Texas Electric Coop, Inc | 56603 | San Jacinto County Peaking Facility | TX | San Jacinto | SJC2 | Natural Gas Fired Combustion Turbine | NG | Natural Gas Peaker | 85 | 2001
39347 | East Texas Electric Coop, Inc | 56604 | Hardin County Peaking Facility | TX | Hardin | HC1 | Natural Gas Fired Combustion Turbine | NG | Natural Gas Peaker | 86.5 | 2001
39347 | East Texas Electric Coop, Inc | 56604 | Hardin County Peaking Facility | TX | Hardin | HC2 | Natural Gas Fired Combustion Turbine | NG | Natural Gas Peaker | 86.5 | 2001
55799 | FPL Energy Langdon Wind LLC | 56605 | Langdon Wind LLC | ND | Cavalier | GE15 | Onshore Wind Turbine | WND | Wind | 159 | 2007
1307 | Basin Electric Power Coop | 56606 | Culbertson Generation Station | MT | ROOSEVELT | 01 | Natural Gas Fired Combustion Turbine | NG | Natural Gas Peaker | 91 | 2010
1307 | Basin Electric Power Coop | 56607 | Prairie Winds ND1 | ND | Ward | ND1 | Onshore Wind Turbine | WND | Wind | 115.5 | 2009
1307 | Basin Electric Power Coop | 56608 | Prairie Winds SD1 | SD | Jerauld | SD1 | Onshore Wind Turbine | WND | Wind | 150 | 2011
1307 | Basin Electric Power Coop | 56608 | Prairie Winds SD1 | SD | Jerauld | SD2 | Onshore Wind Turbine | WND | Wind | 10.5 | 2011
1307 | Basin Electric Power Coop | 56608 | Prairie Winds SD1 | SD | Jerauld | SD3 | Onshore Wind Turbine | WND | Wind | 1.5 | 2011
1307 | Basin Electric Power Coop | 56609 | Dry Fork Station | WY | Campbell | 01 | Conventional Steam Coal | SUB | Hard Coal | 483.7 | 2011
1307 | Basin Electric Power Coop | 56610 | Deer Creek Station | SD | Brookings | 01 | Natural Gas Fired Combined Cycle | NG | Natural Gas Nonpeaker | 154 | 2012
1307 | Basin Electric Power Coop | 56610 | Deer Creek Station | SD | Brookings | 02 | Natural Gas Fired Combined Cycle | NG | Natural Gas Nonpeaker | 170 | 2012
55861 | Sandy Creek Energy Associates L P | 56611 | Sandy Creek Energy Station | TX | McLennan | S01 | Conventional Steam Coal | SUB | Hard Coal | 1008 | 2013
55862 | Logan Wind Energy LLC | 56613 | Logan Wind Energy | CO | Logan | 1 | Onshore Wind Turbine | WND | Wind | 201 | 2007
55866 | Old Trail Wind Farm LLC | 56614 | Old Trail Wind Farm | IL | McLean | 2 | Onshore Wind Turbine | WND | Wind | 198 | 2007
27075 | San Diego County Water Auth | 56615 | Rancho Penasquitos | CA | San Diego | G100 | Conventional Hydroelectric | WAT | Hydro | 4.6 | 2007
55925 | Novo Biopower LLC | 56616 | Novo BioPower Plant | AZ | Navajo | G3 | Wood/Wood Waste Biomass | WDS | Biomass | 27.2 | 2008
57170 | EDF Renewable Asset Holdings, Inc. | 56617 | Fenton Wind Farm | MN | Murray | 1 | Onshore Wind Turbine | WND | Wind | 205.5 | 2007
55868 | Noble Wind Operations LLC | 56618 | Noble Clinton Windpark LLC | NY | Clinton | 1 | Onshore Wind Turbine | WND | Wind | 100.5 | 2008
55868 | Noble Wind Operations LLC | 56619 | Noble Ellenburg Windpark LLC | NY | Clinton | 1 | Onshore Wind Turbine | WND | Wind | 81 | 2008
55868 | Noble Wind Operations LLC | 56620 | Noble Bliss Windpark LLC | NY | Wyoming | 1 | Onshore Wind Turbine | WND | Wind | 100.5 | 2008
59883 | NRG Energy Gas & Wind Holdings Inc | 56621 | Sleeping Bear LLC | OK | Harper | 1 | Onshore Wind Turbine | WND | Wind | 94.5 | 2007
15399 | Avangrid Renewables Inc | 56622 | Providence Heights Wind LLC | IL | Bureau | 1 | Onshore Wind Turbine | WND | Wind | 72 | 2008
55880 | Telocaset Wind Power Partners | 56623 | Elkhorn Valley Wind Farm | OR | UNION | EH1 | Onshore Wind Turbine | WND | Wind | 100.7 | 2007
57158 | Ewington Wind Project | 56624 | BC Energy LLC | MN | Jackson | 1 | Onshore Wind Turbine | WND | Wind | 4 | 2008
57158 | Ewington Wind Project | 56625 | KC Energy LLC | MN | Jackson | 1 | Onshore Wind Turbine | WND | Wind | 4 | 2008
57158 | Ewington Wind Project | 56626 | K&D Energy LLC | MN | Jackson | 1 | Onshore Wind Turbine | WND | Wind | 4 | 2008
57158 | Ewington Wind Project | 56627 | KSS Turbines LLC | MN | Jackson | 1 | Onshore Wind Turbine | WND | Wind | 4 | 2008
56805 | Exelon Wind LLC | 56628 | Prairie Wind Power LLC | MN | Jackson | 1 | Onshore Wind Turbine | WND | Wind | 4 | 2008
54895 | FirstLight Power Resources Services LLC | 56629 | Waterbury Generation | CT | New Haven | 10 | Natural Gas Fired Combustion Turbine | NG | Natural Gas Peaker | 96 | 2009
12647 | ALLETE, Inc. | 56630 | Taconite Ridge 1 Wind Energy Center | MN | St Louis | 1 | Onshore Wind Turbine | WND | Wind | 25 | 2008
59155 | First Wind O&M, LLC | 56633 | Dutch Hill Wind Project | NY | Steuben | 1 | Onshore Wind Turbine | WND | Wind | 37.5 | 2009
59155 | First Wind O&M, LLC | 56634 | Cohocton Wind Project | NY | Steuben | 1 | Onshore Wind Turbine | WND | Wind | 87.5 | 2009
55873 | Harvest I | 56635 | Harvest Windfarm LLC | MI | Huron | 1 | Onshore Wind Turbine | WND | Wind | 52.8 | 2008
55891 | Hot Springs | 56636 | Hot Springs Windfarm LLC | ID | Elmore | 1 | Onshore Wind Turbine | WND | Wind | 21 | 2008
55890 | Bennett Creek Windfarm LLC | 56637 | Bennett Creek Windfarm LLC | ID | Elmore | 1 | Onshore Wind Turbine | WND | Wind | 21 | 2008
19740 | AES Wind Generation Inc | 56638 | Buffalo Gap 3 Wind Farm | TX | Nolan | GEN1 | Onshore Wind Turbine | WND | Wind | 170.2 | 2008
59527 | Calpeak Operating Services, LLC | 56639 | Midway Peaking LLC | CA | FRESNO | 1 | Natural Gas Fired Combustion Turbine | NG | Natural Gas Peaker | 69.9 | 2009
59527 | Calpeak Operating Services, LLC | 56639 | Midway Peaking LLC | CA | FRESNO | 2 | Natural Gas Fired Combustion Turbine | NG | Natural Gas Peaker | 69.9 | 2009
55931 | Orion Energy Group LLC | 56640 | Camp Grove Wind Farm | IL | STARK | 1 | Onshore Wind Turbine | WND | Wind | 150 | 2007
55893 | St Paul Cogeneration LLC | 56643 | St Paul Cogeneration | MN | Ramsey | 1 | Wood/Wood Waste Biomass | WDS | Biomass | 37 | 2003
49893 | Invenergy Services LLC | 56644 | Stanton Wind Energy LLC | TX | Martin | 1 | Onshore Wind Turbine | WND | Wind | 120 | 2008
55901 | Osceola Windpower LLC | 56645 | Osceola Windpower LLC | IA | Osceola | CL25 | Onshore Wind Turbine | WND | Wind | 100 | 2008
5906 | EDF Renewable Services Inc | 56646 | Chandler Hills Wind Farm | MN | Murray | 1 | Onshore Wind Turbine | WND | Wind | 2 | 1999
56484 | Butler Ridge Wind Energy Center | 56647 | Butler Ridge | WI | Dodge | 1 | Onshore Wind Turbine | WND | Wind | 54 | 2009
58353 | NextEra Energy Majestic Wind | 56648 | Majestic 1 Wind Farm | TX | Carson | 1 | Onshore Wind Turbine | WND | Wind | 79.5 | 2009
55397 | NRG Energy Inc | 56649 | South Trent Wind Farm | TX | Nolan | 1 | Onshore Wind Turbine | WND | Wind | 101.2 | 2009
59102 | Wessington Wind | 56650 | Wessington Springs | SD | Jerauld | 1 | Onshore Wind Turbine | WND | Wind | 51 | 2009
56385 | Duke Energy DEGS North Allegheny | 56651 | North Allegheny Windpower Project | PA | Blair | 1 | Onshore Wind Turbine | WND | Wind | 70 | 2009
56545 | Pattern Operators LP | 56654 | Hatchet Ridge Wind Project | CA | SHASTA | 1 | Onshore Wind Turbine | WND | Wind | 101.2 | 2010
56951 | Michigan Wind 2 LLC | 56659 | Michigan Wind 2 | MI | Sanilac | 1 | Onshore Wind Turbine | WND | Wind | 90 | 2011
56545 | Pattern Operators LP | 56661 | Pattern Gulf Wind | TX | Kenedy | 1 | Onshore Wind Turbine | WND | Wind | 283.2 | 2008
55918 | Acciona Wind Energy USA LLC | 56665 | Dempsey Ridge Wind Farm | OK | Roger Mills | DR | Onshore Wind Turbine | WND | Wind | 132 | 2012
14354 | PacifiCorp | 56666 | Goodnoe Hills | WA | Klickitat | 1 | Onshore Wind Turbine | WND | Wind | 97.8 | 2008
55910 | Lanai Sustainability Research LLC | 56667 | Lanai Solar-Electric Plant | HI | Maui | 0001 | Solar Photovoltaic | SUN | Solar PV | 0.1 | 2008
55910 | Lanai Sustainability Research LLC | 56667 | Lanai Solar-Electric Plant | HI | Maui | 0002 | Solar Photovoltaic | SUN | Solar PV | 0.1 | 2008
55910 | Lanai Sustainability Research LLC | 56667 | Lanai Solar-Electric Plant | HI | Maui | 0003 | Solar Photovoltaic | SUN | Solar PV | 0.1 | 2008
55910 | Lanai Sustainability Research LLC | 56667 | Lanai Solar-Electric Plant | HI | Maui | 0004 | Solar Photovoltaic | SUN | Solar PV | 0.1 | 2008
55910 | Lanai Sustainability Research LLC | 56667 | Lanai Solar-Electric Plant | HI | Maui | 0005 | Solar Photovoltaic | SUN | Solar PV | 0.1 | 2008
55910 | Lanai Sustainability Research LLC | 56667 | Lanai Solar-Electric Plant | HI | Maui | 0006 | Solar Photovoltaic | SUN | Solar PV | 0.1 | 2008
55910 | Lanai Sustainability Research LLC | 56667 | Lanai Solar-Electric Plant | HI | Maui | 0007 | Solar Photovoltaic | SUN | Solar PV | 0.1 | 2008
55910 | Lanai Sustainability Research LLC | 56667 | Lanai Solar-Electric Plant | HI | Maui | 0008 | Solar Photovoltaic | SUN | Solar PV | 0.1 | 2008
55910 | Lanai Sustainability Research LLC | 56667 | Lanai Solar-Electric Plant | HI | Maui | 0009 | Solar Photovoltaic | SUN | Solar PV | 0.1 | 2008
55910 | Lanai Sustainability Research LLC | 56667 | Lanai Solar-Electric Plant | HI | Maui | 0010 | Solar Photovoltaic | SUN | Solar PV | 0.1 | 2008
55910 | Lanai Sustainability Research LLC | 56667 | Lanai Solar-Electric Plant | HI | Maui | 0011 | Solar Photovoltaic | SUN | Solar PV | 0.1 | 2008
55910 | Lanai Sustainability Research LLC | 56667 | Lanai Solar-Electric Plant | HI | Maui | 0012 | Solar Photovoltaic | SUN | Solar PV | 0.1 | 2008
14405 | Power Choice/Pepco Energy Serv | 56668 | NIH Cogeneration Facility | MD | MONTGOMERY | CGTG | Natural Gas Fired Combustion Turbine | NG | Natural Gas Peaker | 22 | 2004
55918 | Acciona Wind Energy USA LLC | 56669 | Tatanka Wind Power LLC | ND | Dickey | TW1 | Onshore Wind Turbine | WND | Wind | 180 | 2008
55918 | Acciona Wind Energy USA LLC | 56670 | Velva Windfarm LLC | ND | McHenry | VW1 | Onshore Wind Turbine | WND | Wind | 11.9 | 2005
55924 | Longview Power, LLC | 56671 | Longview Power Plant | WV | Monongalia | MKA01 | Conventional Steam Coal | BIT | Hard Coal | 807.5 | 2011
55922 | Whirlwind Energy LLC | 56673 | Whirlwind Energy Center | TX | Floyd | WEC | Onshore Wind Turbine | WND | Wind | 59.8 | 2007
11269 | Lower Colorado River Authority | 56674 | Winchester Power Park | TX | Fayette | CGT1 | Natural Gas Fired Combustion Turbine | NG | Natural Gas Peaker | 60.5 | 2010
11269 | Lower Colorado River Authority | 56674 | Winchester Power Park | TX | Fayette | CGT2 | Natural Gas Fired Combustion Turbine | NG | Natural Gas Peaker | 60.5 | 2010
11269 | Lower Colorado River Authority | 56674 | Winchester Power Park | TX | Fayette | CGT3 | Natural Gas Fired Combustion Turbine | NG | Natural Gas Peaker | 60.5 | 2010
11269 | Lower Colorado River Authority | 56674 | Winchester Power Park | TX | Fayette | CGT4 | Natural Gas Fired Combustion Turbine | NG | Natural Gas Peaker | 60.5 | 2010
12341 | MidAmerican Energy Co | 56677 | Charles City Wind Farm | IA | Floyd | CCWF | Onshore Wind Turbine | WND | Wind | 75 | 2008
55931 | Orion Energy Group LLC | 56679 | Benton County Wind Farm | IN | Benton | 1 | Onshore Wind Turbine | WND | Wind | 130.5 | 2008
55938 | Industrial Power Generating Company LLC | 56680 | Wicomico | MD | Wicomico | 1 | Landfill Gas | LFG | Biomass | 0.3 | 2007
55938 | Industrial Power Generating Company LLC | 56680 | Wicomico | MD | Wicomico | 10 | Landfill Gas | LFG | Biomass | 0.3 | 2007
55938 | Industrial Power Generating Company LLC | 56680 | Wicomico | MD | Wicomico | 11 | Landfill Gas | LFG | Biomass | 0.3 | 2007
55938 | Industrial Power Generating Company LLC | 56680 | Wicomico | MD | Wicomico | 12 | Landfill Gas | LFG | Biomass | 0.3 | 2007
55938 | Industrial Power Generating Company LLC | 56680 | Wicomico | MD | Wicomico | 13 | Landfill Gas | LFG | Biomass | 0.3 | 2007
55938 | Industrial Power Generating Company LLC | 56680 | Wicomico | MD | Wicomico | 14 | Landfill Gas | LFG | Biomass | 0.3 | 2007
55938 | Industrial Power Generating Company LLC | 56680 | Wicomico | MD | Wicomico | 15 | Landfill Gas | LFG | Biomass | 0.3 | 2007
55938 | Industrial Power Generating Company LLC | 56680 | Wicomico | MD | Wicomico | 16 | Landfill Gas | LFG | Biomass | 0.3 | 2007
55938 | Industrial Power Generating Company LLC | 56680 | Wicomico | MD | Wicomico | 17 | Landfill Gas | LFG | Biomass | 0.3 | 2007
55938 | Industrial Power Generating Company LLC | 56680 | Wicomico | MD | Wicomico | 18 | Landfill Gas | LFG | Biomass | 0.3 | 2007
55938 | Industrial Power Generating Company LLC | 56680 | Wicomico | MD | Wicomico | 2 | Landfill Gas | LFG | Biomass | 0.3 | 2007
55938 | Industrial Power Generating Company LLC | 56680 | Wicomico | MD | Wicomico | 3 | Landfill Gas | LFG | Biomass | 0.3 | 2007
55938 | Industrial Power Generating Company LLC | 56680 | Wicomico | MD | Wicomico | 4 | Landfill Gas | LFG | Biomass | 0.3 | 2007
55938 | Industrial Power Generating Company LLC | 56680 | Wicomico | MD | Wicomico | 5 | Landfill Gas | LFG | Biomass | 0.3 | 2007
55938 | Industrial Power Generating Company LLC | 56680 | Wicomico | MD | Wicomico | 6 | Landfill Gas | LFG | Biomass | 0.3 | 2007
55938 | Industrial Power Generating Company LLC | 56680 | Wicomico | MD | Wicomico | 7 | Landfill Gas | LFG | Biomass | 0.3 | 2007
55938 | Industrial Power Generating Company LLC | 56680 | Wicomico | MD | Wicomico | 8 | Landfill Gas | LFG | Biomass | 0.3 | 2007
55938 | Industrial Power Generating Company LLC | 56680 | Wicomico | MD | Wicomico | 9 | Landfill Gas | LFG | Biomass | 0.3 | 2007
55938 | Industrial Power Generating Company LLC | 56681 | Amelia | VA | Amelia | 1 | Landfill Gas | LFG | Biomass | 0.3 | 2001
55938 | Industrial Power Generating Company LLC | 56681 | Amelia | VA | Amelia | 10 | Landfill Gas | LFG | Biomass | 0.3 | 2001
55938 | Industrial Power Generating Company LLC | 56681 | Amelia | VA | Amelia | 11 | Landfill Gas | LFG | Biomass | 0.3 | 2001
55938 | Industrial Power Generating Company LLC | 56681 | Amelia | VA | Amelia | 12 | Landfill Gas | LFG | Biomass | 0.3 | 2001
55938 | Industrial Power Generating Company LLC | 56681 | Amelia | VA | Amelia | 13 | Landfill Gas | LFG | Biomass | 0.3 | 2001
55938 | Industrial Power Generating Company LLC | 56681 | Amelia | VA | Amelia | 14 | Landfill Gas | LFG | Biomass | 0.3 | 2001
55938 | Industrial Power Generating Company LLC | 56681 | Amelia | VA | Amelia | 15 | Landfill Gas | LFG | Biomass | 0.3 | 2001
55938 | Industrial Power Generating Company LLC | 56681 | Amelia | VA | Amelia | 16 | Landfill Gas | LFG | Biomass | 0.3 | 2001
55938 | Industrial Power Generating Company LLC | 56681 | Amelia | VA | Amelia | 17 | Landfill Gas | LFG | Biomass | 0.3 | 2001
55938 | Industrial Power Generating Company LLC | 56681 | Amelia | VA | Amelia | 18 | Landfill Gas | LFG | Biomass | 0.3 | 2001
55938 | Industrial Power Generating Company LLC | 56681 | Amelia | VA | Amelia | 19 | Landfill Gas | LFG | Biomass | 0.3 | 2001
55938 | Industrial Power Generating Company LLC | 56681 | Amelia | VA | Amelia | 2 | Landfill Gas | LFG | Biomass | 0.3 | 2001
55938 | Industrial Power Generating Company LLC | 56681 | Amelia | VA | Amelia | 20 | Landfill Gas | LFG | Biomass | 0.3 | 2001
55938 | Industrial Power Generating Company LLC | 56681 | Amelia | VA | Amelia | 21 | Landfill Gas | LFG | Biomass | 0.3 | 2001
55938 | Industrial Power Generating Company LLC | 56681 | Amelia | VA | Amelia | 22 | Landfill Gas | LFG | Biomass | 0.3 | 2001
55938 | Industrial Power Generating Company LLC | 56681 | Amelia | VA | Amelia | 23 | Landfill Gas | LFG | Biomass | 0.3 | 2001
55938 | Industrial Power Generating Company LLC | 56681 | Amelia | VA | Amelia | 24 | Landfill Gas | LFG | Biomass | 0.3 | 2001
55938 | Industrial Power Generating Company LLC | 56681 | Amelia | VA | Amelia | 25 | Landfill Gas | LFG | Biomass | 0.3 | 2001
55938 | Industrial Power Generating Company LLC | 56681 | Amelia | VA | Amelia | 26 | Landfill Gas | LFG | Biomass | 0.3 | 2001
55938 | Industrial Power Generating Company LLC | 56681 | Amelia | VA | Amelia | 27 | Landfill Gas | LFG | Biomass | 0.3 | 2001
55938 | Industrial Power Generating Company LLC | 56681 | Amelia | VA | Amelia | 28 | Landfill Gas | LFG | Biomass | 0.3 | 2001
55938 | Industrial Power Generating Company LLC | 56681 | Amelia | VA | Amelia | 29 | Landfill Gas | LFG | Biomass | 0.3 | 2001
55938 | Industrial Power Generating Company LLC | 56681 | Amelia | VA | Amelia | 3 | Landfill Gas | LFG | Biomass | 0.3 | 2001
55938 | Industrial Power Generating Company LLC | 56681 | Amelia | VA | Amelia | 30 | Landfill Gas | LFG | Biomass | 0.3 | 2001
55938 | Industrial Power Generating Company LLC | 56681 | Amelia | VA | Amelia | 31 | Landfill Gas | LFG | Biomass | 0.3 | 2001
55938 | Industrial Power Generating Company LLC | 56681 | Amelia | VA | Amelia | 32 | Landfill Gas | LFG | Biomass | 0.3 | 2001
55938 | Industrial Power Generating Company LLC | 56681 | Amelia | VA | Amelia | 33 | Landfill Gas | LFG | Biomass | 0.3 | 2001
55938 | Industrial Power Generating Company LLC | 56681 | Amelia | VA | Amelia | 34 | Landfill Gas | LFG | Biomass | 0.3 | 2001
55938 | Industrial Power Generating Company LLC | 56681 | Amelia | VA | Amelia | 35 | Landfill Gas | LFG | Biomass | 0.3 | 2001
55938 | Industrial Power Generating Company LLC | 56681 | Amelia | VA | Amelia | 36 | Landfill Gas | LFG | Biomass | 0.3 | 2001
55938 | Industrial Power Generating Company LLC | 56681 | Amelia | VA | Amelia | 37 | Landfill Gas | LFG | Biomass | 0.3 | 2001
55938 | Industrial Power Generating Company LLC | 56681 | Amelia | VA | Amelia | 38 | Landfill Gas | LFG | Biomass | 0.3 | 2001
55938 | Industrial Power Generating Company LLC | 56681 | Amelia | VA | Amelia | 39 | Landfill Gas | LFG | Biomass | 0.3 | 2001
55938 | Industrial Power Generating Company LLC | 56681 | Amelia | VA | Amelia | 4 | Landfill Gas | LFG | Biomass | 0.3 | 2001
55938 | Industrial Power Generating Company LLC | 56681 | Amelia | VA | Amelia | 40 | Landfill Gas | LFG | Biomass | 0.3 | 2001
55938 | Industrial Power Generating Company LLC | 56681 | Amelia | VA | Amelia | 41 | Landfill Gas | LFG | Biomass | 0.3 | 2001
55938 | Industrial Power Generating Company LLC | 56681 | Amelia | VA | Amelia | 42 | Landfill Gas | LFG | Biomass | 0.3 | 2001
55938 | Industrial Power Generating Company LLC | 56681 | Amelia | VA | Amelia | 43 | Landfill Gas | LFG | Biomass | 0.3 | 2001
55938 | Industrial Power Generating Company LLC | 56681 | Amelia | VA | Amelia | 44 | Landfill Gas | LFG | Biomass | 0.3 | 2001
55938 | Industrial Power Generating Company LLC | 56681 | Amelia | VA | Amelia | 45 | Landfill Gas | LFG | Biomass | 0.3 | 2001
55938 | Industrial Power Generating Company LLC | 56681 | Amelia | VA | Amelia | 46 | Landfill Gas | LFG | Biomass | 0.3 | 2001
55938 | Industrial Power Generating Company LLC | 56681 | Amelia | VA | Amelia | 47 | Landfill Gas | LFG | Biomass | 0.3 | 2001
55938 | Industrial Power Generating Company LLC | 56681 | Amelia | VA | Amelia | 48 | Landfill Gas | LFG | Biomass | 0.3 | 2001
55938 | Industrial Power Generating Company LLC | 56681 | Amelia | VA | Amelia | 5 | Landfill Gas | LFG | Biomass | 0.3 | 2001
55938 | Industrial Power Generating Company LLC | 56681 | Amelia | VA | Amelia | 6 | Landfill Gas | LFG | Biomass | 0.3 | 2001
55938 | Industrial Power Generating Company LLC | 56681 | Amelia | VA | Amelia | 7 | Landfill Gas | LFG | Biomass | 0.3 | 2001
55938 | Industrial Power Generating Company LLC | 56681 | Amelia | VA | Amelia | 8 | Landfill Gas | LFG | Biomass | 0.3 | 2001
55938 | Industrial Power Generating Company LLC | 56681 | Amelia | VA | Amelia | 9 | Landfill Gas | LFG | Biomass | 0.3 | 2001
55938 | Industrial Power Generating Company LLC | 56682 | Brunswick Landfill Gas | VA | Brunswick | 10 | Landfill Gas | LFG | Biomass | 0.3 | 2007
55938 | Industrial Power Generating Company LLC | 56682 | Brunswick Landfill Gas | VA | Brunswick | 11 | Landfill Gas | LFG | Biomass | 0.3 | 2007
55938 | Industrial Power Generating Company LLC | 56682 | Brunswick Landfill Gas | VA | Brunswick | 12 | Landfill Gas | LFG | Biomass | 0.3 | 2007
55938 | Industrial Power Generating Company LLC | 56682 | Brunswick Landfill Gas | VA | Brunswick | 13 | Landfill Gas | LFG | Biomass | 0.3 | 2007
55938 | Industrial Power Generating Company LLC | 56682 | Brunswick Landfill Gas | VA | Brunswick | 14 | Landfill Gas | LFG | Biomass | 0.3 | 2007
55938 | Industrial Power Generating Company LLC | 56682 | Brunswick Landfill Gas | VA | Brunswick | 15 | Landfill Gas | LFG | Biomass | 0.3 | 2007
55938 | Industrial Power Generating Company LLC | 56682 | Brunswick Landfill Gas | VA | Brunswick | 16 | Landfill Gas | LFG | Biomass | 0.3 | 2007
55938 | Industrial Power Generating Company LLC | 56682 | Brunswick Landfill Gas | VA | Brunswick | 17 | Landfill Gas | LFG | Biomass | 0.3 | 2007
55938 | Industrial Power Generating Company LLC | 56682 | Brunswick Landfill Gas | VA | Brunswick | 18 | Landfill Gas | LFG | Biomass | 0.3 | 2007
55938 | Industrial Power Generating Company LLC | 56682 | Brunswick Landfill Gas | VA | Brunswick | 19 | Landfill Gas | LFG | Biomass | 0.3 | 2007
55938 | Industrial Power Generating Company LLC | 56682 | Brunswick Landfill Gas | VA | Brunswick | 2 | Landfill Gas | LFG | Biomass | 0.3 | 2007
55938 | Industrial Power Generating Company LLC | 56682 | Brunswick Landfill Gas | VA | Brunswick | 20 | Landfill Gas | LFG | Biomass | 0.3 | 2007
55938 | Industrial Power Generating Company LLC | 56682 | Brunswick Landfill Gas | VA | Brunswick | 21 | Landfill Gas | LFG | Biomass | 0.3 | 2007
55938 | Industrial Power Generating Company LLC | 56682 | Brunswick Landfill Gas | VA | Brunswick | 22 | Landfill Gas | LFG | Biomass | 0.3 | 2007
55938 | Industrial Power Generating Company LLC | 56682 | Brunswick Landfill Gas | VA | Brunswick | 23 | Landfill Gas | LFG | Biomass | 0.3 | 2007
55938 | Industrial Power Generating Company LLC | 56682 | Brunswick Landfill Gas | VA | Brunswick | 24 | Landfill Gas | LFG | Biomass | 0.3 | 2007
55938 | Industrial Power Generating Company LLC | 56682 | Brunswick Landfill Gas | VA | Brunswick | 25 | Landfill Gas | LFG | Biomass | 0.3 | 2007
55938 | Industrial Power Generating Company LLC | 56682 | Brunswick Landfill Gas | VA | Brunswick | 26 | Landfill Gas | LFG | Biomass | 0.3 | 2007
55938 | Industrial Power Generating Company LLC | 56682 | Brunswick Landfill Gas | VA | Brunswick | 27 | Landfill Gas | LFG | Biomass | 0.3 | 2007
55938 | Industrial Power Generating Company LLC | 56682 | Brunswick Landfill Gas | VA | Brunswick | 28 | Landfill Gas | LFG | Biomass | 0.3 | 2007
55938 | Industrial Power Generating Company LLC | 56682 | Brunswick Landfill Gas | VA | Brunswick | 29 | Landfill Gas | LFG | Biomass | 0.3 | 2007
55938 | Industrial Power Generating Company LLC | 56682 | Brunswick Landfill Gas | VA | Brunswick | 3 | Landfill Gas | LFG | Biomass | 0.3 | 2007
55938 | Industrial Power Generating Company LLC | 56682 | Brunswick Landfill Gas | VA | Brunswick | 30 | Landfill Gas | LFG | Biomass | 0.3 | 2007
55938 | Industrial Power Generating Company LLC | 56682 | Brunswick Landfill Gas | VA | Brunswick | 31 | Landfill Gas | LFG | Biomass | 0.3 | 2007
55938 | Industrial Power Generating Company LLC | 56682 | Brunswick Landfill Gas | VA | Brunswick | 32 | Landfill Gas | LFG | Biomass | 0.3 | 2007
55938 | Industrial Power Generating Company LLC | 56682 | Brunswick Landfill Gas | VA | Brunswick | 33 | Landfill Gas | LFG | Biomass | 0.3 | 2007
55938 | Industrial Power Generating Company LLC | 56682 | Brunswick Landfill Gas | VA | Brunswick | 34 | Landfill Gas | LFG | Biomass | 0.3 | 2007
55938 | Industrial Power Generating Company LLC | 56682 | Brunswick Landfill Gas | VA | Brunswick | 35 | Landfill Gas | LFG | Biomass | 0.3 | 2007
55938 | Industrial Power Generating Company LLC | 56682 | Brunswick Landfill Gas | VA | Brunswick | 36 | Landfill Gas | LFG | Biomass | 0.3 | 2007
55938 | Industrial Power Generating Company LLC | 56682 | Brunswick Landfill Gas | VA | Brunswick | 4 | Landfill Gas | LFG | Biomass | 0.3 | 2007
55938 | Industrial Power Generating Company LLC | 56682 | Brunswick Landfill Gas | VA | Brunswick | 5 | Landfill Gas | LFG | Biomass | 0.3 | 2007
55938 | Industrial Power Generating Company LLC | 56682 | Brunswick Landfill Gas | VA | Brunswick | 6 | Landfill Gas | LFG | Biomass | 0.3 | 2007
55938 | Industrial Power Generating Company LLC | 56682 | Brunswick Landfill Gas | VA | Brunswick | 7 | Landfill Gas | LFG | Biomass | 0.3 | 2007
55938 | Industrial Power Generating Company LLC | 56682 | Brunswick Landfill Gas | VA | Brunswick | 8 | Landfill Gas | LFG | Biomass | 0.3 | 2007
55938 | Industrial Power Generating Company LLC | 56682 | Brunswick Landfill Gas | VA | Brunswick | 9 | Landfill Gas | LFG | Biomass | 0.3 | 2007
55938 | Industrial Power Generating Company LLC | 56683 | Charles City | VA | Charles City | 1 | Landfill Gas | LFG | Biomass | 0.3 | 2003
55938 | Industrial Power Generating Company LLC | 56683 | Charles City | VA | Charles City | 10 | Landfill Gas | LFG | Biomass | 0.3 | 2003
55938 | Industrial Power Generating Company LLC | 56683 | Charles City | VA | Charles City | 11 | Landfill Gas | LFG | Biomass | 0.3 | 2003
55938 | Industrial Power Generating Company LLC | 56683 | Charles City | VA | Charles City | 12 | Landfill Gas | LFG | Biomass | 0.3 | 2003
55938 | Industrial Power Generating Company LLC | 56683 | Charles City | VA | Charles City | 13 | Landfill Gas | LFG | Biomass | 0.3 | 2003
55938 | Industrial Power Generating Company LLC | 56683 | Charles City | VA | Charles City | 14 | Landfill Gas | LFG | Biomass | 0.3 | 2003
55938 | Industrial Power Generating Company LLC | 56683 | Charles City | VA | Charles City | 15 | Landfill Gas | LFG | Biomass | 0.3 | 2003
55938 | Industrial Power Generating Company LLC | 56683 | Charles City | VA | Charles City | 16 | Landfill Gas | LFG | Biomass | 0.3 | 2003
55938 | Industrial Power Generating Company LLC | 56683 | Charles City | VA | Charles City | 17 | Landfill Gas | LFG | Biomass | 0.3 | 2003
55938 | Industrial Power Generating Company LLC | 56683 | Charles City | VA | Charles City | 18 | Landfill Gas | LFG | Biomass | 0.3 | 2003
55938 | Industrial Power Generating Company LLC | 56683 | Charles City | VA | Charles City | 19 | Landfill Gas | LFG | Biomass | 0.3 | 2003
55938 | Industrial Power Generating Company LLC | 56683 | Charles City | VA | Charles City | 2 | Landfill Gas | LFG | Biomass | 0.3 | 2003
55938 | Industrial Power Generating Company LLC | 56683 | Charles City | VA | Charles City | 20 | Landfill Gas | LFG | Biomass | 0.3 | 2003
55938 | Industrial Power Generating Company LLC | 56683 | Charles City | VA | Charles City | 21 | Landfill Gas | LFG | Biomass | 0.3 | 2003
55938 | Industrial Power Generating Company LLC | 56683 | Charles City | VA | Charles City | 22 | Landfill Gas | LFG | Biomass | 0.3 | 2003
55938 | Industrial Power Generating Company LLC | 56683 | Charles City | VA | Charles City | 23 | Landfill Gas | LFG | Biomass | 0.3 | 2003
55938 | Industrial Power Generating Company LLC | 56683 | Charles City | VA | Charles City | 24 | Landfill Gas | LFG | Biomass | 0.3 | 2003
55938 | Industrial Power Generating Company LLC | 56683 | Charles City | VA | Charles City | 25 | Landfill Gas | LFG | Biomass | 0.3 | 2003
55938 | Industrial Power Generating Company LLC | 56683 | Charles City | VA | Charles City | 26 | Landfill Gas | LFG | Biomass | 0.3 | 2003
55938 | Industrial Power Generating Company LLC | 56683 | Charles City | VA | Charles City | 27 | Landfill Gas | LFG | Biomass | 0.3 | 2003
55938 | Industrial Power Generating Company LLC | 56683 | Charles City | VA | Charles City | 28 | Landfill Gas | LFG | Biomass | 0.3 | 2003
55938 | Industrial Power Generating Company LLC | 56683 | Charles City | VA | Charles City | 29 | Landfill Gas | LFG | Biomass | 0.3 | 2003
55938 | Industrial Power Generating Company LLC | 56683 | Charles City | VA | Charles City | 3 | Landfill Gas | LFG | Biomass | 0.3 | 2003
55938 | Industrial Power Generating Company LLC | 56683 | Charles City | VA | Charles City | 30 | Landfill Gas | LFG | Biomass | 0.3 | 2003
55938 | Industrial Power Generating Company LLC | 56683 | Charles City | VA | Charles City | 31 | Landfill Gas | LFG | Biomass | 0.3 | 2003
55938 | Industrial Power Generating Company LLC | 56683 | Charles City | VA | Charles City | 32 | Landfill Gas | LFG | Biomass | 0.3 | 2003
55938 | Industrial Power Generating Company LLC | 56683 | Charles City | VA | Charles City | 33 | Landfill Gas | LFG | Biomass | 0.3 | 2003
55938 | Industrial Power Generating Company LLC | 56683 | Charles City | VA | Charles City | 34 | Landfill Gas | LFG | Biomass | 0.3 | 2003
55938 | Industrial Power Generating Company LLC | 56683 | Charles City | VA | Charles City | 35 | Landfill Gas | LFG | Biomass | 0.3 | 2003
55938 | Industrial Power Generating Company LLC | 56683 | Charles City | VA | Charles City | 36 | Landfill Gas | LFG | Biomass | 0.3 | 2003
55938 | Industrial Power Generating Company LLC | 56683 | Charles City | VA | Charles City | 37 | Landfill Gas | LFG | Biomass | 0.3 | 2003
55938 | Industrial Power Generating Company LLC | 56683 | Charles City | VA | Charles City | 38 | Landfill Gas | LFG | Biomass | 0.3 | 2003
55938 | Industrial Power Generating Company LLC | 56683 | Charles City | VA | Charles City | 39 | Landfill Gas | LFG | Biomass | 0.3 | 2003
55938 | Industrial Power Generating Company LLC | 56683 | Charles City | VA | Charles City | 4 | Landfill Gas | LFG | Biomass | 0.3 | 2003
55938 | Industrial Power Generating Company LLC | 56683 | Charles City | VA | Charles City | 40 | Landfill Gas | LFG | Biomass | 0.3 | 2003
55938 | Industrial Power Generating Company LLC | 56683 | Charles City | VA | Charles City | 41 | Landfill Gas | LFG | Biomass | 0.3 | 2003
55938 | Industrial Power Generating Company LLC | 56683 | Charles City | VA | Charles City | 42 | Landfill Gas | LFG | Biomass | 0.3 | 2003
55938 | Industrial Power Generating Company LLC | 56683 | Charles City | VA | Charles City | 43 | Landfill Gas | LFG | Biomass | 0.3 | 2003
55938 | Industrial Power Generating Company LLC | 56683 | Charles City | VA | Charles City | 44 | Landfill Gas | LFG | Biomass | 0.3 | 2003
55938 | Industrial Power Generating Company LLC | 56683 | Charles City | VA | Charles City | 45 | Landfill Gas | LFG | Biomass | 0.3 | 2003
55938 | Industrial Power Generating Company LLC | 56683 | Charles City | VA | Charles City | 46 | Landfill Gas | LFG | Biomass | 0.3 | 2003
55938 | Industrial Power Generating Company LLC | 56683 | Charles City | VA | Charles City | 47 | Landfill Gas | LFG | Biomass | 0.3 | 2003
55938 | Industrial Power Generating Company LLC | 56683 | Charles City | VA | Charles City | 48 | Landfill Gas | LFG | Biomass | 0.3 | 2003
55938 | Industrial Power Generating Company LLC | 56683 | Charles City | VA | Charles City | 5 | Landfill Gas | LFG | Biomass | 0.3 | 2003
55938 | Industrial Power Generating Company LLC | 56683 | Charles City | VA | Charles City | 6 | Landfill Gas | LFG | Biomass | 0.3 | 2003
55938 | Industrial Power Generating Company LLC | 56683 | Charles City | VA | Charles City | 7 | Landfill Gas | LFG | Biomass | 0.3 | 2003
55938 | Industrial Power Generating Company LLC | 56683 | Charles City | VA | Charles City | 8 | Landfill Gas | LFG | Biomass | 0.3 | 2003
55938 | Industrial Power Generating Company LLC | 56683 | Charles City | VA | Charles City | 9 | Landfill Gas | LFG | Biomass | 0.3 | 2003
55938 | Industrial Power Generating Company LLC | 56684 | Chesterfield Landfill Gas | VA | Chesterfield | 1 | Landfill Gas | LFG | Biomass | 0.3 | 2004
55938 | Industrial Power Generating Company LLC | 56684 | Chesterfield Landfill Gas | VA | Chesterfield | 10 | Landfill Gas | LFG | Biomass | 0.3 | 2004
55938 | Industrial Power Generating Company LLC | 56684 | Chesterfield Landfill Gas | VA | Chesterfield | 11 | Landfill Gas | LFG | Biomass | 0.3 | 2004
55938 | Industrial Power Generating Company LLC | 56684 | Chesterfield Landfill Gas | VA | Chesterfield | 12 | Landfill Gas | LFG | Biomass | 0.3 | 2004
55938 | Industrial Power Generating Company LLC | 56684 | Chesterfield Landfill Gas | VA | Chesterfield | 13 | Landfill Gas | LFG | Biomass | 0.3 | 2004
55938 | Industrial Power Generating Company LLC | 56684 | Chesterfield Landfill Gas | VA | Chesterfield | 14 | Landfill Gas | LFG | Biomass | 0.3 | 2004
55938 | Industrial Power Generating Company LLC | 56684 | Chesterfield Landfill Gas | VA | Chesterfield | 15 | Landfill Gas | LFG | Biomass | 0.3 | 2004
55938 | Industrial Power Generating Company LLC | 56684 | Chesterfield Landfill Gas | VA | Chesterfield | 16 | Landfill Gas | LFG | Biomass | 0.3 | 2004
55938 | Industrial Power Generating Company LLC | 56684 | Chesterfield Landfill Gas | VA | Chesterfield | 17 | Landfill Gas | LFG | Biomass | 0.3 | 2004
55938 | Industrial Power Generating Company LLC | 56684 | Chesterfield Landfill Gas | VA | Chesterfield | 18 | Landfill Gas | LFG | Biomass | 0.3 | 2004
55938 | Industrial Power Generating Company LLC | 56684 | Chesterfield Landfill Gas | VA | Chesterfield | 19 | Landfill Gas | LFG | Biomass | 0.3 | 2004
55938 | Industrial Power Generating Company LLC | 56684 | Chesterfield Landfill Gas | VA | Chesterfield | 2 | Landfill Gas | LFG | Biomass | 0.3 | 2004
55938 | Industrial Power Generating Company LLC | 56684 | Chesterfield Landfill Gas | VA | Chesterfield | 20 | Landfill Gas | LFG | Biomass | 0.3 | 2004
55938 | Industrial Power Generating Company LLC | 56684 | Chesterfield Landfill Gas | VA | Chesterfield | 21 | Landfill Gas | LFG | Biomass | 0.3 | 2004
55938 | Industrial Power Generating Company LLC | 56684 | Chesterfield Landfill Gas | VA | Chesterfield | 22 | Landfill Gas | LFG | Biomass | 0.3 | 2004
55938 | Industrial Power Generating Company LLC | 56684 | Chesterfield Landfill Gas | VA | Chesterfield | 23 | Landfill Gas | LFG | Biomass | 0.3 | 2004
55938 | Industrial Power Generating Company LLC | 56684 | Chesterfield Landfill Gas | VA | Chesterfield | 24 | Landfill Gas | LFG | Biomass | 0.3 | 2004
55938 | Industrial Power Generating Company LLC | 56684 | Chesterfield Landfill Gas | VA | Chesterfield | 25 | Landfill Gas | LFG | Biomass | 0.3 | 2004
55938 | Industrial Power Generating Company LLC | 56684 | Chesterfield Landfill Gas | VA | Chesterfield | 26 | Landfill Gas | LFG | Biomass | 0.3 | 2004
55938 | Industrial Power Generating Company LLC | 56684 | Chesterfield Landfill Gas | VA | Chesterfield | 27 | Landfill Gas | LFG | Biomass | 0.3 | 2004
55938 | Industrial Power Generating Company LLC | 56684 | Chesterfield Landfill Gas | VA | Chesterfield | 28 | Landfill Gas | LFG | Biomass | 0.3 | 2004
55938 | Industrial Power Generating Company LLC | 56684 | Chesterfield Landfill Gas | VA | Chesterfield | 29 | Landfill Gas | LFG | Biomass | 0.3 | 2004
55938 | Industrial Power Generating Company LLC | 56684 | Chesterfield Landfill Gas | VA | Chesterfield | 3 | Landfill Gas | LFG | Biomass | 0.3 | 2004
55938 | Industrial Power Generating Company LLC | 56684 | Chesterfield Landfill Gas | VA | Chesterfield | 30 | Landfill Gas | LFG | Biomass | 0.3 | 2004
55938 | Industrial Power Generating Company LLC | 56684 | Chesterfield Landfill Gas | VA | Chesterfield | 31 | Landfill Gas | LFG | Biomass | 0.3 | 2004
55938 | Industrial Power Generating Company LLC | 56684 | Chesterfield Landfill Gas | VA | Chesterfield | 32 | Landfill Gas | LFG | Biomass | 0.3 | 2004
55938 | Industrial Power Generating Company LLC | 56684 | Chesterfield Landfill Gas | VA | Chesterfield | 33 | Landfill Gas | LFG | Biomass | 0.3 | 2004
55938 | Industrial Power Generating Company LLC | 56684 | Chesterfield Landfill Gas | VA | Chesterfield | 34 | Landfill Gas | LFG | Biomass | 0.3 | 2004
55938 | Industrial Power Generating Company LLC | 56684 | Chesterfield Landfill Gas | VA | Chesterfield | 35 | Landfill Gas | LFG | Biomass | 0.3 | 2004
55938 | Industrial Power Generating Company LLC | 56684 | Chesterfield Landfill Gas | VA | Chesterfield | 36 | Landfill Gas | LFG | Biomass | 0.3 | 2004
55938 | Industrial Power Generating Company LLC | 56684 | Chesterfield Landfill Gas | VA | Chesterfield | 37 | Landfill Gas | LFG | Biomass | 0.3 | 2004
55938 | Industrial Power Generating Company LLC | 56684 | Chesterfield Landfill Gas | VA | Chesterfield | 38 | Landfill Gas | LFG | Biomass | 0.3 | 2004
55938 | Industrial Power Generating Company LLC | 56684 | Chesterfield Landfill Gas | VA | Chesterfield | 39 | Landfill Gas | LFG | Biomass | 0.3 | 2004
55938 | Industrial Power Generating Company LLC | 56684 | Chesterfield Landfill Gas | VA | Chesterfield | 4 | Landfill Gas | LFG | Biomass | 0.3 | 2004
55938 | Industrial Power Generating Company LLC | 56684 | Chesterfield Landfill Gas | VA | Chesterfield | 40 | Landfill Gas | LFG | Biomass | 0.3 | 2004
55938 | Industrial Power Generating Company LLC | 56684 | Chesterfield Landfill Gas | VA | Chesterfield | 41 | Landfill Gas | LFG | Biomass | 0.3 | 2004
55938 | Industrial Power Generating Company LLC | 56684 | Chesterfield Landfill Gas | VA | Chesterfield | 42 | Landfill Gas | LFG | Biomass | 0.3 | 2004
55938 | Industrial Power Generating Company LLC | 56684 | Chesterfield Landfill Gas | VA | Chesterfield | 43 | Landfill Gas | LFG | Biomass | 0.3 | 2004
55938 | Industrial Power Generating Company LLC | 56684 | Chesterfield Landfill Gas | VA | Chesterfield | 44 | Landfill Gas | LFG | Biomass | 0.3 | 2004
55938 | Industrial Power Generating Company LLC | 56684 | Chesterfield Landfill Gas | VA | Chesterfield | 45 | Landfill Gas | LFG | Biomass | 0.3 | 2004
55938 | Industrial Power Generating Company LLC | 56684 | Chesterfield Landfill Gas | VA | Chesterfield | 46 | Landfill Gas | LFG | Biomass | 0.3 | 2004
55938 | Industrial Power Generating Company LLC | 56684 | Chesterfield Landfill Gas | VA | Chesterfield | 47 | Landfill Gas | LFG | Biomass | 0.3 | 2004
55938 | Industrial Power Generating Company LLC | 56684 | Chesterfield Landfill Gas | VA | Chesterfield | 48 | Landfill Gas | LFG | Biomass | 0.3 | 2004
55938 | Industrial Power Generating Company LLC | 56684 | Chesterfield Landfill Gas | VA | Chesterfield | 5 | Landfill Gas | LFG | Biomass | 0.3 | 2004
55938 | Industrial Power Generating Company LLC | 56684 | Chesterfield Landfill Gas | VA | Chesterfield | 6 | Landfill Gas | LFG | Biomass | 0.3 | 2004
55938 | Industrial Power Generating Company LLC | 56684 | Chesterfield Landfill Gas | VA | Chesterfield | 7 | Landfill Gas | LFG | Biomass | 0.3 | 2004
55938 | Industrial Power Generating Company LLC | 56684 | Chesterfield Landfill Gas | VA | Chesterfield | 8 | Landfill Gas | LFG | Biomass | 0.3 | 2004
55938 | Industrial Power Generating Company LLC | 56684 | Chesterfield Landfill Gas | VA | Chesterfield | 9 | Landfill Gas | LFG | Biomass | 0.3 | 2004
55938 | Industrial Power Generating Company LLC | 56686 | King & Queen | VA | King and Queen | 1 | Landfill Gas | LFG | Biomass | 0.3 | 2008
55938 | Industrial Power Generating Company LLC | 56686 | King & Queen | VA | King and Queen | 10 | Landfill Gas | LFG | Biomass | 0.3 | 2008
55938 | Industrial Power Generating Company LLC | 56686 | King & Queen | VA | King and Queen | 11 | Landfill Gas | LFG | Biomass | 0.3 | 2008
55938 | Industrial Power Generating Company LLC | 56686 | King & Queen | VA | King and Queen | 12 | Landfill Gas | LFG | Biomass | 0.3 | 2008
55938 | Industrial Power Generating Company LLC | 56686 | King & Queen | VA | King and Queen | 13 | Landfill Gas | LFG | Biomass | 0.3 | 2008
55938 | Industrial Power Generating Company LLC | 56686 | King & Queen | VA | King and Queen | 14 | Landfill Gas | LFG | Biomass | 0.3 | 2008
55938 | Industrial Power Generating Company LLC | 56686 | King & Queen | VA | King and Queen | 15 | Landfill Gas | LFG | Biomass | 0.3 | 2008
55938 | Industrial Power Generating Company LLC | 56686 | King & Queen | VA | King and Queen | 16 | Landfill Gas | LFG | Biomass | 0.3 | 2008
55938 | Industrial Power Generating Company LLC | 56686 | King & Queen | VA | King and Queen | 17 | Landfill Gas | LFG | Biomass | 0.3 | 2008
55938 | Industrial Power Generating Company LLC | 56686 | King & Queen | VA | King and Queen | 18 | Landfill Gas | LFG | Biomass | 0.3 | 2008
55938 | Industrial Power Generating Company LLC | 56686 | King & Queen | VA | King and Queen | 19 | Landfill Gas | LFG | Biomass | 0.3 | 2008
55938 | Industrial Power Generating Company LLC | 56686 | King & Queen | VA | King and Queen | 2 | Landfill Gas | LFG | Biomass | 0.3 | 2008
55938 | Industrial Power Generating Company LLC | 56686 | King & Queen | VA | King and Queen | 20 | Landfill Gas | LFG | Biomass | 0.3 | 2008
55938 | Industrial Power Generating Company LLC | 56686 | King & Queen | VA | King and Queen | 21 | Landfill Gas | LFG | Biomass | 0.3 | 2008
55938 | Industrial Power Generating Company LLC | 56686 | King & Queen | VA | King and Queen | 22 | Landfill Gas | LFG | Biomass | 0.3 | 2008
55938 | Industrial Power Generating Company LLC | 56686 | King & Queen | VA | King and Queen | 23 | Landfill Gas | LFG | Biomass | 0.3 | 2008
55938 | Industrial Power Generating Company LLC | 56686 | King & Queen | VA | King and Queen | 24 | Landfill Gas | LFG | Biomass | 0.3 | 2008
55938 | Industrial Power Generating Company LLC | 56686 | King & Queen | VA | King and Queen | 25 | Landfill Gas | LFG | Biomass | 0.3 | 2008
55938 | Industrial Power Generating Company LLC | 56686 | King & Queen | VA | King and Queen | 26 | Landfill Gas | LFG | Biomass | 0.3 | 2008
55938 | Industrial Power Generating Company LLC | 56686 | King & Queen | VA | King and Queen | 27 | Landfill Gas | LFG | Biomass | 0.3 | 2008
55938 | Industrial Power Generating Company LLC | 56686 | King & Queen | VA | King and Queen | 28 | Landfill Gas | LFG | Biomass | 0.3 | 2008
55938 | Industrial Power Generating Company LLC | 56686 | King & Queen | VA | King and Queen | 29 | Landfill Gas | LFG | Biomass | 0.3 | 2008
55938 | Industrial Power Generating Company LLC | 56686 | King & Queen | VA | King and Queen | 3 | Landfill Gas | LFG | Biomass | 0.3 | 2008
55938 | Industrial Power Generating Company LLC | 56686 | King & Queen | VA | King and Queen | 30 | Landfill Gas | LFG | Biomass | 0.3 | 2008
55938 | Industrial Power Generating Company LLC | 56686 | King & Queen | VA | King and Queen | 31 | Landfill Gas | LFG | Biomass | 0.3 | 2008
55938 | Industrial Power Generating Company LLC | 56686 | King & Queen | VA | King and Queen | 32 | Landfill Gas | LFG | Biomass | 0.3 | 2008
55938 | Industrial Power Generating Company LLC | 56686 | King & Queen | VA | King and Queen | 33 | Landfill Gas | LFG | Biomass | 0.3 | 2008
55938 | Industrial Power Generating Company LLC | 56686 | King & Queen | VA | King and Queen | 34 | Landfill Gas | LFG | Biomass | 0.3 | 2008
55938 | Industrial Power Generating Company LLC | 56686 | King & Queen | VA | King and Queen | 35 | Landfill Gas | LFG | Biomass | 0.3 | 2008
55938 | Industrial Power Generating Company LLC | 56686 | King & Queen | VA | King and Queen | 36 | Landfill Gas | LFG | Biomass | 0.3 | 2008
55938 | Industrial Power Generating Company LLC | 56686 | King & Queen | VA | King and Queen | 4 | Landfill Gas | LFG | Biomass | 0.3 | 2008
55938 | Industrial Power Generating Company LLC | 56686 | King & Queen | VA | King and Queen | 5 | Landfill Gas | LFG | Biomass | 0.3 | 2008
55938 | Industrial Power Generating Company LLC | 56686 | King & Queen | VA | King and Queen | 6 | Landfill Gas | LFG | Biomass | 0.3 | 2008
55938 | Industrial Power Generating Company LLC | 56686 | King & Queen | VA | King and Queen | 7 | Landfill Gas | LFG | Biomass | 0.3 | 2008
55938 | Industrial Power Generating Company LLC | 56686 | King & Queen | VA | King and Queen | 8 | Landfill Gas | LFG | Biomass | 0.3 | 2008
55938 | Industrial Power Generating Company LLC | 56686 | King & Queen | VA | King and Queen | 9 | Landfill Gas | LFG | Biomass | 0.3 | 2008
55938 | Industrial Power Generating Company LLC | 56687 | Mountain View | PA | Franklin | 1 | Landfill Gas | LFG | Biomass | 0.3 | 2003
55938 | Industrial Power Generating Company LLC | 56687 | Mountain View | PA | Franklin | 10 | Landfill Gas | LFG | Biomass | 0.3 | 2003
55938 | Industrial Power Generating Company LLC | 56687 | Mountain View | PA | Franklin | 11 | Landfill Gas | LFG | Biomass | 0.3 | 2003
55938 | Industrial Power Generating Company LLC | 56687 | Mountain View | PA | Franklin | 12 | Landfill Gas | LFG | Biomass | 0.3 | 2003
55938 | Industrial Power Generating Company LLC | 56687 | Mountain View | PA | Franklin | 13 | Landfill Gas | LFG | Biomass | 0.3 | 2003
55938 | Industrial Power Generating Company LLC | 56687 | Mountain View | PA | Franklin | 14 | Landfill Gas | LFG | Biomass | 0.3 | 2003
55938 | Industrial Power Generating Company LLC | 56687 | Mountain View | PA | Franklin | 15 | Landfill Gas | LFG | Biomass | 0.3 | 2003
55938 | Industrial Power Generating Company LLC | 56687 | Mountain View | PA | Franklin | 16 | Landfill Gas | LFG | Biomass | 0.3 | 2003
55938 | Industrial Power Generating Company LLC | 56687 | Mountain View | PA | Franklin | 17 | Landfill Gas | LFG | Biomass | 0.3 | 2003
55938 | Industrial Power Generating Company LLC | 56687 | Mountain View | PA | Franklin | 18 | Landfill Gas | LFG | Biomass | 0.3 | 2003
55938 | Industrial Power Generating Company LLC | 56687 | Mountain View | PA | Franklin | 19 | Landfill Gas | LFG | Biomass | 0.3 | 2003
55938 | Industrial Power Generating Company LLC | 56687 | Mountain View | PA | Franklin | 2 | Landfill Gas | LFG | Biomass | 0.3 | 2003
55938 | Industrial Power Generating Company LLC | 56687 | Mountain View | PA | Franklin | 20 | Landfill Gas | LFG | Biomass | 0.3 | 2003
55938 | Industrial Power Generating Company LLC | 56687 | Mountain View | PA | Franklin | 21 | Landfill Gas | LFG | Biomass | 0.3 | 2003
55938 | Industrial Power Generating Company LLC | 56687 | Mountain View | PA | Franklin | 22 | Landfill Gas | LFG | Biomass | 0.3 | 2003
55938 | Industrial Power Generating Company LLC | 56687 | Mountain View | PA | Franklin | 23 | Landfill Gas | LFG | Biomass | 0.3 | 2003
55938 | Industrial Power Generating Company LLC | 56687 | Mountain View | PA | Franklin | 24 | Landfill Gas | LFG | Biomass | 0.3 | 2003
55938 | Industrial Power Generating Company LLC | 56687 | Mountain View | PA | Franklin | 25 | Landfill Gas | LFG | Biomass | 0.3 | 2003
55938 | Industrial Power Generating Company LLC | 56687 | Mountain View | PA | Franklin | 26 | Landfill Gas | LFG | Biomass | 0.3 | 2003
55938 | Industrial Power Generating Company LLC | 56687 | Mountain View | PA | Franklin | 27 | Landfill Gas | LFG | Biomass | 0.3 | 2003
55938 | Industrial Power Generating Company LLC | 56687 | Mountain View | PA | Franklin | 28 | Landfill Gas | LFG | Biomass | 0.3 | 2003
55938 | Industrial Power Generating Company LLC | 56687 | Mountain View | PA | Franklin | 29 | Landfill Gas | LFG | Biomass | 0.3 | 2003
55938 | Industrial Power Generating Company LLC | 56687 | Mountain View | PA | Franklin | 3 | Landfill Gas | LFG | Biomass | 0.3 | 2003
55938 | Industrial Power Generating Company LLC | 56687 | Mountain View | PA | Franklin | 30 | Landfill Gas | LFG | Biomass | 0.3 | 2003
55938 | Industrial Power Generating Company LLC | 56687 | Mountain View | PA | Franklin | 31 | Landfill Gas | LFG | Biomass | 0.3 | 2003
55938 | Industrial Power Generating Company LLC | 56687 | Mountain View | PA | Franklin | 32 | Landfill Gas | LFG | Biomass | 0.3 | 2003
55938 | Industrial Power Generating Company LLC | 56687 | Mountain View | PA | Franklin | 33 | Landfill Gas | LFG | Biomass | 0.3 | 2003
55938 | Industrial Power Generating Company LLC | 56687 | Mountain View | PA | Franklin | 34 | Landfill Gas | LFG | Biomass | 0.3 | 2003
55938 | Industrial Power Generating Company LLC | 56687 | Mountain View | PA | Franklin | 35 | Landfill Gas | LFG | Biomass | 0.3 | 2003
55938 | Industrial Power Generating Company LLC | 56687 | Mountain View | PA | Franklin | 36 | Landfill Gas | LFG | Biomass | 0.3 | 2003
55938 | Industrial Power Generating Company LLC | 56687 | Mountain View | PA | Franklin | 37 | Landfill Gas | LFG | Biomass | 0.3 | 2003
55938 | Industrial Power Generating Company LLC | 56687 | Mountain View | PA | Franklin | 38 | Landfill Gas | LFG | Biomass | 0.3 | 2003
55938 | Industrial Power Generating Company LLC | 56687 | Mountain View | PA | Franklin | 39 | Landfill Gas | LFG | Biomass | 0.3 | 2003
55938 | Industrial Power Generating Company LLC | 56687 | Mountain View | PA | Franklin | 4 | Landfill Gas | LFG | Biomass | 0.3 | 2003
55938 | Industrial Power Generating Company LLC | 56687 | Mountain View | PA | Franklin | 40 | Landfill Gas | LFG | Biomass | 0.3 | 2003
55938 | Industrial Power Generating Company LLC | 56687 | Mountain View | PA | Franklin | 41 | Landfill Gas | LFG | Biomass | 0.3 | 2003
55938 | Industrial Power Generating Company LLC | 56687 | Mountain View | PA | Franklin | 42 | Landfill Gas | LFG | Biomass | 0.3 | 2003
55938 | Industrial Power Generating Company LLC | 56687 | Mountain View | PA | Franklin | 43 | Landfill Gas | LFG | Biomass | 0.3 | 2003
55938 | Industrial Power Generating Company LLC | 56687 | Mountain View | PA | Franklin | 44 | Landfill Gas | LFG | Biomass | 0.3 | 2003
55938 | Industrial Power Generating Company LLC | 56687 | Mountain View | PA | Franklin | 45 | Landfill Gas | LFG | Biomass | 0.3 | 2003
55938 | Industrial Power Generating Company LLC | 56687 | Mountain View | PA | Franklin | 46 | Landfill Gas | LFG | Biomass | 0.3 | 2003
55938 | Industrial Power Generating Company LLC | 56687 | Mountain View | PA | Franklin | 47 | Landfill Gas | LFG | Biomass | 0.3 | 2003
55938 | Industrial Power Generating Company LLC | 56687 | Mountain View | PA | Franklin | 48 | Landfill Gas | LFG | Biomass | 0.3 | 2003
55938 | Industrial Power Generating Company LLC | 56687 | Mountain View | PA | Franklin | 5 | Landfill Gas | LFG | Biomass | 0.3 | 2003
55938 | Industrial Power Generating Company LLC | 56687 | Mountain View | PA | Franklin | 6 | Landfill Gas | LFG | Biomass | 0.3 | 2003
55938 | Industrial Power Generating Company LLC | 56687 | Mountain View | PA | Franklin | 7 | Landfill Gas | LFG | Biomass | 0.3 | 2003
55938 | Industrial Power Generating Company LLC | 56687 | Mountain View | PA | Franklin | 8 | Landfill Gas | LFG | Biomass | 0.3 | 2003
55938 | Industrial Power Generating Company LLC | 56687 | Mountain View | PA | Franklin | 9 | Landfill Gas | LFG | Biomass | 0.3 | 2003
55938 | Industrial Power Generating Company LLC | 56688 | New Bern | NC | Craven | 1 | Landfill Gas | LFG | Biomass | 0.3 | 2007
55938 | Industrial Power Generating Company LLC | 56688 | New Bern | NC | Craven | 10 | Landfill Gas | LFG | Biomass | 0.3 | 2007
55938 | Industrial Power Generating Company LLC | 56688 | New Bern | NC | Craven | 11 | Landfill Gas | LFG | Biomass | 0.3 | 2007
55938 | Industrial Power Generating Company LLC | 56688 | New Bern | NC | Craven | 12 | Landfill Gas | LFG | Biomass | 0.3 | 2007
55938 | Industrial Power Generating Company LLC | 56688 | New Bern | NC | Craven | 13 | Landfill Gas | LFG | Biomass | 0.3 | 2011
55938 | Industrial Power Generating Company LLC | 56688 | New Bern | NC | Craven | 14 | Landfill Gas | LFG | Biomass | 0.3 | 2011
55938 | Industrial Power Generating Company LLC | 56688 | New Bern | NC | Craven | 15 | Landfill Gas | LFG | Biomass | 0.3 | 2011
55938 | Industrial Power Generating Company LLC | 56688 | New Bern | NC | Craven | 16 | Landfill Gas | LFG | Biomass | 0.3 | 2011
55938 | Industrial Power Generating Company LLC | 56688 | New Bern | NC | Craven | 17 | Landfill Gas | LFG | Biomass | 0.3 | 2011
55938 | Industrial Power Generating Company LLC | 56688 | New Bern | NC | Craven | 18 | Landfill Gas | LFG | Biomass | 0.3 | 2011
55938 | Industrial Power Generating Company LLC | 56688 | New Bern | NC | Craven | 2 | Landfill Gas | LFG | Biomass | 0.3 | 2007
55938 | Industrial Power Generating Company LLC | 56688 | New Bern | NC | Craven | 3 | Landfill Gas | LFG | Biomass | 0.3 | 2007
55938 | Industrial Power Generating Company LLC | 56688 | New Bern | NC | Craven | 4 | Landfill Gas | LFG | Biomass | 0.3 | 2007
55938 | Industrial Power Generating Company LLC | 56688 | New Bern | NC | Craven | 5 | Landfill Gas | LFG | Biomass | 0.3 | 2007
55938 | Industrial Power Generating Company LLC | 56688 | New Bern | NC | Craven | 6 | Landfill Gas | LFG | Biomass | 0.3 | 2007
55938 | Industrial Power Generating Company LLC | 56688 | New Bern | NC | Craven | 7 | Landfill Gas | LFG | Biomass | 0.3 | 2007
55938 | Industrial Power Generating Company LLC | 56688 | New Bern | NC | Craven | 8 | Landfill Gas | LFG | Biomass | 0.3 | 2007
55938 | Industrial Power Generating Company LLC | 56688 | New Bern | NC | Craven | 9 | Landfill Gas | LFG | Biomass | 0.3 | 2007
55938 | Industrial Power Generating Company LLC | 56690 | Pine Grove | PA | Schuylkill | 1 | Landfill Gas | LFG | Biomass | 0.3 | 2008
55938 | Industrial Power Generating Company LLC | 56690 | Pine Grove | PA | Schuylkill | 10 | Landfill Gas | LFG | Biomass | 0.3 | 2008
55938 | Industrial Power Generating Company LLC | 56690 | Pine Grove | PA | Schuylkill | 11 | Landfill Gas | LFG | Biomass | 0.3 | 2008
55938 | Industrial Power Generating Company LLC | 56690 | Pine Grove | PA | Schuylkill | 12 | Landfill Gas | LFG | Biomass | 0.3 | 2008
55938 | Industrial Power Generating Company LLC | 56690 | Pine Grove | PA | Schuylkill | 13 | Landfill Gas | LFG | Biomass | 0.3 | 2008
55938 | Industrial Power Generating Company LLC | 56690 | Pine Grove | PA | Schuylkill | 14 | Landfill Gas | LFG | Biomass | 0.3 | 2008
55938 | Industrial Power Generating Company LLC | 56690 | Pine Grove | PA | Schuylkill | 15 | Landfill Gas | LFG | Biomass | 0.3 | 2008
55938 | Industrial Power Generating Company LLC | 56690 | Pine Grove | PA | Schuylkill | 16 | Landfill Gas | LFG | Biomass | 0.3 | 2008
55938 | Industrial Power Generating Company LLC | 56690 | Pine Grove | PA | Schuylkill | 17 | Landfill Gas | LFG | Biomass | 0.3 | 2008
55938 | Industrial Power Generating Company LLC | 56690 | Pine Grove | PA | Schuylkill | 18 | Landfill Gas | LFG | Biomass | 0.3 | 2008
55938 | Industrial Power Generating Company LLC | 56690 | Pine Grove | PA | Schuylkill | 2 | Landfill Gas | LFG | Biomass | 0.3 | 2008
55938 | Industrial Power Generating Company LLC | 56690 | Pine Grove | PA | Schuylkill | 3 | Landfill Gas | LFG | Biomass | 0.3 | 2008
55938 | Industrial Power Generating Company LLC | 56690 | Pine Grove | PA | Schuylkill | 4 | Landfill Gas | LFG | Biomass | 0.3 | 2008
55938 | Industrial Power Generating Company LLC | 56690 | Pine Grove | PA | Schuylkill | 5 | Landfill Gas | LFG | Biomass | 0.3 | 2008
55938 | Industrial Power Generating Company LLC | 56690 | Pine Grove | PA | Schuylkill | 6 | Landfill Gas | LFG | Biomass | 0.3 | 2008
55938 | Industrial Power Generating Company LLC | 56690 | Pine Grove | PA | Schuylkill | 7 | Landfill Gas | LFG | Biomass | 0.3 | 2008
55938 | Industrial Power Generating Company LLC | 56690 | Pine Grove | PA | Schuylkill | 8 | Landfill Gas | LFG | Biomass | 0.3 | 2008
55938 | Industrial Power Generating Company LLC | 56690 | Pine Grove | PA | Schuylkill | 9 | Landfill Gas | LFG | Biomass | 0.3 | 2008
55938 | Industrial Power Generating Company LLC | 56692 | Rockville 1 & 2 | VA | GOOCHLAND | 1A | Petroleum Liquids | DFO | Petroleum | 0.3 | 1995
55938 | Industrial Power Generating Company LLC | 56692 | Rockville 1 & 2 | VA | GOOCHLAND | 1B | Petroleum Liquids | DFO | Petroleum | 0.3 | 1995
55938 | Industrial Power Generating Company LLC | 56692 | Rockville 1 & 2 | VA | GOOCHLAND | 1C | Petroleum Liquids | DFO | Petroleum | 0.3 | 1995
55938 | Industrial Power Generating Company LLC | 56692 | Rockville 1 & 2 | VA | GOOCHLAND | 1D | Petroleum Liquids | DFO | Petroleum | 0.3 | 1995
55938 | Industrial Power Generating Company LLC | 56692 | Rockville 1 & 2 | VA | GOOCHLAND | 1E | Petroleum Liquids | DFO | Petroleum | 0.3 | 1995
55938 | Industrial Power Generating Company LLC | 56692 | Rockville 1 & 2 | VA | GOOCHLAND | 1F | Petroleum Liquids | DFO | Petroleum | 0.3 | 1995
55938 | Industrial Power Generating Company LLC | 56692 | Rockville 1 & 2 | VA | GOOCHLAND | 1G | Petroleum Liquids | DFO | Petroleum | 0.3 | 1995
55938 | Industrial Power Generating Company LLC | 56692 | Rockville 1 & 2 | VA | GOOCHLAND | 1H | Petroleum Liquids | DFO | Petroleum | 0.3 | 1995
55938 | Industrial Power Generating Company LLC | 56692 | Rockville 1 & 2 | VA | GOOCHLAND | 1I | Petroleum Liquids | DFO | Petroleum | 0.3 | 1995
55938 | Industrial Power Generating Company LLC | 56692 | Rockville 1 & 2 | VA | GOOCHLAND | 1J | Petroleum Liquids | DFO | Petroleum | 0.3 | 1995
55938 | Industrial Power Generating Company LLC | 56692 | Rockville 1 & 2 | VA | GOOCHLAND | 1K | Petroleum Liquids | DFO | Petroleum | 0.3 | 1995
55938 | Industrial Power Generating Company LLC | 56692 | Rockville 1 & 2 | VA | GOOCHLAND | 1L | Petroleum Liquids | DFO | Petroleum | 0.3 | 1995
55938 | Industrial Power Generating Company LLC | 56692 | Rockville 1 & 2 | VA | GOOCHLAND | 1M | Petroleum Liquids | DFO | Petroleum | 0.3 | 1995
55938 | Industrial Power Generating Company LLC | 56692 | Rockville 1 & 2 | VA | GOOCHLAND | 1N | Petroleum Liquids | DFO | Petroleum | 0.3 | 1995
55938 | Industrial Power Generating Company LLC | 56692 | Rockville 1 & 2 | VA | GOOCHLAND | 1O | Petroleum Liquids | DFO | Petroleum | 0.3 | 1995
55938 | Industrial Power Generating Company LLC | 56692 | Rockville 1 & 2 | VA | GOOCHLAND | 2A | Petroleum Liquids | DFO | Petroleum | 0.3 | 2000
55938 | Industrial Power Generating Company LLC | 56692 | Rockville 1 & 2 | VA | GOOCHLAND | 2B | Petroleum Liquids | DFO | Petroleum | 0.3 | 2000
55938 | Industrial Power Generating Company LLC | 56692 | Rockville 1 & 2 | VA | GOOCHLAND | 2C | Petroleum Liquids | DFO | Petroleum | 0.3 | 2000
55938 | Industrial Power Generating Company LLC | 56692 | Rockville 1 & 2 | VA | GOOCHLAND | 2D | Petroleum Liquids | DFO | Petroleum | 0.3 | 2000
55938 | Industrial Power Generating Company LLC | 56692 | Rockville 1 & 2 | VA | GOOCHLAND | 2E | Petroleum Liquids | DFO | Petroleum | 0.3 | 2000
55938 | Industrial Power Generating Company LLC | 56692 | Rockville 1 & 2 | VA | GOOCHLAND | 2F | Petroleum Liquids | DFO | Petroleum | 0.3 | 2000
55938 | Industrial Power Generating Company LLC | 56692 | Rockville 1 & 2 | VA | GOOCHLAND | 2G | Petroleum Liquids | DFO | Petroleum | 0.3 | 2000
55938 | Industrial Power Generating Company LLC | 56692 | Rockville 1 & 2 | VA | GOOCHLAND | 2H | Petroleum Liquids | DFO | Petroleum | 0.3 | 2000
55938 | Industrial Power Generating Company LLC | 56692 | Rockville 1 & 2 | VA | GOOCHLAND | 2I | Petroleum Liquids | DFO | Petroleum | 0.3 | 2000
55938 | Industrial Power Generating Company LLC | 56692 | Rockville 1 & 2 | VA | GOOCHLAND | 2J | Petroleum Liquids | DFO | Petroleum | 0.3 | 2000
55938 | Industrial Power Generating Company LLC | 56692 | Rockville 1 & 2 | VA | GOOCHLAND | 2K | Petroleum Liquids | DFO | Petroleum | 0.3 | 2000
55938 | Industrial Power Generating Company LLC | 56692 | Rockville 1 & 2 | VA | GOOCHLAND | 2L | Petroleum Liquids | DFO | Petroleum | 0.3 | 2000
55938 | Industrial Power Generating Company LLC | 56692 | Rockville 1 & 2 | VA | GOOCHLAND | 2M | Petroleum Liquids | DFO | Petroleum | 0.3 | 2000
55938 | Industrial Power Generating Company LLC | 56692 | Rockville 1 & 2 | VA | GOOCHLAND | 2N | Petroleum Liquids | DFO | Petroleum | 0.3 | 2000
55938 | Industrial Power Generating Company LLC | 56692 | Rockville 1 & 2 | VA | GOOCHLAND | 2O | Petroleum Liquids | DFO | Petroleum | 0.3 | 2000
55938 | Industrial Power Generating Company LLC | 56692 | Rockville 1 & 2 | VA | GOOCHLAND | 2P | Petroleum Liquids | DFO | Petroleum | 0.3 | 2000
55938 | Industrial Power Generating Company LLC | 56692 | Rockville 1 & 2 | VA | GOOCHLAND | 2Q | Petroleum Liquids | DFO | Petroleum | 0.3 | 2000
55938 | Industrial Power Generating Company LLC | 56692 | Rockville 1 & 2 | VA | GOOCHLAND | 2R | Petroleum Liquids | DFO | Petroleum | 0.3 | 2000
55938 | Industrial Power Generating Company LLC | 56692 | Rockville 1 & 2 | VA | GOOCHLAND | 2S | Petroleum Liquids | DFO | Petroleum | 0.3 | 2000
55938 | Industrial Power Generating Company LLC | 56692 | Rockville 1 & 2 | VA | GOOCHLAND | 2T | Petroleum Liquids | DFO | Petroleum | 0.3 | 2000
55938 | Industrial Power Generating Company LLC | 56692 | Rockville 1 & 2 | VA | GOOCHLAND | 2U | Petroleum Liquids | DFO | Petroleum | 0.3 | 2000
55938 | Industrial Power Generating Company LLC | 56693 | Virginia Beach | VA | Virginia Beach City | 1 | Landfill Gas | LFG | Biomass | 0.3 | 2001
55938 | Industrial Power Generating Company LLC | 56693 | Virginia Beach | VA | Virginia Beach City | 10 | Landfill Gas | LFG | Biomass | 0.3 | 2001
55938 | Industrial Power Generating Company LLC | 56693 | Virginia Beach | VA | Virginia Beach City | 11 | Landfill Gas | LFG | Biomass | 0.3 | 2001
55938 | Industrial Power Generating Company LLC | 56693 | Virginia Beach | VA | Virginia Beach City | 12 | Landfill Gas | LFG | Biomass | 0.3 | 2001
55938 | Industrial Power Generating Company LLC | 56693 | Virginia Beach | VA | Virginia Beach City | 13 | Landfill Gas | LFG | Biomass | 0.3 | 2001
55938 | Industrial Power Generating Company LLC | 56693 | Virginia Beach | VA | Virginia Beach City | 14 | Landfill Gas | LFG | Biomass | 0.3 | 2001
55938 | Industrial Power Generating Company LLC | 56693 | Virginia Beach | VA | Virginia Beach City | 15 | Landfill Gas | LFG | Biomass | 0.3 | 2001
55938 | Industrial Power Generating Company LLC | 56693 | Virginia Beach | VA | Virginia Beach City | 16 | Landfill Gas | LFG | Biomass | 0.3 | 2001
55938 | Industrial Power Generating Company LLC | 56693 | Virginia Beach | VA | Virginia Beach City | 17 | Landfill Gas | LFG | Biomass | 0.3 | 2001
55938 | Industrial Power Generating Company LLC | 56693 | Virginia Beach | VA | Virginia Beach City | 18 | Landfill Gas | LFG | Biomass | 0.3 | 2001
55938 | Industrial Power Generating Company LLC | 56693 | Virginia Beach | VA | Virginia Beach City | 19 | Landfill Gas | LFG | Biomass | 0.3 | 2001
55938 | Industrial Power Generating Company LLC | 56693 | Virginia Beach | VA | Virginia Beach City | 2 | Landfill Gas | LFG | Biomass | 0.3 | 2001
55938 | Industrial Power Generating Company LLC | 56693 | Virginia Beach | VA | Virginia Beach City | 20 | Landfill Gas | LFG | Biomass | 0.3 | 2001
55938 | Industrial Power Generating Company LLC | 56693 | Virginia Beach | VA | Virginia Beach City | 21 | Landfill Gas | LFG | Biomass | 0.3 | 2001
55938 | Industrial Power Generating Company LLC | 56693 | Virginia Beach | VA | Virginia Beach City | 22 | Landfill Gas | LFG | Biomass | 0.3 | 2001
55938 | Industrial Power Generating Company LLC | 56693 | Virginia Beach | VA | Virginia Beach City | 23 | Landfill Gas | LFG | Biomass | 0.3 | 2001
55938 | Industrial Power Generating Company LLC | 56693 | Virginia Beach | VA | Virginia Beach City | 24 | Landfill Gas | LFG | Biomass | 0.3 | 2001
55938 | Industrial Power Generating Company LLC | 56693 | Virginia Beach | VA | Virginia Beach City | 25 | Landfill Gas | LFG | Biomass | 0.3 | 2001
55938 | Industrial Power Generating Company LLC | 56693 | Virginia Beach | VA | Virginia Beach City | 26 | Landfill Gas | LFG | Biomass | 0.3 | 2001
55938 | Industrial Power Generating Company LLC | 56693 | Virginia Beach | VA | Virginia Beach City | 27 | Landfill Gas | LFG | Biomass | 0.3 | 2001
55938 | Industrial Power Generating Company LLC | 56693 | Virginia Beach | VA | Virginia Beach City | 28 | Landfill Gas | LFG | Biomass | 0.3 | 2001
55938 | Industrial Power Generating Company LLC | 56693 | Virginia Beach | VA | Virginia Beach City | 29 | Landfill Gas | LFG | Biomass | 0.3 | 2001
55938 | Industrial Power Generating Company LLC | 56693 | Virginia Beach | VA | Virginia Beach City | 3 | Landfill Gas | LFG | Biomass | 0.3 | 2001
55938 | Industrial Power Generating Company LLC | 56693 | Virginia Beach | VA | Virginia Beach City | 30 | Landfill Gas | LFG | Biomass | 0.3 | 2001
55938 | Industrial Power Generating Company LLC | 56693 | Virginia Beach | VA | Virginia Beach City | 31 | Landfill Gas | LFG | Biomass | 0.3 | 2001
55938 | Industrial Power Generating Company LLC | 56693 | Virginia Beach | VA | Virginia Beach City | 32 | Landfill Gas | LFG | Biomass | 0.3 | 2001
55938 | Industrial Power Generating Company LLC | 56693 | Virginia Beach | VA | Virginia Beach City | 33 | Landfill Gas | LFG | Biomass | 0.3 | 2001
55938 | Industrial Power Generating Company LLC | 56693 | Virginia Beach | VA | Virginia Beach City | 34 | Landfill Gas | LFG | Biomass | 0.3 | 2001
55938 | Industrial Power Generating Company LLC | 56693 | Virginia Beach | VA | Virginia Beach City | 35 | Landfill Gas | LFG | Biomass | 0.3 | 2001
55938 | Industrial Power Generating Company LLC | 56693 | Virginia Beach | VA | Virginia Beach City | 36 | Landfill Gas | LFG | Biomass | 0.3 | 2001
55938 | Industrial Power Generating Company LLC | 56693 | Virginia Beach | VA | Virginia Beach City | 4 | Landfill Gas | LFG | Biomass | 0.3 | 2001
55938 | Industrial Power Generating Company LLC | 56693 | Virginia Beach | VA | Virginia Beach City | 5 | Landfill Gas | LFG | Biomass | 0.3 | 2001
55938 | Industrial Power Generating Company LLC | 56693 | Virginia Beach | VA | Virginia Beach City | 6 | Landfill Gas | LFG | Biomass | 0.3 | 2001
55938 | Industrial Power Generating Company LLC | 56693 | Virginia Beach | VA | Virginia Beach City | 7 | Landfill Gas | LFG | Biomass | 0.3 | 2001
55938 | Industrial Power Generating Company LLC | 56693 | Virginia Beach | VA | Virginia Beach City | 8 | Landfill Gas | LFG | Biomass | 0.3 | 2001
55938 | Industrial Power Generating Company LLC | 56693 | Virginia Beach | VA | Virginia Beach City | 9 | Landfill Gas | LFG | Biomass | 0.3 | 2001
55939 | Columbia Basin Hydropower | 56694 | Russell D Smith | WA | Adams | 1 | Conventional Hydroelectric | WAT | Hydro | 6.1 | 1982
55939 | Columbia Basin Hydropower | 56695 | Summer Falls Power Plant | WA | Grant | 1 | Conventional Hydroelectric | WAT | Hydro | 46 | 1985
55939 | Columbia Basin Hydropower | 56695 | Summer Falls Power Plant | WA | Grant | 2 | Conventional Hydroelectric | WAT | Hydro | 46 | 1985
55939 | Columbia Basin Hydropower | 56696 | Eltopia Branch Canal 4.6 | WA | Franklin | 1 | Conventional Hydroelectric | WAT | Hydro | 2.2 | 1983
55939 | Columbia Basin Hydropower | 56697 | Potholes East Canal 66.0 | WA | Franklin | 1 | Conventional Hydroelectric | WAT | Hydro | 2.3 | 1985
55939 | Columbia Basin Hydropower | 56698 | Main Canal Headworks | WA | Grant | 1 | Conventional Hydroelectric | WAT | Hydro | 26.8 | 1987
59883 | NRG Energy Gas & Wind Holdings Inc | 56699 | Forward Windpower LLC | PA | Somerset | 1 | Onshore Wind Turbine | WND | Wind | 29.4 | 2008
59883 | NRG Energy Gas & Wind Holdings Inc | 56700 | Lookout Windpower LLC | PA | Somerset | 1 | Onshore Wind Turbine | WND | Wind | 37.8 | 2008
57249 | EPP Renewable Energy | 56701 | Haworth Water Treatment Plant | NJ | Cumberland | GEN1 | Natural Gas Internal Combustion Engine | NG | Natural Gas Peaker | 2 | 2004
57249 | EPP Renewable Energy | 56701 | Haworth Water Treatment Plant | NJ | Cumberland | GEN2 | Natural Gas Internal Combustion Engine | NG | Natural Gas Peaker | 2 | 2004
57249 | EPP Renewable Energy | 56701 | Haworth Water Treatment Plant | NJ | Cumberland | GEN3 | Natural Gas Internal Combustion Engine | NG | Natural Gas Peaker | 2 | 2004
57249 | EPP Renewable Energy | 56701 | Haworth Water Treatment Plant | NJ | Cumberland | GEN4 | Natural Gas Internal Combustion Engine | NG | Natural Gas Peaker | 2 | 2004
19281 | Turlock Irrigation District | 56702 | Tuolumne Wind Project | WA | Klickitat | WPT1 | Onshore Wind Turbine | WND | Wind | 136.3 | 2009
55941 | Northbrook Lyons Falls LLC | 56703 | Lyons Falls Hydroelectric | NY | LEWIS | 1 | Conventional Hydroelectric | WAT | Hydro | 1 | 1923
55941 | Northbrook Lyons Falls LLC | 56703 | Lyons Falls Hydroelectric | NY | LEWIS | 6 | Conventional Hydroelectric | WAT | Hydro | 1.2 | 1963
55941 | Northbrook Lyons Falls LLC | 56703 | Lyons Falls Hydroelectric | NY | LEWIS | 7 | Conventional Hydroelectric | WAT | Hydro | 1.2 | 1966
55941 | Northbrook Lyons Falls LLC | 56703 | Lyons Falls Hydroelectric | NY | LEWIS | 8 | Conventional Hydroelectric | WAT | Hydro | 1.2 | 1974
55941 | Northbrook Lyons Falls LLC | 56703 | Lyons Falls Hydroelectric | NY | LEWIS | 9 | Conventional Hydroelectric | WAT | Hydro | 0.9 | 1971
55941 | Northbrook Lyons Falls LLC | 56704 | Gouldtown | NY | Lewis | 3 | Conventional Hydroelectric | WAT | Hydro | 2 | 1953
55941 | Northbrook Lyons Falls LLC | 56705 | Kosterville | NY | Lewis | 4 | Conventional Hydroelectric | WAT | Hydro | 0.5 | 1955
55941 | Northbrook Lyons Falls LLC | 56705 | Kosterville | NY | Lewis | 5 | Conventional Hydroelectric | WAT | Hydro | 0.5 | 1958
55953 | Ampersand Chowchilla Biomass LLC | 56706 | Ampersand Chowchilla Biomass LLC | CA | Madera | AMPC | Wood/Wood Waste Biomass | WDS | Biomass | 12.5 | 2008
55952 | Merced Power LLC | 56707 | El Nido Facility | CA | MERCED | AMPC | Wood/Wood Waste Biomass | WDS | Biomass | 12.5 | 2008
6541 | Formosa Plastics Corp | 56708 | CFB Power Plant | TX | Calhoun | G2101 | Natural Gas Steam Turbine | NG | Natural Gas Peaker | 155 | 2012
6541 | Formosa Plastics Corp | 56708 | CFB Power Plant | TX | Calhoun | G2201 | Natural Gas Steam Turbine | NG | Natural Gas Peaker | 155 | 2012
56801 | Cisco | 56709 | Christoffer Wind Energy I LLC | MN | Jackson | 1 | Onshore Wind Turbine | WND | Wind | 2.1 | 2008
56801 | Cisco | 56710 | Christoffer Wind Energy II LLC | MN | Jackson | 1 | Onshore Wind Turbine | WND | Wind | 2.1 | 2008
56801 | Cisco | 56711 | Christoffer Wind Energy III LLC | MN | Jackson | 1 | Onshore Wind Turbine | WND | Wind | 2.1 | 2008
56801 | Cisco | 56712 | Christoffer Wind Energy IV LLC | MN | Jackson | 1 | Onshore Wind Turbine | WND | Wind | 2.1 | 2008
59883 | NRG Energy Gas & Wind Holdings Inc | 56750 | Jeffers Wind 20 LLC | MN | Cottonwood | 1 | Onshore Wind Turbine | WND | Wind | 50 | 2008
59883 | NRG Energy Gas & Wind Holdings Inc | 56751 | Spanish Fork Wind Park 2 LLC | UT | Utah | 1 | Onshore Wind Turbine | WND | Wind | 18.9 | 2008
59883 | NRG Energy Gas & Wind Holdings Inc | 56752 | Mountain Wind Power LLC | WY | Uinta | 1 | Onshore Wind Turbine | WND | Wind | 61 | 2008
59883 | NRG Energy Gas & Wind Holdings Inc | 56753 | Mountain Wind Power II LLC | WY | Uinta | 1 | Onshore Wind Turbine | WND | Wind | 80 | 2008
59883 | NRG Energy Gas & Wind Holdings Inc | 56754 | Goat Wind LP | TX | Sterling | 1 | Onshore Wind Turbine | WND | Wind | 80 | 2008
59883 | NRG Energy Gas & Wind Holdings Inc | 56754 | Goat Wind LP | TX | Sterling | 2 | Onshore Wind Turbine | WND | Wind | 69.6 | 2009
59883 | NRG Energy Gas & Wind Holdings Inc | 56755 | Odin Wind Farm LLC | MN | Cottonwood | 1 | Onshore Wind Turbine | WND | Wind | 20 | 2008
55958 | Capricorn Ridge Wind LLC | 56763 | Capricorn Ridge Wind LLC | TX | Sterling | 1 | Onshore Wind Turbine | WND | Wind | 149.5 | 2007
55958 | Capricorn Ridge Wind LLC | 56763 | Capricorn Ridge Wind LLC | TX | Sterling | 2 | Onshore Wind Turbine | WND | Wind | 214.5 | 2007
55958 | Capricorn Ridge Wind LLC | 56763 | Capricorn Ridge Wind LLC | TX | Sterling | 3 | Onshore Wind Turbine | WND | Wind | 186 | 2008
55958 | Capricorn Ridge Wind LLC | 56763 | Capricorn Ridge Wind LLC | TX | Sterling | 4 | Onshore Wind Turbine | WND | Wind | 112.5 | 2008
15399 | Avangrid Renewables Inc | 56764 | Winnebago Wind Power Project | IA | Winnebago | 1 | Onshore Wind Turbine | WND | Wind | 20 | 2008
15399 | Avangrid Renewables Inc | 56765 | Barton Windpower LLC | IA | Worth | 1 | Onshore Wind Turbine | WND | Wind | 28 | 2009
15399 | Avangrid Renewables Inc | 56765 | Barton Windpower LLC | IA | Worth | 2 | Onshore Wind Turbine | WND | Wind | 132 | 2009
15399 | Avangrid Renewables Inc | 56767 | Farmers City Wind LLC | MO | Atchison | 1 | Onshore Wind Turbine | WND | Wind | 146 | 2009
55961 | CalRenew-1 LLC | 56768 | CalRenew-1 | CA | Fresno | CR1 | Solar Photovoltaic | SUN | Solar PV | 5 | 2010
15399 | Avangrid Renewables Inc | 56770 | Locust Ridge II LLC | PA | Schuylkill | 1 | Onshore Wind Turbine | WND | Wind | 102 | 2009
55963 | AE Power Services LLC | 56771 | Silver Star I Wind Power Project | TX | Erath | 1 | Onshore Wind Turbine | WND | Wind | 60 | 2008
49893 | Invenergy Services LLC | 56773 | McAdoo Wind Energy LLC | TX | Dickens | 1 | Onshore Wind Turbine | WND | Wind | 150 | 2008
49893 | Invenergy Services LLC | 56774 | Turkey Track Wind Energy LLC | TX | Nolan | 1 | Onshore Wind Turbine | WND | Wind | 169.5 | 2008
49893 | Invenergy Services LLC | 56775 | Scurry County Wind II | TX | Scurry | 1 | Onshore Wind Turbine | WND | Wind | 120 | 2007
55963 | AE Power Services LLC | 56777 | Fowler Ridge Wind Farm LLC | IN | Benton | FIA | Onshore Wind Turbine | WND | Wind | 201.3 | 2009
55963 | AE Power Services LLC | 56777 | Fowler Ridge Wind Farm LLC | IN | Benton | FIB | Onshore Wind Turbine | WND | Wind | 100 | 2009
55963 | AE Power Services LLC | 56777 | Fowler Ridge Wind Farm LLC | IN | Benton | FII | Onshore Wind Turbine | WND | Wind | 200 | 2009
55963 | AE Power Services LLC | 56777 | Fowler Ridge Wind Farm LLC | IN | Benton | FIII | Onshore Wind Turbine | WND | Wind | 99 | 2009
55963 | AE Power Services LLC | 56779 | Sherbino I Wind Farm | TX | Pecos | 1 | Onshore Wind Turbine | WND | Wind | 150 | 2008
55968 | Evergreen BioPower LLC | 56781 | Evergreen BioPower LLC | OR | Linn | 1 | Wood/Wood Waste Biomass | WDS | Biomass | 21 | 2007
12199 | Montana-Dakota Utilities Co | 56782 | Diamond Willow Wind Facility | MT | FALLON | DIAW | Onshore Wind Turbine | WND | Wind | 30 | 2007
55981 | Elbow Creek Wind Project LLC | 56783 | Elbow Creek Wind Project LLC | TX | Howard | 1 | Onshore Wind Turbine | WND | Wind | 121.9 | 2008
55990 | Cloud County Windfarm, LLC | 56784 | Cloud County Wind Farm | KS | Cloud | 1 | Onshore Wind Turbine | WND | Wind | 105 | 2008
55990 | Cloud County Windfarm, LLC | 56784 | Cloud County Wind Farm | KS | Cloud | 2 | Onshore Wind Turbine | WND | Wind | 96 | 2008
55988 | Virginia Polytechnic Inst and State Unv | 56785 | Virginia Tech Power Plant | VA | MONTGOMERY | WG01 | Conventional Steam Coal | BIT | Hard Coal | 6.3 | 1976
7570 | Great River Energy | 56786 | Spiritwood Station | ND | Stutsman | 1 | Conventional Steam Coal | LIG | Lignite | 106.2 | 2014
335 | Air Liquide Large Industries U.S. LP | 56787 | Geismar Cogen | LA | Ascension | GTG | Natural Gas Fired Combustion Turbine | NG | Natural Gas Peaker | 83.9 | 2000
15399 | Avangrid Renewables Inc | 56789 | Pebble Springs Wind LLC | OR | Gilliam | 1 | Onshore Wind Turbine | WND | Wind | 98.7 | 2009
15399 | Avangrid Renewables Inc | 56790 | Hay Canyon Wind Power LLC | OR | Sherman | 1 | Onshore Wind Turbine | WND | Wind | 108 | 2009
15399 | Avangrid Renewables Inc | 56791 | Dillon Wind LLC | CA | Riverside | 1 | Onshore Wind Turbine | WND | Wind | 45 | 2008
15399 | Avangrid Renewables Inc | 56792 | Buffalo Ridge I LLC | SD | Brookings | 1 | Onshore Wind Turbine | WND | Wind | 50.4 | 2009
15399 | Avangrid Renewables Inc | 56793 | Elm Creek Wind LLC | MN | Jackson | 1 | Onshore Wind Turbine | WND | Wind | 99 | 2008
15399 | Avangrid Renewables Inc | 56794 | Moraine II Wind LLC | MN | Pipestone | 1 | Onshore Wind Turbine | WND | Wind | 49.5 | 2009
15399 | Avangrid Renewables Inc | 56795 | Penascal Wind Power LLC | TX | Kenedy | 1 | Onshore Wind Turbine | WND | Wind | 201.6 | 2009
15399 | Avangrid Renewables Inc | 56796 | South Chestnut LLC | PA | Fayette | 1 | Onshore Wind Turbine | WND | Wind | 50.4 | 2012
55992 | Pioneer Prairie Wind Farm I, LLC | 56797 | Pioneer Prairie Wind Farm | IA | Mitchell | 1 | Onshore Wind Turbine | WND | Wind | 300 | 2008
55993 | Kleen Energy Systems, LLC | 56798 | Kleen Energy Systems Project | CT | Middlesex | ST | Natural Gas Fired Combined Cycle | NG | Natural Gas Nonpeaker | 295 | 2011
55993 | Kleen Energy Systems, LLC | 56798 | Kleen Energy Systems Project | CT | Middlesex | U1 | Natural Gas Fired Combined Cycle | NG | Natural Gas Nonpeaker | 199 | 2011
55993 | Kleen Energy Systems, LLC | 56798 | Kleen Energy Systems Project | CT | Middlesex | U2 | Natural Gas Fired Combined Cycle | NG | Natural Gas Nonpeaker | 199 | 2011
9617 | JEA | 56799 | Greenland Energy Center | FL | Duval | 1 | Natural Gas Fired Combustion Turbine | NG | Natural Gas Peaker | 190.4 | 2011
9617 | JEA | 56799 | Greenland Energy Center | FL | Duval | 2 | Natural Gas Fired Combustion Turbine | NG | Natural Gas Peaker | 190.4 | 2011
8797 | Hull Municipal Light Plant | 56800 | Hull Wind II | MA | Plymouth | HW2 | Onshore Wind Turbine | WND | Wind | 1.8 | 2006
56019 | Panoche Energy Center, LLC | 56803 | Panoche Energy Center | CA | Fresno | 1 | Natural Gas Fired Combustion Turbine | NG | Natural Gas Peaker | 108 | 2009
56019 | Panoche Energy Center, LLC | 56803 | Panoche Energy Center | CA | Fresno | 2 | Natural Gas Fired Combustion Turbine | NG | Natural Gas Peaker | 108 | 2009
56019 | Panoche Energy Center, LLC | 56803 | Panoche Energy Center | CA | Fresno | 3 | Natural Gas Fired Combustion Turbine | NG | Natural Gas Peaker | 108 | 2009
56019 | Panoche Energy Center, LLC | 56803 | Panoche Energy Center | CA | Fresno | 4 | Natural Gas Fired Combustion Turbine | NG | Natural Gas Peaker | 108 | 2009
55918 | Acciona Wind Energy USA LLC | 56804 | Red Hills Wind Project LLC | OK | Roger Mills | RH | Onshore Wind Turbine | WND | Wind | 123 | 2008
55918 | Acciona Wind Energy USA LLC | 56805 | EcoGrove Wind LLC | IL | Stephenson | 1 | Onshore Wind Turbine | WND | Wind | 100.5 | 2009
56020 | NRG Cedar Bayou Development Company LLC | 56806 | Cedar Bayou 4 | TX | Chambers | 4 | Natural Gas Fired Combined Cycle | NG | Natural Gas Nonpeaker | 178.5 | 2009
56020 | NRG Cedar Bayou Development Company LLC | 56806 | Cedar Bayou 4 | TX | Chambers | 41 | Natural Gas Fired Combined Cycle | NG | Natural Gas Nonpeaker | 178.5 | 2009
56020 | NRG Cedar Bayou Development Company LLC | 56806 | Cedar Bayou 4 | TX | Chambers | 42 | Natural Gas Fired Combined Cycle | NG | Natural Gas Nonpeaker | 178.5 | 2009
19876 | Virginia Electric & Power Co | 56807 | Bear Garden | VA | Buckingham | 1A | Natural Gas Fired Combined Cycle | NG | Natural Gas Nonpeaker | 145 | 2011
19876 | Virginia Electric & Power Co | 56807 | Bear Garden | VA | Buckingham | 1B | Natural Gas Fired Combined Cycle | NG | Natural Gas Nonpeaker | 152 | 2011
19876 | Virginia Electric & Power Co | 56807 | Bear Garden | VA | Buckingham | 1C | Natural Gas Fired Combined Cycle | NG | Natural Gas Nonpeaker | 262 | 2011
19876 | Virginia Electric & Power Co | 56808 | Virginia City Hybrid Energy Center | VA | Wise | 1 | Conventional Steam Coal | BIT | Hard Coal | 668 | 2012
12341 | MidAmerican Energy Co | 56809 | Carroll Wind Farm | IA | Carroll | CWF | Onshore Wind Turbine | WND | Wind | 150 | 2008
12341 | MidAmerican Energy Co | 56810 | Adair Wind Farm | IA | Adair | AWF | Onshore Wind Turbine | WND | Wind | 174.8 | 2008
12341 | MidAmerican Energy Co | 56811 | Walnut Wind Farm | IA | Pottawattamie | WWF | Onshore Wind Turbine | WND | Wind | 153 | 2008
56023 | Arizona Solar One LLC | 56812 | Solana Generating Station | AZ | Maricopa | GEN 1 | Solar Thermal with Energy Storage | SUN | Solar THermal | 140 | 2013
56023 | Arizona Solar One LLC | 56812 | Solana Generating Station | AZ | Maricopa | GEN2 | Solar Thermal with Energy Storage | SUN | Solar THermal | 140 | 2013
56028 | MMA Fresno Power LP | 56813 | CSU Fresno Solar Project | CA | FRESNO | 1 | Solar Photovoltaic | SUN | Solar PV | 0.5 | 2007
56028 | MMA Fresno Power LP | 56813 | CSU Fresno Solar Project | CA | FRESNO | 2 | Solar Photovoltaic | SUN | Solar PV | 0.5 | 2007
56027 | MMA LA Power LP | 56814 | ELACC Photovoltaic Power Facility | CA | LOS ANGELES | PV1 | Solar Photovoltaic | SUN | Solar PV | 0.5 | 2008
56027 | MMA LA Power LP | 56814 | ELACC Photovoltaic Power Facility | CA | LOS ANGELES | PV2 | Solar Photovoltaic | SUN | Solar PV | 0.5 | 2008
56026 | MMA DAS Power | 56815 | Denver Int Airport | CO | DENVER | 1 | Solar Photovoltaic | SUN | Solar PV | 1.9 | 2008
22500 | Westar Energy Inc | 56818 | Central Plains Wind Farm | KS | Wichita | 1 | Onshore Wind Turbine | WND | Wind | 99 | 2009
22500 | Westar Energy Inc | 56819 | Flat Ridge Wind Farm | KS | Barber | 1 | Onshore Wind Turbine | WND | Wind | 50 | 2009
56033 | Hackberry Wind LLC | 56823 | Hackberry Wind Farm | TX | Shackelford | HWFG1 | Onshore Wind Turbine | WND | Wind | 165.6 | 2008
56806 | Marshall Wind | 56824 | Marshall Wind 2 LLC | MN | Lyon | 1 | Onshore Wind Turbine | WND | Wind | 4.2 | 2007
56806 | Marshall Wind | 56825 | Marshall Wind 3 LLC | MN | Lyon | 1 | Onshore Wind Turbine | WND | Wind | 4.2 | 2007
56806 | Marshall Wind | 56826 | Marshall Wind 4 LLC | MN | Lyon | 1 | Onshore Wind Turbine | WND | Wind | 4.2 | 2007
56806 | Marshall Wind | 56827 | Marshall Wind 5 LLC | MN | Lyon | 1 | Onshore Wind Turbine | WND | Wind | 2.1 | 2007
56806 | Marshall Wind | 56828 | Marshall Wind 6 LLC | MN | Lyon | 1 | Onshore Wind Turbine | WND | Wind | 2.1 | 2007
56030 | TransCanada Maine Wind Development Inc | 56829 | Kibby Wind Power Project | ME | Chain of Ponds | 1 | Onshore Wind Turbine | WND | Wind | 66 | 2009
56030 | TransCanada Maine Wind Development Inc | 56829 | Kibby Wind Power Project | ME | Chain of Ponds | 2 | Onshore Wind Turbine | WND | Wind | 66 | 2010
20860 | Wisconsin Public Service Corp | 56831 | Crane Creek Wind Energy Center | IA | Howard | 1 | Onshore Wind Turbine | WND | Wind | 99 | 2009
34691 | Ormat Nevada Inc | 56832 | North Brawley Geothermal Plant | CA | Imperial | GE1 | Geothermal | GEO | Geothermal | 16 | 2009
34691 | Ormat Nevada Inc | 56832 | North Brawley Geothermal Plant | CA | Imperial | GE2 | Geothermal | GEO | Geothermal | 16 | 2009
34691 | Ormat Nevada Inc | 56832 | North Brawley Geothermal Plant | CA | Imperial | GE3 | Geothermal | GEO | Geothermal | 16 | 2009
34691 | Ormat Nevada Inc | 56832 | North Brawley Geothermal Plant | CA | Imperial | GE4 | Geothermal | GEO | Geothermal | 16 | 2009
34691 | Ormat Nevada Inc | 56833 | OREG 1 Inc | MT | Roosevelt | CS10 | All Other | WH | Other | 7.5 | 2006
34691 | Ormat Nevada Inc | 56833 | OREG 1 Inc | MT | Roosevelt | CS11 | All Other | WH | Other | 7.5 | 2006
34691 | Ormat Nevada Inc | 56833 | OREG 1 Inc | MT | Roosevelt | CS7 | All Other | WH | Other | 7.5 | 2006
34691 | Ormat Nevada Inc | 56833 | OREG 1 Inc | MT | Roosevelt | CS9 | All Other | WH | Other | 7.5 | 2006
56046 | High Plains | 56834 | High Plains Wind Power LLC | TX | Carson | 1 | Onshore Wind Turbine | WND | Wind | 10 | 2008
56045 | EXC Wind 11 | 56835 | EXC Wind 11 LLC | TX | Moore | 1 | Onshore Wind Turbine | WND | Wind | 10 | 2008
56044 | EXC Wind 10 | 56836 | EXC Wind 10 LLC | TX | Moore | 1 | Onshore Wind Turbine | WND | Wind | 10 | 2008
56043 | EXC Wind 9 | 56837 | EXC Wind 9 LLC | TX | Moore | 1 | Onshore Wind Turbine | WND | Wind | 10 | 2008
56042 | EXC Wind 8 | 56838 | EXC Wind 8 LLC | TX | Moore | 1 | Onshore Wind Turbine | WND | Wind | 10 | 2008
56041 | EXC Wind 7 | 56839 | EXC Wind 7 LLC | TX | Moore | 1 | Onshore Wind Turbine | WND | Wind | 10 | 2008
56806 | Marshall Wind | 56840 | Marshall Wind 1 LLC | MN | Lyon | 1 | Onshore Wind Turbine | WND | Wind | 2.1 | 2007
14354 | PacifiCorp | 56841 | Glenrock | WY | Converse | 1 | Onshore Wind Turbine | WND | Wind | 103.3 | 2008
14354 | PacifiCorp | 56841 | Glenrock | WY | Converse | 2 | Onshore Wind Turbine | WND | Wind | 40.7 | 2009
14354 | PacifiCorp | 56842 | Rolling Hills | WY | Converse | 1 | Onshore Wind Turbine | WND | Wind | 103.3 | 2009
14354 | PacifiCorp | 56843 | Seven Mile Hill | WY | Carbon | 1 | Onshore Wind Turbine | WND | Wind | 103.3 | 2008
14354 | PacifiCorp | 56843 | Seven Mile Hill | WY | Carbon | 2 | Onshore Wind Turbine | WND | Wind | 20.3 | 2008
56067 | Plainfield Renewable Energy, LLC | 56847 | Plainfield Renewable Energy LLC | CT | Windham | STG | Wood/Wood Waste Biomass | WDS | Biomass | 43 | 2013
56069 | SunCoke Energy, Inc. | 56848 | Haverhill North Cogeneration Facility | OH | Scioto | SCKG1 | Other Gases | OG | Biomass | 67 | 2008
7477 | Granger Electric Co | 56850 | Lanchester Generating Station | PA | LANCASTER | 1 | Landfill Gas | LFG | Biomass | 1.6 | 2006
7477 | Granger Electric Co | 56850 | Lanchester Generating Station | PA | LANCASTER | 2 | Landfill Gas | LFG | Biomass | 1.6 | 2010
7477 | Granger Electric Co | 56851 | South Kent Generating Station | MI | KENT | 1 | Landfill Gas | LFG | Biomass | 1.6 | 2009
7477 | Granger Electric Co | 56851 | South Kent Generating Station | MI | KENT | 2 | Landfill Gas | LFG | Biomass | 1.6 | 2009
7477 | Granger Electric Co | 56852 | White Feather Generating Station | MI | BAY | 1 | Landfill Gas | LFG | Biomass | 1.6 | 2009
7477 | Granger Electric Co | 56852 | White Feather Generating Station | MI | BAY | 2 | Landfill Gas | LFG | Biomass | 1.6 | 2009
7477 | Granger Electric Co | 56853 | Trans-Jordan Generating Station | UT | SALT LAKE | 1 | Landfill Gas | LFG | Biomass | 1.6 | 2009
7477 | Granger Electric Co | 56853 | Trans-Jordan Generating Station | UT | SALT LAKE | 2 | Landfill Gas | LFG | Biomass | 1.6 | 2009
7477 | Granger Electric Co | 56853 | Trans-Jordan Generating Station | UT | SALT LAKE | 3 | Landfill Gas | LFG | Biomass | 1.6 | 2009
56073 | Wheat Field Wind Power Project LLC | 56854 | Wheat Field Wind Power Project | OR | Gilliam | GEN1 | Onshore Wind Turbine | WND | Wind | 97 | 2009
56074 | Arlington Wind Power Project LLC | 56855 | Arlington Wind Power Project | OR | Gilliam | GEN1 | Onshore Wind Turbine | WND | Wind | 103 | 2008
56075 | Rail Splitter Wind Farm LLC | 56856 | Rail Splitter Wind Farm | IL | Tazewell | GEN1 | Onshore Wind Turbine | WND | Wind | 100.5 | 2009
56072 | Marble River, LLC | 56857 | Marble River Wind Farm | NY | Clinton | GEN1 | Onshore Wind Turbine | WND | Wind | 215 | 2012
56071 | Sagebrush Power Partners, LLC | 56858 | Sagebrush Power Partners | WA | Kittitas | GEN1 | Onshore Wind Turbine | WND | Wind | 100.7 | 2010
59883 | NRG Energy Gas & Wind Holdings Inc | 56859 | Crosswind Energy Project | IA | Palo Alto | 1 | Onshore Wind Turbine | WND | Wind | 21 | 2007
59883 | NRG Energy Gas & Wind Holdings Inc | 56860 | Hardin Hilltop Wind LLC | IA | GREENE | 1 | Onshore Wind Turbine | WND | Wind | 14.7 | 2007
56105 | MMA WBF Power LP | 56862 | Bolthouse S&P and Rowen Farms Solar | CA | LOS ANGELES | 1 | Solar Photovoltaic | SUN | Solar PV | 0.3 | 2008
56105 | MMA WBF Power LP | 56862 | Bolthouse S&P and Rowen Farms Solar | CA | LOS ANGELES | 2 | Solar Photovoltaic | SUN | Solar PV | 0.3 | 2008
56105 | MMA WBF Power LP | 56862 | Bolthouse S&P and Rowen Farms Solar | CA | LOS ANGELES | 3 | Solar Photovoltaic | SUN | Solar PV | 0.3 | 2008
56105 | MMA WBF Power LP | 56862 | Bolthouse S&P and Rowen Farms Solar | CA | LOS ANGELES | 4 | Solar Photovoltaic | SUN | Solar PV | 0.3 | 2008
59828 | Solid Waste Authority of Central Ohio | 56863 | Model Gas Power Station | OH | FRANKLIN | 1 | Landfill Gas | LFG | Biomass | 1.4 | 2001
59828 | Solid Waste Authority of Central Ohio | 56863 | Model Gas Power Station | OH | FRANKLIN | 2 | Landfill Gas | LFG | Biomass | 1.4 | 2001
55858 | Energy Developments Inc | 56864 | Covel Gardens Gas Recovery | TX | BEXAR | 1 | Landfill Gas | LFG | Biomass | 1.6 | 2005
55858 | Energy Developments Inc | 56864 | Covel Gardens Gas Recovery | TX | BEXAR | 2 | Landfill Gas | LFG | Biomass | 1.6 | 2005
55858 | Energy Developments Inc | 56864 | Covel Gardens Gas Recovery | TX | BEXAR | 3 | Landfill Gas | LFG | Biomass | 1.6 | 2005
55858 | Energy Developments Inc | 56864 | Covel Gardens Gas Recovery | TX | BEXAR | 4 | Landfill Gas | LFG | Biomass | 1.6 | 2005
55858 | Energy Developments Inc | 56864 | Covel Gardens Gas Recovery | TX | BEXAR | 5 | Landfill Gas | LFG | Biomass | 1.6 | 2005
55858 | Energy Developments Inc | 56864 | Covel Gardens Gas Recovery | TX | BEXAR | 6 | Landfill Gas | LFG | Biomass | 1.6 | 2005
55858 | Energy Developments Inc | 56865 | Ottawa County Project | OH | OTTAWA | 1 | Landfill Gas | LFG | Biomass | 1.4 | 2001
55858 | Energy Developments Inc | 56865 | Ottawa County Project | OH | OTTAWA | 2 | Landfill Gas | LFG | Biomass | 1.4 | 2001
55858 | Energy Developments Inc | 56868 | Carbon Limestone | OH | Mahoning | 1 | Landfill Gas | LFG | Biomass | 1.4 | 2001
55858 | Energy Developments Inc | 56868 | Carbon Limestone | OH | Mahoning | 10 | Landfill Gas | LFG | Biomass | 1.4 | 2001
55858 | Energy Developments Inc | 56868 | Carbon Limestone | OH | Mahoning | 11 | Landfill Gas | LFG | Biomass | 1.4 | 2001
55858 | Energy Developments Inc | 56868 | Carbon Limestone | OH | Mahoning | 12 | Landfill Gas | LFG | Biomass | 1.4 | 2003
55858 | Energy Developments Inc | 56868 | Carbon Limestone | OH | Mahoning | 13 | Landfill Gas | LFG | Biomass | 1.4 | 2003
55858 | Energy Developments Inc | 56868 | Carbon Limestone | OH | Mahoning | 14 | Landfill Gas | LFG | Biomass | 1.4 | 2006
55858 | Energy Developments Inc | 56868 | Carbon Limestone | OH | Mahoning | 15 | Landfill Gas | LFG | Biomass | 1.4 | 2011
55858 | Energy Developments Inc | 56868 | Carbon Limestone | OH | Mahoning | 16 | Landfill Gas | LFG | Biomass | 1.4 | 2011
55858 | Energy Developments Inc | 56868 | Carbon Limestone | OH | Mahoning | 17 | Landfill Gas | LFG | Biomass | 1.6 | 2012
55858 | Energy Developments Inc | 56868 | Carbon Limestone | OH | Mahoning | 18 | Landfill Gas | LFG | Biomass | 1.6 | 2012
55858 | Energy Developments Inc | 56868 | Carbon Limestone | OH | Mahoning | 2 | Landfill Gas | LFG | Biomass | 1.4 | 2001
55858 | Energy Developments Inc | 56868 | Carbon Limestone | OH | Mahoning | 3 | Landfill Gas | LFG | Biomass | 1.4 | 2001
55858 | Energy Developments Inc | 56868 | Carbon Limestone | OH | Mahoning | 4 | Landfill Gas | LFG | Biomass | 1.4 | 2001
55858 | Energy Developments Inc | 56868 | Carbon Limestone | OH | Mahoning | 5 | Landfill Gas | LFG | Biomass | 1.4 | 2001
55858 | Energy Developments Inc | 56868 | Carbon Limestone | OH | Mahoning | 6 | Landfill Gas | LFG | Biomass | 1.4 | 2001
55858 | Energy Developments Inc | 56868 | Carbon Limestone | OH | Mahoning | 7 | Landfill Gas | LFG | Biomass | 1.4 | 2001
55858 | Energy Developments Inc | 56868 | Carbon Limestone | OH | Mahoning | 8 | Landfill Gas | LFG | Biomass | 1.4 | 2001
55858 | Energy Developments Inc | 56868 | Carbon Limestone | OH | Mahoning | 9 | Landfill Gas | LFG | Biomass | 1.4 | 2001
55858 | Energy Developments Inc | 56869 | Loraine County Project | OH | LORAIN | 1 | Landfill Gas | LFG | Biomass | 1.4 | 2001
55858 | Energy Developments Inc | 56869 | Loraine County Project | OH | LORAIN | 10 | Landfill Gas | LFG | Biomass | 1.6 | 2012
55858 | Energy Developments Inc | 56869 | Loraine County Project | OH | LORAIN | 11 | Landfill Gas | LFG | Biomass | 1.6 | 2012
55858 | Energy Developments Inc | 56869 | Loraine County Project | OH | LORAIN | 12 | Landfill Gas | LFG | Biomass | 1.6 | 2012
55858 | Energy Developments Inc | 56869 | Loraine County Project | OH | LORAIN | 13 | Landfill Gas | LFG | Biomass | 1.6 | 2012
55858 | Energy Developments Inc | 56869 | Loraine County Project | OH | LORAIN | 14 | Landfill Gas | LFG | Biomass | 1.6 | 2012
55858 | Energy Developments Inc | 56869 | Loraine County Project | OH | LORAIN | 15 | Landfill Gas | LFG | Biomass | 1.6 | 2012
55858 | Energy Developments Inc | 56869 | Loraine County Project | OH | LORAIN | 16 | Landfill Gas | LFG | Biomass | 1.6 | 2012
55858 | Energy Developments Inc | 56869 | Loraine County Project | OH | LORAIN | 17 | Landfill Gas | LFG | Biomass | 1.6 | 2012
55858 | Energy Developments Inc | 56869 | Loraine County Project | OH | LORAIN | 18 | Landfill Gas | LFG | Biomass | 1.6 | 2012
55858 | Energy Developments Inc | 56869 | Loraine County Project | OH | LORAIN | 2 | Landfill Gas | LFG | Biomass | 1.4 | 2001
55858 | Energy Developments Inc | 56869 | Loraine County Project | OH | LORAIN | 3 | Landfill Gas | LFG | Biomass | 1.4 | 2001
55858 | Energy Developments Inc | 56869 | Loraine County Project | OH | LORAIN | 4 | Landfill Gas | LFG | Biomass | 1.4 | 2001
55858 | Energy Developments Inc | 56869 | Loraine County Project | OH | LORAIN | 5 | Landfill Gas | LFG | Biomass | 1.4 | 2001
55858 | Energy Developments Inc | 56869 | Loraine County Project | OH | LORAIN | 6 | Landfill Gas | LFG | Biomass | 1.4 | 2001
55858 | Energy Developments Inc | 56869 | Loraine County Project | OH | LORAIN | 7 | Landfill Gas | LFG | Biomass | 1.4 | 2003
55858 | Energy Developments Inc | 56869 | Loraine County Project | OH | LORAIN | 8 | Landfill Gas | LFG | Biomass | 1.4 | 2003
55858 | Energy Developments Inc | 56869 | Loraine County Project | OH | LORAIN | 9 | Landfill Gas | LFG | Biomass | 1.6 | 2012
55858 | Energy Developments Inc | 56870 | Taylor | GA | Taylor | 1 | Landfill Gas | LFG | Biomass | 1 | 2003
55858 | Energy Developments Inc | 56870 | Taylor | GA | Taylor | 2 | Landfill Gas | LFG | Biomass | 1 | 2003
55858 | Energy Developments Inc | 56870 | Taylor | GA | Taylor | 3 | Landfill Gas | LFG | Biomass | 1 | 2003
55858 | Energy Developments Inc | 56870 | Taylor | GA | Taylor | 4 | Landfill Gas | LFG | Biomass | 1 | 2003
55858 | Energy Developments Inc | 56870 | Taylor | GA | Taylor | 5 | Landfill Gas | LFG | Biomass | 1 | 2011
55858 | Energy Developments Inc | 56870 | Taylor | GA | Taylor | 6 | Landfill Gas | LFG | Biomass | 1 | 2011
55858 | Energy Developments Inc | 56870 | Taylor | GA | Taylor | 7 | Landfill Gas | LFG | Biomass | 1 | 2011
55858 | Energy Developments Inc | 56870 | Taylor | GA | Taylor | 8 | Landfill Gas | LFG | Biomass | 1 | 2011
55858 | Energy Developments Inc | 56871 | Zion Landfill Gas to Energy Facility | IL | LAKE | 1 | Landfill Gas | LFG | Biomass | 1.4 | 2002
55858 | Energy Developments Inc | 56871 | Zion Landfill Gas to Energy Facility | IL | LAKE | 2 | Landfill Gas | LFG | Biomass | 1.4 | 2002
55858 | Energy Developments Inc | 56871 | Zion Landfill Gas to Energy Facility | IL | LAKE | 3 | Landfill Gas | LFG | Biomass | 1.4 | 2002
55858 | Energy Developments Inc | 56871 | Zion Landfill Gas to Energy Facility | IL | LAKE | 4 | Landfill Gas | LFG | Biomass | 1.4 | 2002
55858 | Energy Developments Inc | 56871 | Zion Landfill Gas to Energy Facility | IL | LAKE | 5 | Landfill Gas | LFG | Biomass | 1.4 | 2007
56081 | Southeastern Chester County Refuse Auth | 56873 | SECCRA Community Landfill | PA | Chester | 1 | Landfill Gas | LFG | Biomass | 0.9 | 2007
56081 | Southeastern Chester County Refuse Auth | 56873 | SECCRA Community Landfill | PA | Chester | 3 | Landfill Gas | LFG | Biomass | 1.6 | 2010
57170 | EDF Renewable Asset Holdings, Inc. | 56874 | Shiloh Wind Project 2 LLC | CA | Solano | TBD | Onshore Wind Turbine | WND | Wind | 150 | 2009
57170 | EDF Renewable Asset Holdings, Inc. | 56875 | Sacramento Soleil LLC | CA | Sacramento | TBD | Solar Photovoltaic | SUN | Solar PV | 1 | 2008
57170 | EDF Renewable Asset Holdings, Inc. | 56876 | Wapsipinicon Wind Project | MN | Mower | TBD | Onshore Wind Turbine | WND | Wind | 100.5 | 2009
59100 | Sunlight General Solar Fund II, LLC | 56877 | Hall's Warehouse Solar Project | NJ | Middlesex | TBD | Solar Photovoltaic | SUN | Solar PV | 1.5 | 2009
57170 | EDF Renewable Asset Holdings, Inc. | 56878 | Hoosier Wind Project LLC | IN | Benton | TBD | Onshore Wind Turbine | WND | Wind | 106 | 2009
55963 | AE Power Services LLC | 56879 | Flat Ridge Wind Energy LLC | KS | Barber | 1 | Onshore Wind Turbine | WND | Wind | 50 | 2009
34691 | Ormat Nevada Inc | 56880 | OREG 2 Inc | MT | Roosevelt | CS12 | All Other | WH | Other | 7.5 | 2009
34691 | Ormat Nevada Inc | 56880 | OREG 2 Inc | MT | Roosevelt | CS3 | All Other | WH | Other | 7.5 | 2009
34691 | Ormat Nevada Inc | 56880 | OREG 2 Inc | MT | Roosevelt | CS5 | All Other | WH | Other | 7.5 | 2009
34691 | Ormat Nevada Inc | 56880 | OREG 2 Inc | MT | Roosevelt | CS8 | All Other | WH | Other | 7.5 | 2008
57249 | EPP Renewable Energy | 56883 | Pennsauken Solar | NJ | Camden | GEN 1 | Solar Photovoltaic | SUN | Solar PV | 0.2 | 2006
57249 | EPP Renewable Energy | 56883 | Pennsauken Solar | NJ | Camden | GEN 2 | Solar Photovoltaic | SUN | Solar PV | 0.2 | 2006
57249 | EPP Renewable Energy | 56883 | Pennsauken Solar | NJ | Camden | GEN 3 | Solar Photovoltaic | SUN | Solar PV | 0.1 | 2007
57249 | EPP Renewable Energy | 56883 | Pennsauken Solar | NJ | Camden | GEN 4 | Solar Photovoltaic | SUN | Solar PV | 0.2 | 2007
57249 | EPP Renewable Energy | 56883 | Pennsauken Solar | NJ | Camden | GEN 5 | Solar Photovoltaic | SUN | Solar PV | 0.1 | 2007
57249 | EPP Renewable Energy | 56883 | Pennsauken Solar | NJ | Camden | GEN 6 | Solar Photovoltaic | SUN | Solar PV | 0.2 | 2007
57249 | EPP Renewable Energy | 56883 | Pennsauken Solar | NJ | Camden | GEN 7 | Solar Photovoltaic | SUN | Solar PV | 0.2 | 2007
57249 | EPP Renewable Energy | 56883 | Pennsauken Solar | NJ | Camden | GEN 8 | Solar Photovoltaic | SUN | Solar PV | 0.2 | 2007
57249 | EPP Renewable Energy | 56883 | Pennsauken Solar | NJ | Camden | GEN 9 | Solar Photovoltaic | SUN | Solar PV | 0.1 | 2007
57249 | EPP Renewable Energy | 56884 | Cumberland County Solid Waste Complex | NJ | Cumberland | GEN 2 | Landfill Gas | LFG | Biomass | 1.6 | 2008
57249 | EPP Renewable Energy | 56884 | Cumberland County Solid Waste Complex | NJ | Cumberland | GEN 3 | Landfill Gas | LFG | Biomass | 1.6 | 2008
57249 | EPP Renewable Energy | 56884 | Cumberland County Solid Waste Complex | NJ | Cumberland | GEN1 | Landfill Gas | LFG | Biomass | 1.6 | 2008
57249 | EPP Renewable Energy | 56887 | Cumberland County PA LFG Recovery | PA | Cumberland | GEN 1 | Landfill Gas | LFG | Biomass | 1.6 | 2009
57249 | EPP Renewable Energy | 56887 | Cumberland County PA LFG Recovery | PA | Cumberland | GEN 2 | Landfill Gas | LFG | Biomass | 1.6 | 2009
57249 | EPP Renewable Energy | 56887 | Cumberland County PA LFG Recovery | PA | Cumberland | GEN 3 | Landfill Gas | LFG | Biomass | 1.6 | 2009
57249 | EPP Renewable Energy | 56887 | Cumberland County PA LFG Recovery | PA | Cumberland | GEN 4 | Landfill Gas | LFG | Biomass | 1.6 | 2009
57249 | EPP Renewable Energy | 56888 | Warren County Solar | NJ | Warren | GEN 1 | Solar Photovoltaic | SUN | Solar PV | 0.5 | 2012
57249 | EPP Renewable Energy | 56888 | Warren County Solar | NJ | Warren | GEN 2 | Solar Photovoltaic | SUN | Solar PV | 0.5 | 2012
57249 | EPP Renewable Energy | 56888 | Warren County Solar | NJ | Warren | GEN 3 | Solar Photovoltaic | SUN | Solar PV | 0.5 | 2012
57249 | EPP Renewable Energy | 56888 | Warren County Solar | NJ | Warren | GEN 4 | Solar Photovoltaic | SUN | Solar PV | 0.5 | 2012
57249 | EPP Renewable Energy | 56889 | PPL Renewable Energy Merck Solar | NJ | Union | GEN 1 | Solar Photovoltaic | SUN | Solar PV | 1.7 | 2009
57249 | EPP Renewable Energy | 56890 | Norther Tier Landfill | PA | Bradford | GEN 1 | Landfill Gas | LFG | Biomass | 1.6 | 2009
57249 | EPP Renewable Energy | 56891 | Moretown | VT | Washington | GEN 1 | Landfill Gas | LFG | Biomass | 1.6 | 2008
57249 | EPP Renewable Energy | 56891 | Moretown | VT | Washington | GEN 2 | Landfill Gas | LFG | Biomass | 1.6 | 2008
12944 | City of Morganton - (NC) | 56892 | Silver Creek Lift Station | NC | Burke | 1255 | Petroleum Liquids | DFO | Petroleum | 0.2 | 2008
6169 | Fall River Rural Elec Coop Inc | 56893 | Chester Diversion Hydroelectric Project | ID | Fremont | 1 | Conventional Hydroelectric | WAT | Hydro | 1.2 | 2014
6169 | Fall River Rural Elec Coop Inc | 56893 | Chester Diversion Hydroelectric Project | ID | Fremont | 2 | Conventional Hydroelectric | WAT | Hydro | 1.2 | 2014
6169 | Fall River Rural Elec Coop Inc | 56893 | Chester Diversion Hydroelectric Project | ID | Fremont | 3 | Conventional Hydroelectric | WAT | Hydro | 1.2 | 2014
56100 | AMERESCO Stafford LLC | 56894 | Ameresco Stafford | VA | STAFFORD | 1 | Landfill Gas | LFG | Biomass | 1.1 | 2009
56100 | AMERESCO Stafford LLC | 56894 | Ameresco Stafford | VA | STAFFORD | 2 | Landfill Gas | LFG | Biomass | 1.1 | 2009
56101 | AMERESCO Ox Mountain Energy LLC | 56895 | Ameresco Ox Mountain | CA | San Mateo | 1 | Landfill Gas | LFG | Biomass | 1.9 | 2008
56101 | AMERESCO Ox Mountain Energy LLC | 56895 | Ameresco Ox Mountain | CA | San Mateo | 2 | Landfill Gas | LFG | Biomass | 1.9 | 2008
56101 | AMERESCO Ox Mountain Energy LLC | 56895 | Ameresco Ox Mountain | CA | San Mateo | 3 | Landfill Gas | LFG | Biomass | 1.9 | 2008
56101 | AMERESCO Ox Mountain Energy LLC | 56895 | Ameresco Ox Mountain | CA | San Mateo | 4 | Landfill Gas | LFG | Biomass | 1.9 | 2008
56101 | AMERESCO Ox Mountain Energy LLC | 56895 | Ameresco Ox Mountain | CA | San Mateo | 5 | Landfill Gas | LFG | Biomass | 1.9 | 2008
56101 | AMERESCO Ox Mountain Energy LLC | 56895 | Ameresco Ox Mountain | CA | San Mateo | 6 | Landfill Gas | LFG | Biomass | 1.9 | 2008
56102 | AMERESCO Jefferson City LLC | 56896 | Ameresco Jefferson City | MO | COLE | 1 | Landfill Gas | LFG | Biomass | 1 | 2009
56102 | AMERESCO Jefferson City LLC | 56896 | Ameresco Jefferson City | MO | COLE | 2 | Landfill Gas | LFG | Biomass | 1 | 2009
56102 | AMERESCO Jefferson City LLC | 56896 | Ameresco Jefferson City | MO | COLE | 3 | Landfill Gas | LFG | Biomass | 1 | 2009
56103 | AMERESCO Keller Canyon LLC | 56897 | Ameresco Keller Canyon | CA | CONTRA COSTA | 1 | Landfill Gas | LFG | Biomass | 1.9 | 2009
56103 | AMERESCO Keller Canyon LLC | 56897 | Ameresco Keller Canyon | CA | CONTRA COSTA | 2 | Landfill Gas | LFG | Biomass | 1.9 | 2009
56104 | AMERESCO Chiquita Canyon LLC | 56898 | Ameresco Chiquita Canyon | CA | Los Angeles | 1 | Landfill Gas | LFG | Biomass | 4.6 | 2010
56104 | AMERESCO Chiquita Canyon LLC | 56898 | Ameresco Chiquita Canyon | CA | Los Angeles | 2 | Landfill Gas | LFG | Biomass | 4.6 | 2010
6957 | Garkane Energy Coop, Inc | 56899 | IRC Generator Facility | AZ | COCONINO | 290 | Petroleum Liquids | DFO | Petroleum | 1.5 | 1986
6957 | Garkane Energy Coop, Inc | 56899 | IRC Generator Facility | AZ | COCONINO | 291 | Petroleum Liquids | DFO | Petroleum | 1.5 | 1986
14405 | Power Choice/Pepco Energy Serv | 56900 | Atlantic City Convention Center | NJ | Atlantic | 1 | Solar Photovoltaic | SUN | Solar PV | 0.5 | 2008
14405 | Power Choice/Pepco Energy Serv | 56900 | Atlantic City Convention Center | NJ | Atlantic | 2 | Solar Photovoltaic | SUN | Solar PV | 0.5 | 2008
14405 | Power Choice/Pepco Energy Serv | 56900 | Atlantic City Convention Center | NJ | Atlantic | 3 | Solar Photovoltaic | SUN | Solar PV | 0.5 | 2008
14405 | Power Choice/Pepco Energy Serv | 56900 | Atlantic City Convention Center | NJ | Atlantic | 4 | Solar Photovoltaic | SUN | Solar PV | 0.5 | 2008
55868 | Noble Wind Operations LLC | 56901 | Noble Altona Windpark LLC | NY | Clinton | 1 | Onshore Wind Turbine | WND | Wind | 97.5 | 2009
55868 | Noble Wind Operations LLC | 56902 | Noble Wethersfield Windpark LLC | NY | Wyoming | 1 | Onshore Wind Turbine | WND | Wind | 126 | 2009
55868 | Noble Wind Operations LLC | 56904 | Noble Chateaugay Windpark LLC | NY | Franklin | 1 | Onshore Wind Turbine | WND | Wind | 106.5 | 2009
55868 | Noble Wind Operations LLC | 56905 | Noble Great Plains Windpark LLC | TX | Hansford | 1 | Onshore Wind Turbine | WND | Wind | 114 | 2009
56815 | NorthWestern Energy DGGS | 56908 | Dave Gates Generating Station | MT | Deer Lodge | 1 | Natural Gas Fired Combustion Turbine | NG | Natural Gas Peaker | 67.7 | 2011
56815 | NorthWestern Energy DGGS | 56908 | Dave Gates Generating Station | MT | Deer Lodge | 2 | Natural Gas Fired Combustion Turbine | NG | Natural Gas Peaker | 67.7 | 2011
56815 | NorthWestern Energy DGGS | 56908 | Dave Gates Generating Station | MT | Deer Lodge | 3 | Natural Gas Fired Combustion Turbine | NG | Natural Gas Peaker | 67.7 | 2011
56113 | MMA GDC Power LP | 56909 | Gap Pacific Distribution Center | CA | FRESNO | 1 | Solar Photovoltaic | SUN | Solar PV | 0.3 | 2008
56113 | MMA GDC Power LP | 56909 | Gap Pacific Distribution Center | CA | FRESNO | 2 | Solar Photovoltaic | SUN | Solar PV | 0.3 | 2008
56113 | MMA GDC Power LP | 56909 | Gap Pacific Distribution Center | CA | FRESNO | 3 | Solar Photovoltaic | SUN | Solar PV | 0.3 | 2008
56113 | MMA GDC Power LP | 56909 | Gap Pacific Distribution Center | CA | FRESNO | 4 | Solar Photovoltaic | SUN | Solar PV | 0.3 | 2008
19391 | UGI Development Co | 56911 | Broad Mountain | PA | Schuylkill | GEN1 | Landfill Gas | LFG | Biomass | 5.5 | 2009
19391 | UGI Development Co | 56911 | Broad Mountain | PA | Schuylkill | GEN2 | Landfill Gas | LFG | Biomass | 5.5 | 2009
55799 | FPL Energy Langdon Wind LLC | 56912 | Langdon Wind II LLC | ND | Cavalier | GE15 | Onshore Wind Turbine | WND | Wind | 40.5 | 2008
56121 | Osceola Windpower II | 56913 | Osceola Windpower II | IA | Osceola | CL25 | Onshore Wind Turbine | WND | Wind | 50 | 2008
56127 | Orange Grove Energy LP | 56914 | Orange Grove Peaking Facility | CA | San Diego | CTG1 | Natural Gas Fired Combustion Turbine | NG | Natural Gas Peaker | 59 | 2010
56127 | Orange Grove Energy LP | 56914 | Orange Grove Peaking Facility | CA | San Diego | CTG2 | Natural Gas Fired Combustion Turbine | NG | Natural Gas Peaker | 59 | 2010
56128 | SAS Institute Inc | 56915 | SAS Solar Farm | NC | Wake | 1 | Solar Photovoltaic | SUN | Solar PV | 0.5 | 2008
56128 | SAS Institute Inc | 56915 | SAS Solar Farm | NC | Wake | 2 | Solar Photovoltaic | SUN | Solar PV | 0.5 | 2008
56128 | SAS Institute Inc | 56915 | SAS Solar Farm | NC | Wake | 3 | Solar Photovoltaic | SUN | Solar PV | 0.5 | 2010
56128 | SAS Institute Inc | 56915 | SAS Solar Farm | NC | Wake | 4 | Solar Photovoltaic | SUN | Solar PV | 0.5 | 2010
56167 | Imperial Valley Solar, LLC | 56917 | Imperial Valley Solar, LLC | CA | IMPERIAL | 1 | Solar Photovoltaic | SUN | Solar PV | 101 | 2013
56167 | Imperial Valley Solar, LLC | 56917 | Imperial Valley Solar, LLC | CA | IMPERIAL | 1A | Solar Photovoltaic | SUN | Solar PV | 64.6 | 2013
56167 | Imperial Valley Solar, LLC | 56917 | Imperial Valley Solar, LLC | CA | IMPERIAL | 1B | Solar Photovoltaic | SUN | Solar PV | 34.3 | 2014
56122 | FPL Energy Ashtabula Wind LLC | 56919 | FPL Energy Ashtabula Wind LLC | ND | Barnes | GE15 | Onshore Wind Turbine | WND | Wind | 148.5 | 2008
56215 | E ON Climate Renewables N America LLC | 56920 | EC&R Panther Creek Wind Farm I | TX | Howard | 1 | Onshore Wind Turbine | WND | Wind | 142.5 | 2008
56215 | E ON Climate Renewables N America LLC | 56921 | EC&R Panther Creek Wind Farm II | TX | Glasscock | 1 | Onshore Wind Turbine | WND | Wind | 115.5 | 2008
56431 | SunE U6 Holdings LLC | 56922 | WWRF Solar Plant | CO | Garfield | EAST | Solar Photovoltaic | SUN | Solar PV | 0.5 | 2009
56431 | SunE U6 Holdings LLC | 56922 | WWRF Solar Plant | CO | Garfield | WEST | Solar Photovoltaic | SUN | Solar PV | 1.2 | 2009
56123 | FPL Energy Crystal Lake Wind LLC | 56923 | FPL Energy Crystal Lake Wind LLC | IA | Hancock | GE15 | Onshore Wind Turbine | WND | Wind | 150 | 2008
56119 | FPL Energy Story Wind LLC | 56924 | FPL Energy Story Wind LLC | IA | Story | GE15 | Onshore Wind Turbine | WND | Wind | 150 | 2008
56124 | FPL Energy Crystal Lake Wind II LLC | 56925 | FPL Energy Crystal Lake Wind II LLC | IA | Hancock | CL25 | Onshore Wind Turbine | WND | Wind | 200 | 2009
56143 | Fairfield University | 56928 | Fairfield University CHP Plant | CT | FAIRFIELD | CHP1 | Natural Gas Fired Combustion Turbine | NG | Natural Gas Peaker | 4.5 | 2007
6452 | Florida Power & Light Co | 56929 | DeSoto Next Generation Solar Energy | FL | DeSoto | 1 | Solar Photovoltaic | SUN | Solar PV | 25 | 2009
6452 | Florida Power & Light Co | 56930 | Space Coast Next Gen Solar Energy | FL | Brevard | 1 | Solar Photovoltaic | SUN | Solar PV | 10 | 2010
56148 | Aspen Power LLC | 56931 | Aspen Biomass Power Plant | TX | Angelina | GEN7 | Wood/Wood Waste Biomass | WDS | Biomass | 44 | 2011
22040 | Washington State University | 56932 | Biotech LS 0836 | WA | Whitman | BLS1 | Petroleum Liquids | DFO | Petroleum | 1 | 2009
56159 | Threemile Canyon Wind I | 56933 | Threemile Canyon Wind I LLC | OR | Morrow | 1 | Onshore Wind Turbine | WND | Wind | 9.9 | 2009
56158 | Cassia Wind | 56934 | Cassia Wind Farm LLC | ID | Twin Falls | 1 | Onshore Wind Turbine | WND | Wind | 10.5 | 2009
56157 | Cassia Gulch | 56935 | Cassia Gulch Wind Park LLC | ID | Twin Falls | 1 | Onshore Wind Turbine | WND | Wind | 18.9 | 2009
5914 | Erie Boulevard Hydropower LP | 56936 | Brookfield Power Glen Falls Hydro | NY | Warren | GEN1 | Conventional Hydroelectric | WAT | Hydro | 2.4 | 1944
5914 | Erie Boulevard Hydropower LP | 56936 | Brookfield Power Glen Falls Hydro | NY | Warren | GEN2 | Conventional Hydroelectric | WAT | Hydro | 2 | 1957
5914 | Erie Boulevard Hydropower LP | 56936 | Brookfield Power Glen Falls Hydro | NY | Warren | GEN3 | Conventional Hydroelectric | WAT | Hydro | 2.2 | 1980
5914 | Erie Boulevard Hydropower LP | 56936 | Brookfield Power Glen Falls Hydro | NY | Warren | GEN4 | Conventional Hydroelectric | WAT | Hydro | 2.4 | 1980
5914 | Erie Boulevard Hydropower LP | 56936 | Brookfield Power Glen Falls Hydro | NY | Warren | GEN5 | Conventional Hydroelectric | WAT | Hydro | 2.8 | 1965
56175 | Fairbanks Morse Engine | 56937 | Fairbanks Morse Engine | WI | Rock | IPE | Petroleum Liquids | DFO | Petroleum | 1.5 | 1989
56183 | SunE NC Progress 1 LLC | 56938 | SunEdison LV Sutton Plant Site | NC | NEW HANOVER | NCP1 | Solar Photovoltaic | SUN | Solar PV | 1.2 | 2008
59399 | NRG Solar Blythe | 56939 | NRG Solar Blythe LLC | CA | Riverside | 1 | Solar Photovoltaic | SUN | Solar PV | 21 | 2009
49893 | Invenergy Services LLC | 56941 | Grand Ridge Wind Energy Center | IL | LaSalle | 1 | Onshore Wind Turbine | WND | Wind | 99 | 2008
49893 | Invenergy Services LLC | 56941 | Grand Ridge Wind Energy Center | IL | LaSalle | 2 | Onshore Wind Turbine | WND | Wind | 51 | 2009
49893 | Invenergy Services LLC | 56941 | Grand Ridge Wind Energy Center | IL | LaSalle | 3 | Onshore Wind Turbine | WND | Wind | 49.5 | 2009
49893 | Invenergy Services LLC | 56941 | Grand Ridge Wind Energy Center | IL | LaSalle | 4 | Onshore Wind Turbine | WND | Wind | 10.5 | 2009
49893 | Invenergy Services LLC | 56942 | Forward Wind Energy Center | WI | Dodge | 1 | Onshore Wind Turbine | WND | Wind | 99 | 2008
49893 | Invenergy Services LLC | 56942 | Forward Wind Energy Center | WI | Dodge | 2 | Onshore Wind Turbine | WND | Wind | 30 | 2009
57036 | Copper Mountain 1 LLC | 56944 | CM10 | NV | Clark | PV01 | Solar Photovoltaic | SUN | Solar PV | 10 | 2008
59883 | NRG Energy Gas & Wind Holdings Inc | 56945 | High Lonesome Mesa LLC | NM | Torrance | 1 | Onshore Wind Turbine | WND | Wind | 100 | 2009
59883 | NRG Energy Gas & Wind Holdings Inc | 56946 | Buffalo Bear LLC | OK | Harper | 1 | Onshore Wind Turbine | WND | Wind | 18.9 | 2008
59883 | NRG Energy Gas & Wind Holdings Inc | 56947 | Elkhorn Ridge Wind LLC | NE | Knox | 1 | Onshore Wind Turbine | WND | Wind | 81 | 2009
56218 | Coolidge Power LLC | 56948 | Coolidge Generation Station | AZ | PINAL | 1 | Natural Gas Fired Combustion Turbine | NG | Natural Gas Peaker | 60.5 | 2011
56218 | Coolidge Power LLC | 56948 | Coolidge Generation Station | AZ | PINAL | 10 | Natural Gas Fired Combustion Turbine | NG | Natural Gas Peaker | 60.5 | 2011
56218 | Coolidge Power LLC | 56948 | Coolidge Generation Station | AZ | PINAL | 11 | Natural Gas Fired Combustion Turbine | NG | Natural Gas Peaker | 60.5 | 2011
56218 | Coolidge Power LLC | 56948 | Coolidge Generation Station | AZ | PINAL | 12 | Natural Gas Fired Combustion Turbine | NG | Natural Gas Peaker | 60.5 | 2011
56218 | Coolidge Power LLC | 56948 | Coolidge Generation Station | AZ | PINAL | 2 | Natural Gas Fired Combustion Turbine | NG | Natural Gas Peaker | 60.5 | 2011
56218 | Coolidge Power LLC | 56948 | Coolidge Generation Station | AZ | PINAL | 3 | Natural Gas Fired Combustion Turbine | NG | Natural Gas Peaker | 60.5 | 2011
56218 | Coolidge Power LLC | 56948 | Coolidge Generation Station | AZ | PINAL | 4 | Natural Gas Fired Combustion Turbine | NG | Natural Gas Peaker | 60.5 | 2011
56218 | Coolidge Power LLC | 56948 | Coolidge Generation Station | AZ | PINAL | 5 | Natural Gas Fired Combustion Turbine | NG | Natural Gas Peaker | 60.5 | 2011
56218 | Coolidge Power LLC | 56948 | Coolidge Generation Station | AZ | PINAL | 6 | Natural Gas Fired Combustion Turbine | NG | Natural Gas Peaker | 60.5 | 2011
56218 | Coolidge Power LLC | 56948 | Coolidge Generation Station | AZ | PINAL | 7 | Natural Gas Fired Combustion Turbine | NG | Natural Gas Peaker | 60.5 | 2011
56218 | Coolidge Power LLC | 56948 | Coolidge Generation Station | AZ | PINAL | 8 | Natural Gas Fired Combustion Turbine | NG | Natural Gas Peaker | 60.5 | 2011
56218 | Coolidge Power LLC | 56948 | Coolidge Generation Station | AZ | PINAL | 9 | Natural Gas Fired Combustion Turbine | NG | Natural Gas Peaker | 60.5 | 2011
58523 | Enerdyne Power Systems Inc | 56951 | Enoree Phase II Landfill Gas Recovery | SC | GREENVILLE | 1 | Landfill Gas | LFG | Biomass | 1.6 | 2008
58523 | Enerdyne Power Systems Inc | 56951 | Enoree Phase II Landfill Gas Recovery | SC | GREENVILLE | 2 | Landfill Gas | LFG | Biomass | 1.6 | 2008
49893 | Invenergy Services LLC | 56952 | Willow Creek Energy Center | OR | Morrow | 1 | Onshore Wind Turbine | WND | Wind | 72 | 2009
49893 | Invenergy Services LLC | 56953 | High Sheldon Wind Farm | NY | Wyoming | 1 | Onshore Wind Turbine | WND | Wind | 112 | 2009
13630 | North Carolina Mun Power Agny #1 | 56954 | Gastonia Prime Power Park | NC | Gaston | 1 | Petroleum Liquids | DFO | Petroleum | 2.3 | 2008
13630 | North Carolina Mun Power Agny #1 | 56954 | Gastonia Prime Power Park | NC | Gaston | 2 | Petroleum Liquids | DFO | Petroleum | 2.3 | 2008
13630 | North Carolina Mun Power Agny #1 | 56954 | Gastonia Prime Power Park | NC | Gaston | 3 | Petroleum Liquids | DFO | Petroleum | 1.8 | 2012
13630 | North Carolina Mun Power Agny #1 | 56954 | Gastonia Prime Power Park | NC | Gaston | 4 | Petroleum Liquids | DFO | Petroleum | 1.8 | 2012
13630 | North Carolina Mun Power Agny #1 | 56954 | Gastonia Prime Power Park | NC | Gaston | 5 | Petroleum Liquids | DFO | Petroleum | 1.8 | 2013
13630 | North Carolina Mun Power Agny #1 | 56954 | Gastonia Prime Power Park | NC | Gaston | 6 | Petroleum Liquids | DFO | Petroleum | 1.8 | 2013
56222 | Bull Creek Wind LLC | 56956 | Bull Creek Wind | TX | Borden | 001 | Onshore Wind Turbine | WND | Wind | 180 | 2008
59880 | Pioneer Crossing Energy LLC | 56957 | Pioneer Crossing Energy, LLC | PA | Berks | LFG1 | Landfill Gas | LFG | Biomass | 1.6 | 2008
59880 | Pioneer Crossing Energy LLC | 56957 | Pioneer Crossing Energy, LLC | PA | Berks | LFG2 | Landfill Gas | LFG | Biomass | 1.6 | 2008
59880 | Pioneer Crossing Energy LLC | 56957 | Pioneer Crossing Energy, LLC | PA | Berks | LFG3 | Landfill Gas | LFG | Biomass | 1.6 | 2008
59880 | Pioneer Crossing Energy LLC | 56957 | Pioneer Crossing Energy, LLC | PA | Berks | LFG4 | Landfill Gas | LFG | Biomass | 1.6 | 2008
59880 | Pioneer Crossing Energy LLC | 56957 | Pioneer Crossing Energy, LLC | PA | Berks | LFG5 | Landfill Gas | LFG | Biomass | 1.6 | 2013
50158 | Innovative Energy Systems Inc | 56958 | DANC LFGTE Facility | NY | Jefferson | GEN1 | Landfill Gas | LFG | Biomass | 1.6 | 2008
50158 | Innovative Energy Systems Inc | 56958 | DANC LFGTE Facility | NY | Jefferson | GEN2 | Landfill Gas | LFG | Biomass | 1.6 | 2008
50158 | Innovative Energy Systems Inc | 56958 | DANC LFGTE Facility | NY | Jefferson | GEN3 | Landfill Gas | LFG | Biomass | 1.6 | 2008
50158 | Innovative Energy Systems Inc | 56958 | DANC LFGTE Facility | NY | Jefferson | GEN4 | Landfill Gas | LFG | Biomass | 1.6 | 2012
56273 | Duke Energy DEGS Ocotillo | 56959 | Ocotillo Windpower | TX | Howard | OWF | Onshore Wind Turbine | WND | Wind | 58.8 | 2008
56271 | Duke Energy DEGS Happy Jack | 56960 | Happy Jack Windpower Project | WY | Laramie | HJW01 | Onshore Wind Turbine | WND | Wind | 29.4 | 2008
56272 | Duke Energy DEGS Notrees | 56961 | Notrees Windpower | TX | Ector | BATT | Batteries | MWH | Other | 36 | 2012
56272 | Duke Energy DEGS Notrees | 56961 | Notrees Windpower | TX | Ector | GE | Onshore Wind Turbine | WND | Wind | 60 | 2009
56272 | Duke Energy DEGS Notrees | 56961 | Notrees Windpower | TX | Ector | VESTA | Onshore Wind Turbine | WND | Wind | 92.5 | 2009
56261 | Iredell Transmission LLC | 56962 | Iredell County LFG Facility | NC | IREDELL | 1 | Landfill Gas | LFG | Biomass | 1.6 | 2008
56261 | Iredell Transmission LLC | 56962 | Iredell County LFG Facility | NC | IREDELL | 2 | Landfill Gas | LFG | Biomass | 1.6 | 2008
56236 | West Deptford Energy LLC | 56963 | West Deptford Energy Station | NJ | Gloucester | E101 | Natural Gas Fired Combined Cycle | NG | Natural Gas Nonpeaker | 225 | 2014
56236 | West Deptford Energy LLC | 56963 | West Deptford Energy Station | NJ | Gloucester | E102 | Natural Gas Fired Combined Cycle | NG | Natural Gas Nonpeaker | 225 | 2014
56236 | West Deptford Energy LLC | 56963 | West Deptford Energy Station | NJ | Gloucester | STG1 | Natural Gas Fired Combined Cycle | NG | Natural Gas Nonpeaker | 304 | 2014
56267 | Bayonne Energy Center LLC | 56964 | Bayonne Energy Center | NJ | Hudson | GT1 | Natural Gas Fired Combustion Turbine | NG | Natural Gas Peaker | 64 | 2012
56267 | Bayonne Energy Center LLC | 56964 | Bayonne Energy Center | NJ | Hudson | GT2 | Natural Gas Fired Combustion Turbine | NG | Natural Gas Peaker | 64 | 2012
56267 | Bayonne Energy Center LLC | 56964 | Bayonne Energy Center | NJ | Hudson | GT3 | Natural Gas Fired Combustion Turbine | NG | Natural Gas Peaker | 64 | 2012
56267 | Bayonne Energy Center LLC | 56964 | Bayonne Energy Center | NJ | Hudson | GT4 | Natural Gas Fired Combustion Turbine | NG | Natural Gas Peaker | 64 | 2012
56267 | Bayonne Energy Center LLC | 56964 | Bayonne Energy Center | NJ | Hudson | GT5 | Natural Gas Fired Combustion Turbine | NG | Natural Gas Peaker | 64 | 2012
56267 | Bayonne Energy Center LLC | 56964 | Bayonne Energy Center | NJ | Hudson | GT6 | Natural Gas Fired Combustion Turbine | NG | Natural Gas Peaker | 64 | 2012
56267 | Bayonne Energy Center LLC | 56964 | Bayonne Energy Center | NJ | Hudson | GT7 | Natural Gas Fired Combustion Turbine | NG | Natural Gas Peaker | 64 | 2012
56267 | Bayonne Energy Center LLC | 56964 | Bayonne Energy Center | NJ | Hudson | GT8 | Natural Gas Fired Combustion Turbine | NG | Natural Gas Peaker | 64 | 2012
56237 | QVC Inc | 56966 | QVC Inc | NC | Edgecombe | 1 | Solar Photovoltaic | SUN | Solar PV | 1 | 2008
56804 | Echo 3 | 56967 | Butter Creek Power LLC | OR | Umatilla | 1 | Onshore Wind Turbine | WND | Wind | 5 | 2009
56804 | Echo 3 | 56968 | Big Top LLC | OR | Morrow | 1 | Onshore Wind Turbine | WND | Wind | 1.7 | 2009
56803 | Echo 2 | 56969 | Four Corners Windfarm LLC | OR | Umatilla | 1 | Onshore Wind Turbine | WND | Wind | 10 | 2009
56803 | Echo 2 | 56970 | Four Mile Canyon Windfarm LLC | OR | Morrow | 1 | Onshore Wind Turbine | WND | Wind | 10 | 2009
56802 | Echo 1 | 56971 | Oregon Trail Windfarm LLC | OR | Umatilla | 1 | Onshore Wind Turbine | WND | Wind | 9.9 | 2009
56802 | Echo 1 | 56972 | Pacific Canyon Windfarm LLC | OR | Morrow | 1 | Onshore Wind Turbine | WND | Wind | 8.3 | 2009
56802 | Echo 1 | 56973 | Sand Ranch Windfarm LLC | OR | Morrow | 1 | Onshore Wind Turbine | WND | Wind | 9.9 | 2009
56804 | Echo 3 | 56974 | Wagon Trail LLC | OR | Morrow | 1 | Onshore Wind Turbine | WND | Wind | 3.3 | 2009
56802 | Echo 1 | 56975 | Ward Butte Windfarm LLC | OR | Umatilla | 1 | Onshore Wind Turbine | WND | Wind | 6.6 | 2009
56268 | City of Rock Island | 56978 | Sears Hydroelectric Plant | IL | ROCK ISLAND | 1 | Conventional Hydroelectric | WAT | Hydro | 0.4 | 1985
56268 | City of Rock Island | 56978 | Sears Hydroelectric Plant | IL | ROCK ISLAND | 2 | Conventional Hydroelectric | WAT | Hydro | 0.4 | 1986
56268 | City of Rock Island | 56978 | Sears Hydroelectric Plant | IL | ROCK ISLAND | 3 | Conventional Hydroelectric | WAT | Hydro | 0.3 | 2010
56268 | City of Rock Island | 56978 | Sears Hydroelectric Plant | IL | ROCK ISLAND | 4 | Conventional Hydroelectric | WAT | Hydro | 0.3 | 2010
56215 | E ON Climate Renewables N America LLC | 56979 | EC&R Panther Creek Wind Farm III | TX | Sterling | 1 | Onshore Wind Turbine | WND | Wind | 199.5 | 2009
56215 | E ON Climate Renewables N America LLC | 56980 | Stony Creek Wind Farm LLC | PA | Somerset | 1 | Onshore Wind Turbine | WND | Wind | 52.5 | 2009
56215 | E ON Climate Renewables N America LLC | 56981 | Pyron Wind Farm LLC | TX | Fisher | 1 | Onshore Wind Turbine | WND | Wind | 249 | 2009
56249 | NGP Blue Mountain I LLC | 56982 | NGP Blue Mountain I LLC | NV | Humboldt | BM1 | Geothermal | GEO | Geothermal | 21.3 | 2009
56249 | NGP Blue Mountain I LLC | 56982 | NGP Blue Mountain I LLC | NV | Humboldt | BM2 | Geothermal | GEO | Geothermal | 21.3 | 2009
56249 | NGP Blue Mountain I LLC | 56982 | NGP Blue Mountain I LLC | NV | Humboldt | BM3 | Geothermal | GEO | Geothermal | 21.3 | 2009
56215 | E ON Climate Renewables N America LLC | 56983 | EC&R Papalote Creek I LLC | TX | San Patricio | 1 | Onshore Wind Turbine | WND | Wind | 180 | 2009
56215 | E ON Climate Renewables N America LLC | 56984 | Inadale Wind Farm LLC | TX | Nolan | 1 | Onshore Wind Turbine | WND | Wind | 197 | 2009
56285 | Smoky Hills Wind Project II LLC | 56985 | Smoky Hills Wind Project Phase II | KS | Lincoln | SMKII | Onshore Wind Turbine | WND | Wind | 148.5 | 2008
50158 | Innovative Energy Systems Inc | 56986 | Clinton LFGTE Facility | NY | Clinton | GEN1 | Landfill Gas | LFG | Biomass | 1.6 | 2008
50158 | Innovative Energy Systems Inc | 56986 | Clinton LFGTE Facility | NY | Clinton | GEN2 | Landfill Gas | LFG | Biomass | 1.6 | 2008
50158 | Innovative Energy Systems Inc | 56986 | Clinton LFGTE Facility | NY | Clinton | GEN3 | Landfill Gas | LFG | Biomass | 1.6 | 2008
50158 | Innovative Energy Systems Inc | 56986 | Clinton LFGTE Facility | NY | Clinton | GEN4 | Landfill Gas | LFG | Biomass | 1.6 | 2009
50158 | Innovative Energy Systems Inc | 56987 | Hyland LFGTE Facility | NY | Allegany | GEN1 | Landfill Gas | LFG | Biomass | 1.6 | 2008
50158 | Innovative Energy Systems Inc | 56987 | Hyland LFGTE Facility | NY | Allegany | GEN2 | Landfill Gas | LFG | Biomass | 1.6 | 2008
50158 | Innovative Energy Systems Inc | 56987 | Hyland LFGTE Facility | NY | Allegany | GEN3 | Landfill Gas | LFG | Biomass | 1.6 | 2008
59155 | First Wind O&M, LLC | 56989 | Stetson Wind I | ME | Washington | 1 | Onshore Wind Turbine | WND | Wind | 57 | 2009
59155 | First Wind O&M, LLC | 56990 | Rollins Wind Project | ME | Penobscot | 1 | Onshore Wind Turbine | WND | Wind | 60 | 2011
59155 | First Wind O&M, LLC | 56991 | Stetson Wind II | ME | Washington | 1 | Onshore Wind Turbine | WND | Wind | 25.5 | 2010
56284 | MF Mesa Lane LLC | 56993 | MF Mesa Lane LLC | PA | Bucks | MESA | Solar Photovoltaic | SUN | Solar PV | 3 | 2008
13781 | Northern States Power Co - Minnesota | 56994 | Grand Meadow | MN | Mower | WND67 | Onshore Wind Turbine | WND | Wind | 100.5 | 2008
17543 | South Carolina Public Service Authority | 56995 | Georgetown LFGTE | SC | Georgetown | G1 | Landfill Gas | LFG | Biomass | 1.1 | 2010
17609 | Southern California Edison Co | 56996 | Solar Photovoltaic Project #02 | CA | SAN BERNARDINO | S1A | Solar Photovoltaic | SUN | Solar PV | 0.5 | 2009
17609 | Southern California Edison Co | 56996 | Solar Photovoltaic Project #02 | CA | SAN BERNARDINO | S1B | Solar Photovoltaic | SUN | Solar PV | 0.5 | 2009
1932 | Boise-Kuna Irrigation District | 56997 | Arrowrock Hydroelectric Project | ID | Elmore | 1 | Conventional Hydroelectric | WAT | Hydro | 7.5 | 2010
1932 | Boise-Kuna Irrigation District | 56997 | Arrowrock Hydroelectric Project | ID | Elmore | 2 | Conventional Hydroelectric | WAT | Hydro | 7.5 | 2010
56771 | Black Hills Service Company LLC | 56998 | Pueblo Airport Generating Station | CO | Pueblo | 4 | Natural Gas Fired Combined Cycle | NG | Natural Gas Nonpeaker | 40 | 2012
56771 | Black Hills Service Company LLC | 56998 | Pueblo Airport Generating Station | CO | Pueblo | 43 | Natural Gas Fired Combined Cycle | NG | Natural Gas Nonpeaker | 20 | 2012
56771 | Black Hills Service Company LLC | 56998 | Pueblo Airport Generating Station | CO | Pueblo | 5 | Natural Gas Fired Combined Cycle | NG | Natural Gas Nonpeaker | 40 | 2012
56771 | Black Hills Service Company LLC | 56998 | Pueblo Airport Generating Station | CO | Pueblo | 53 | Natural Gas Fired Combined Cycle | NG | Natural Gas Nonpeaker | 20 | 2012
56771 | Black Hills Service Company LLC | 56998 | Pueblo Airport Generating Station | CO | Pueblo | 6 | Natural Gas Fired Combined Cycle | NG | Natural Gas Nonpeaker | 40 | 2012
56771 | Black Hills Service Company LLC | 56998 | Pueblo Airport Generating Station | CO | Pueblo | 7 | Natural Gas Fired Combined Cycle | NG | Natural Gas Nonpeaker | 40 | 2012
56771 | Black Hills Service Company LLC | 56998 | Pueblo Airport Generating Station | CO | Pueblo | GT1 | Natural Gas Fired Combustion Turbine | NG | Natural Gas Peaker | 100 | 2012
56771 | Black Hills Service Company LLC | 56998 | Pueblo Airport Generating Station | CO | Pueblo | GT2 | Natural Gas Fired Combustion Turbine | NG | Natural Gas Peaker | 100 | 2012
56275 | El Cajon Energy LLC | 57001 | El Cajon Energy Center | CA | San Diego | GEN1 | Natural Gas Fired Combustion Turbine | NG | Natural Gas Peaker | 49.9 | 2010
59155 | First Wind O&M, LLC | 57002 | Oakfield Wind Project | ME | Aroostook | 1 | Onshore Wind Turbine | WND | Wind | 148 | 2015
50158 | Innovative Energy Systems Inc | 57003 | Fulton LFGTE Facility | NY | Fulton | GEN1 | Landfill Gas | LFG | Biomass | 1.6 | 2010
50158 | Innovative Energy Systems Inc | 57003 | Fulton LFGTE Facility | NY | Fulton | GEN2 | Landfill Gas | LFG | Biomass | 1.6 | 2010
56294 | SunE WG113 Moreno Valley LLC | 57004 | SunEdison Walgreens Moreno Valley | CA | RIVERSIDE | 1 | Solar Photovoltaic | SUN | Solar PV | 1 | 2007
56431 | SunE U6 Holdings LLC | 57005 | Mariani Packing Vacaville Solar | CA | SOLANO | 1 | Solar Photovoltaic | SUN | Solar PV | 1 | 2008
56296 | SunE WG45 Woodland LLC | 57006 | Walgreens Woodland Distribution Center | CA | YOLO | 1 | Solar Photovoltaic | SUN | Solar PV | 1 | 2007
56297 | SunE CPA CDC2 LLC | 57007 | SunEdison Ironwood State Prison | CA | Riverside | 1 | Solar Photovoltaic | SUN | Solar PV | 1 | 2008
56431 | SunE U6 Holdings LLC | 57008 | SunEdison Procter & Gamble Oxnard | CA | Ventura | 1 | Solar Photovoltaic | SUN | Solar PV | 1 | 2009
56300 | SunE KHL55 San Bernardino LLC | 57009 | Kohls San Bernardino Solar Facility | CA | SAN BERNARDINO | 1 | Solar Photovoltaic | SUN | Solar PV | 1 | 2007
56434 | SunE M5 Holdings LLC | 57010 | SunEdison Anheuser Busch Fairfield | CA | Solano | 1 | Solar Photovoltaic | SUN | Solar PV | 1 | 2008
56302 | SunE CPA CDC1 LLC | 57011 | Chuckawalla Valley State Prison | CA | Riverside | 1 | Solar Photovoltaic | SUN | Solar PV | 1 | 2006
56434 | SunE M5 Holdings LLC | 57012 | SunEdison Walmart Apple Valley DC | CA | SAN BERNARDINO | 1 | Solar Photovoltaic | SUN | Solar PV | 1 | 2009
54842 | WM Renewable Energy LLC | 57014 | Waste Management Arden LFGTE | PA | WASHINGTON | GEN1 | Landfill Gas | LFG | Biomass | 0.8 | 2009
54842 | WM Renewable Energy LLC | 57014 | Waste Management Arden LFGTE | PA | WASHINGTON | GEN2 | Landfill Gas | LFG | Biomass | 0.8 | 2009
54842 | WM Renewable Energy LLC | 57014 | Waste Management Arden LFGTE | PA | WASHINGTON | GEN3 | Landfill Gas | LFG | Biomass | 0.8 | 2009
54842 | WM Renewable Energy LLC | 57014 | Waste Management Arden LFGTE | PA | WASHINGTON | GEN4 | Landfill Gas | LFG | Biomass | 0.8 | 2009
54842 | WM Renewable Energy LLC | 57014 | Waste Management Arden LFGTE | PA | WASHINGTON | GEN5 | Landfill Gas | LFG | Biomass | 0.8 | 2009
54842 | WM Renewable Energy LLC | 57014 | Waste Management Arden LFGTE | PA | WASHINGTON | GEN6 | Landfill Gas | LFG | Biomass | 0.8 | 2009
54842 | WM Renewable Energy LLC | 57015 | Waste Management Columbia Ridge LFGTE | OR | GILLIAM | GEN1 | Landfill Gas | LFG | Biomass | 0.8 | 2009
54842 | WM Renewable Energy LLC | 57015 | Waste Management Columbia Ridge LFGTE | OR | GILLIAM | GEN10 | Landfill Gas | LFG | Biomass | 1.6 | 2014
54842 | WM Renewable Energy LLC | 57015 | Waste Management Columbia Ridge LFGTE | OR | GILLIAM | GEN11 | Landfill Gas | LFG | Biomass | 1.6 | 2014
54842 | WM Renewable Energy LLC | 57015 | Waste Management Columbia Ridge LFGTE | OR | GILLIAM | GEN12 | Landfill Gas | LFG | Biomass | 1.6 | 2014
54842 | WM Renewable Energy LLC | 57015 | Waste Management Columbia Ridge LFGTE | OR | GILLIAM | GEN2 | Landfill Gas | LFG | Biomass | 0.8 | 2009
54842 | WM Renewable Energy LLC | 57015 | Waste Management Columbia Ridge LFGTE | OR | GILLIAM | GEN3 | Landfill Gas | LFG | Biomass | 0.8 | 2009
54842 | WM Renewable Energy LLC | 57015 | Waste Management Columbia Ridge LFGTE | OR | GILLIAM | GEN4 | Landfill Gas | LFG | Biomass | 0.8 | 2009
54842 | WM Renewable Energy LLC | 57015 | Waste Management Columbia Ridge LFGTE | OR | GILLIAM | GEN5 | Landfill Gas | LFG | Biomass | 0.8 | 2009
54842 | WM Renewable Energy LLC | 57015 | Waste Management Columbia Ridge LFGTE | OR | GILLIAM | GEN6 | Landfill Gas | LFG | Biomass | 0.8 | 2009
54842 | WM Renewable Energy LLC | 57015 | Waste Management Columbia Ridge LFGTE | OR | GILLIAM | GEN7 | Landfill Gas | LFG | Biomass | 0.8 | 2009
54842 | WM Renewable Energy LLC | 57015 | Waste Management Columbia Ridge LFGTE | OR | GILLIAM | GEN8 | Landfill Gas | LFG | Biomass | 0.8 | 2009
54842 | WM Renewable Energy LLC | 57015 | Waste Management Columbia Ridge LFGTE | OR | GILLIAM | GEN9 | Landfill Gas | LFG | Biomass | 1.6 | 2014
54842 | WM Renewable Energy LLC | 57016 | Waste Management Crossroads LFGTE | ME | SOMERSET | GEN1 | Landfill Gas | LFG | Biomass | 1.6 | 2009
54842 | WM Renewable Energy LLC | 57016 | Waste Management Crossroads LFGTE | ME | SOMERSET | GEN2 | Landfill Gas | LFG | Biomass | 1.6 | 2009
54842 | WM Renewable Energy LLC | 57017 | Spruce Ridge Gas Recovery | MN | McLeod | GEN1 | Landfill Gas | LFG | Biomass | 0.8 | 2008
54842 | WM Renewable Energy LLC | 57017 | Spruce Ridge Gas Recovery | MN | McLeod | GEN2 | Landfill Gas | LFG | Biomass | 0.8 | 2008
54842 | WM Renewable Energy LLC | 57017 | Spruce Ridge Gas Recovery | MN | McLeod | GEN3 | Landfill Gas | LFG | Biomass | 0.8 | 2008
54842 | WM Renewable Energy LLC | 57017 | Spruce Ridge Gas Recovery | MN | McLeod | GEN4 | Landfill Gas | LFG | Biomass | 0.8 | 2010
54842 | WM Renewable Energy LLC | 57018 | Waste Management Middle Peninsula LFGTE | VA | MIDDLESEX | GEN1 | Landfill Gas | LFG | Biomass | 0.8 | 2009
54842 | WM Renewable Energy LLC | 57018 | Waste Management Middle Peninsula LFGTE | VA | MIDDLESEX | GEN2 | Landfill Gas | LFG | Biomass | 0.8 | 2009
54842 | WM Renewable Energy LLC | 57018 | Waste Management Middle Peninsula LFGTE | VA | MIDDLESEX | GEN3 | Landfill Gas | LFG | Biomass | 0.8 | 2009
54842 | WM Renewable Energy LLC | 57018 | Waste Management Middle Peninsula LFGTE | VA | MIDDLESEX | GEN4 | Landfill Gas | LFG | Biomass | 0.8 | 2009
54842 | WM Renewable Energy LLC | 57018 | Waste Management Middle Peninsula LFGTE | VA | MIDDLESEX | GEN5 | Landfill Gas | LFG | Biomass | 0.8 | 2009
54842 | WM Renewable Energy LLC | 57018 | Waste Management Middle Peninsula LFGTE | VA | MIDDLESEX | GEN6 | Landfill Gas | LFG | Biomass | 0.8 | 2009
54842 | WM Renewable Energy LLC | 57018 | Waste Management Middle Peninsula LFGTE | VA | MIDDLESEX | GEN7 | Landfill Gas | LFG | Biomass | 0.8 | 2009
54842 | WM Renewable Energy LLC | 57018 | Waste Management Middle Peninsula LFGTE | VA | MIDDLESEX | GEN8 | Landfill Gas | LFG | Biomass | 0.8 | 2009
54842 | WM Renewable Energy LLC | 57019 | Riverbend Landfill | OR | YAMHILL | GEN1 | Landfill Gas | LFG | Biomass | 0.8 | 2010
54842 | WM Renewable Energy LLC | 57019 | Riverbend Landfill | OR | YAMHILL | GEN2 | Landfill Gas | LFG | Biomass | 0.8 | 2010
54842 | WM Renewable Energy LLC | 57019 | Riverbend Landfill | OR | YAMHILL | GEN3 | Landfill Gas | LFG | Biomass | 0.8 | 2010
54842 | WM Renewable Energy LLC | 57019 | Riverbend Landfill | OR | YAMHILL | GEN4 | Landfill Gas | LFG | Biomass | 0.8 | 2010
54842 | WM Renewable Energy LLC | 57019 | Riverbend Landfill | OR | YAMHILL | GEN5 | Landfill Gas | LFG | Biomass | 0.8 | 2010
54842 | WM Renewable Energy LLC | 57019 | Riverbend Landfill | OR | YAMHILL | GEN6 | Landfill Gas | LFG | Biomass | 0.8 | 2010
54842 | WM Renewable Energy LLC | 57020 | Westside Landfill Gas Recovery | TX | PARKER | GEN1 | Landfill Gas | LFG | Biomass | 1.6 | 2010
54842 | WM Renewable Energy LLC | 57020 | Westside Landfill Gas Recovery | TX | PARKER | GEN2 | Landfill Gas | LFG | Biomass | 1.6 | 2010
54842 | WM Renewable Energy LLC | 57020 | Westside Landfill Gas Recovery | TX | PARKER | GEN3 | Landfill Gas | LFG | Biomass | 1.6 | 2010
54842 | WM Renewable Energy LLC | 57021 | Waste Management Madison County LFGTE | NY | MADISON | GEN1 | Landfill Gas | LFG | Biomass | 1.6 | 2009
54842 | WM Renewable Energy LLC | 57022 | Waste Management King George LFGTE | VA | KING GEORGE | GEN1 | Landfill Gas | LFG | Biomass | 3.3 | 2010
54842 | WM Renewable Energy LLC | 57022 | Waste Management King George LFGTE | VA | KING GEORGE | GEN2 | Landfill Gas | LFG | Biomass | 3.3 | 2010
54842 | WM Renewable Energy LLC | 57022 | Waste Management King George LFGTE | VA | KING GEORGE | GEN3 | Landfill Gas | LFG | Biomass | 3.3 | 2010
54842 | WM Renewable Energy LLC | 57022 | Waste Management King George LFGTE | VA | KING GEORGE | GEN4 | Landfill Gas | LFG | Biomass | 3.3 | 2011
54842 | WM Renewable Energy LLC | 57023 | Waste Management Rolling Meadows LFGTE | KS | SHAWNEE | GEN1 | Landfill Gas | LFG | Biomass | 0.8 | 2010
54842 | WM Renewable Energy LLC | 57023 | Waste Management Rolling Meadows LFGTE | KS | SHAWNEE | GEN2 | Landfill Gas | LFG | Biomass | 0.8 | 2010
54842 | WM Renewable Energy LLC | 57023 | Waste Management Rolling Meadows LFGTE | KS | SHAWNEE | GEN3 | Landfill Gas | LFG | Biomass | 0.8 | 2010
54842 | WM Renewable Energy LLC | 57023 | Waste Management Rolling Meadows LFGTE | KS | SHAWNEE | GEN4 | Landfill Gas | LFG | Biomass | 0.8 | 2010
54842 | WM Renewable Energy LLC | 57023 | Waste Management Rolling Meadows LFGTE | KS | SHAWNEE | GEN5 | Landfill Gas | LFG | Biomass | 0.8 | 2010
54842 | WM Renewable Energy LLC | 57023 | Waste Management Rolling Meadows LFGTE | KS | SHAWNEE | GEN6 | Landfill Gas | LFG | Biomass | 0.8 | 2010
54842 | WM Renewable Energy LLC | 57023 | Waste Management Rolling Meadows LFGTE | KS | SHAWNEE | GEN7 | Landfill Gas | LFG | Biomass | 0.8 | 2010
54842 | WM Renewable Energy LLC | 57024 | Waste Management Northern Oaks LFGTE | MI | CLARE | GEN1 | Landfill Gas | LFG | Biomass | 1.6 | 2010
54842 | WM Renewable Energy LLC | 57025 | Waste Management Eco Vista LFGTE | AR | WASHINGTON | GEN1 | Landfill Gas | LFG | Biomass | 0.8 | 2010
54842 | WM Renewable Energy LLC | 57025 | Waste Management Eco Vista LFGTE | AR | WASHINGTON | GEN2 | Landfill Gas | LFG | Biomass | 0.8 | 2010
54842 | WM Renewable Energy LLC | 57025 | Waste Management Eco Vista LFGTE | AR | WASHINGTON | GEN3 | Landfill Gas | LFG | Biomass | 0.8 | 2010
54842 | WM Renewable Energy LLC | 57025 | Waste Management Eco Vista LFGTE | AR | WASHINGTON | GEN4 | Landfill Gas | LFG | Biomass | 0.8 | 2010
54842 | WM Renewable Energy LLC | 57025 | Waste Management Eco Vista LFGTE | AR | WASHINGTON | GEN5 | Landfill Gas | LFG | Biomass | 0.8 | 2010
54842 | WM Renewable Energy LLC | 57026 | Superior Landfill Gas Recovery | GA | CHATHAM | GEN 5 | Landfill Gas | LFG | Biomass | 0.8 | 2009
54842 | WM Renewable Energy LLC | 57026 | Superior Landfill Gas Recovery | GA | CHATHAM | GEN1 | Landfill Gas | LFG | Biomass | 0.8 | 2009
54842 | WM Renewable Energy LLC | 57026 | Superior Landfill Gas Recovery | GA | CHATHAM | GEN2 | Landfill Gas | LFG | Biomass | 0.8 | 2009
54842 | WM Renewable Energy LLC | 57026 | Superior Landfill Gas Recovery | GA | CHATHAM | GEN3 | Landfill Gas | LFG | Biomass | 0.8 | 2009
54842 | WM Renewable Energy LLC | 57026 | Superior Landfill Gas Recovery | GA | CHATHAM | GEN4 | Landfill Gas | LFG | Biomass | 0.8 | 2009
54842 | WM Renewable Energy LLC | 57026 | Superior Landfill Gas Recovery | GA | CHATHAM | GEN6 | Landfill Gas | LFG | Biomass | 0.8 | 2009
54842 | WM Renewable Energy LLC | 57026 | Superior Landfill Gas Recovery | GA | CHATHAM | GEN7 | Landfill Gas | LFG | Biomass | 0.8 | 2009
54842 | WM Renewable Energy LLC | 57026 | Superior Landfill Gas Recovery | GA | CHATHAM | GEN8 | Landfill Gas | LFG | Biomass | 0.8 | 2009
590 | City of Anaheim - (CA) | 57027 | Canyon Power Plant | CA | Orange | CPP1 | Natural Gas Fired Combustion Turbine | NG | Natural Gas Peaker | 50 | 2011
590 | City of Anaheim - (CA) | 57027 | Canyon Power Plant | CA | Orange | CPP2 | Natural Gas Fired Combustion Turbine | NG | Natural Gas Peaker | 50 | 2011
590 | City of Anaheim - (CA) | 57027 | Canyon Power Plant | CA | Orange | CPP3 | Natural Gas Fired Combustion Turbine | NG | Natural Gas Peaker | 50 | 2011
590 | City of Anaheim - (CA) | 57027 | Canyon Power Plant | CA | Orange | CPP4 | Natural Gas Fired Combustion Turbine | NG | Natural Gas Peaker | 50 | 2011
9191 | Idaho Power Co | 57028 | Langley Gulch Power Plant | ID | PAYETTE | GTG | Natural Gas Fired Combined Cycle | NG | Natural Gas Nonpeaker | 187 | 2012
9191 | Idaho Power Co | 57028 | Langley Gulch Power Plant | ID | PAYETTE | STG | Natural Gas Fired Combined Cycle | NG | Natural Gas Nonpeaker | 131.5 | 2012
17650 | Southern Power Co | 57029 | Cleveland Cnty Generating Facility | NC | Cleveland | 1 | Natural Gas Fired Combustion Turbine | NG | Natural Gas Peaker | 184 | 2012
17650 | Southern Power Co | 57029 | Cleveland Cnty Generating Facility | NC | Cleveland | 2 | Natural Gas Fired Combustion Turbine | NG | Natural Gas Peaker | 184 | 2012
17650 | Southern Power Co | 57029 | Cleveland Cnty Generating Facility | NC | Cleveland | 3 | Natural Gas Fired Combustion Turbine | NG | Natural Gas Peaker | 184 | 2012
17650 | Southern Power Co | 57029 | Cleveland Cnty Generating Facility | NC | Cleveland | 4 | Natural Gas Fired Combustion Turbine | NG | Natural Gas Peaker | 184 | 2012
11118 | Lockhart Power Co | 57030 | Pacolet Diesel Generation Facility | SC | SPARTANBURG | DI 1 | Petroleum Liquids | DFO | Petroleum | 1.8 | 2006
11118 | Lockhart Power Co | 57030 | Pacolet Diesel Generation Facility | SC | SPARTANBURG | DI 2 | Petroleum Liquids | DFO | Petroleum | 1.8 | 2006
11118 | Lockhart Power Co | 57030 | Pacolet Diesel Generation Facility | SC | SPARTANBURG | DI 3 | Petroleum Liquids | DFO | Petroleum | 1.8 | 2006
14232 | Otter Tail Power Co | 57031 | Luverne Wind Farm | ND | Steele | 1 | Onshore Wind Turbine | WND | Wind | 49.5 | 2009
14232 | Otter Tail Power Co | 57032 | Ashtabula Wind Energy Center | ND | Barnes | 1 | Onshore Wind Turbine | WND | Wind | 48 | 2008
14232 | Otter Tail Power Co | 57033 | Langdon Wind Energy Center | ND | Cavalier | 1 | Onshore Wind Turbine | WND | Wind | 40.5 | 2007
20737 | Willmar Municipal Utilities | 57034 | Willmar Municipal East Substation | MN | KANDIYOHI | E04 | Petroleum Liquids | DFO | Petroleum | 2 | 2000
20737 | Willmar Municipal Utilities | 57034 | Willmar Municipal East Substation | MN | KANDIYOHI | E05 | Petroleum Liquids | DFO | Petroleum | 2 | 2000
20737 | Willmar Municipal Utilities | 57034 | Willmar Municipal East Substation | MN | KANDIYOHI | E06 | Petroleum Liquids | DFO | Petroleum | 2 | 2000
20737 | Willmar Municipal Utilities | 57035 | Willmar Municipal SW Substation | MN | KANDIYOHI | SW01 | Petroleum Liquids | DFO | Petroleum | 2 | 2000
20737 | Willmar Municipal Utilities | 57035 | Willmar Municipal SW Substation | MN | KANDIYOHI | SW02 | Petroleum Liquids | DFO | Petroleum | 2 | 2000
20737 | Willmar Municipal Utilities | 57035 | Willmar Municipal SW Substation | MN | KANDIYOHI | SW03 | Petroleum Liquids | DFO | Petroleum | 2 | 2000
3522 | Chugach Electric Assn Inc | 57036 | Southcentral Power Project | AK | Anchorage | 1 | Natural Gas Fired Combined Cycle | NG | Natural Gas Nonpeaker | 48.8 | 2013
3522 | Chugach Electric Assn Inc | 57036 | Southcentral Power Project | AK | Anchorage | 2 | Natural Gas Fired Combined Cycle | NG | Natural Gas Nonpeaker | 48.8 | 2013
3522 | Chugach Electric Assn Inc | 57036 | Southcentral Power Project | AK | Anchorage | 3 | Natural Gas Fired Combined Cycle | NG | Natural Gas Nonpeaker | 48.8 | 2013
3522 | Chugach Electric Assn Inc | 57036 | Southcentral Power Project | AK | Anchorage | 4 | Natural Gas Fired Combined Cycle | NG | Natural Gas Nonpeaker | 57.5 | 2013
12686 | Mississippi Power Co | 57037 | Kemper County IGCC Project | MS | Kemper | 1A | Natural Gas Fired Combined Cycle | NG | Natural Gas Nonpeaker | 235.5 | 2014
12686 | Mississippi Power Co | 57037 | Kemper County IGCC Project | MS | Kemper | 1B | Natural Gas Fired Combined Cycle | NG | Natural Gas Nonpeaker | 235.5 | 2014
12686 | Mississippi Power Co | 57037 | Kemper County IGCC Project | MS | Kemper | 1C | Natural Gas Fired Combined Cycle | NG | Natural Gas Nonpeaker | 369 | 2014
12647 | ALLETE, Inc. | 57038 | Bison I Wind Energy Center | ND | Morton | PHS1 | Onshore Wind Turbine | WND | Wind | 36.8 | 2010
12647 | ALLETE, Inc. | 57038 | Bison I Wind Energy Center | ND | Morton | PHS2 | Onshore Wind Turbine | WND | Wind | 42.7 | 2012
14354 | PacifiCorp | 57039 | McFadden Ridge | WY | Albany | 1 | Onshore Wind Turbine | WND | Wind | 29.7 | 2009
14354 | PacifiCorp | 57040 | High Plains | WY | Albany | 1 | Onshore Wind Turbine | WND | Wind | 103.3 | 2009
14328 | Pacific Gas & Electric Co | 57041 | Vaca Dixon Solar Station | CA | Solano | 1 | Solar Photovoltaic | SUN | Solar PV | 2 | 2009
14328 | Pacific Gas & Electric Co | 57042 | CSU East Bay | CA | Alameda | 1 | Other Natural Gas | NG | Natural Gas Peaker | 1.4 | 2011
14328 | Pacific Gas & Electric Co | 57043 | SF State University | CA | San Francisco | 1 | Other Natural Gas | NG | Natural Gas Peaker | 0.2 | 2011
14328 | Pacific Gas & Electric Co | 57043 | SF State University | CA | San Francisco | 2 | Other Natural Gas | NG | Natural Gas Peaker | 1.4 | 2011
59496 | Allete Clean Energy | 57044 | Armenia Mountain Wind Farm | PA | Tioga | 1 | Onshore Wind Turbine | WND | Wind | 100.5 | 2009
55963 | AE Power Services LLC | 57045 | Rolling Thunder Wind Farm | SD | Hand | 1 | Onshore Wind Turbine | WND | Wind | 25 | 2009
772 | Archer Daniels Midland Co | 57046 | Archer Daniels Midland Columbus | NE | PLATTE | GEN1 | Conventional Steam Coal | SUB | Hard Coal | 71.4 | 2010
13781 | Northern States Power Co - Minnesota | 57047 | Nobles Wind Project | MN | NOBLES | 1 | Onshore Wind Turbine | WND | Wind | 201 | 2010
56365 | NaturEner Glacier Wind Energy 1 LLC | 57049 | NaturEner Glacier Wind Energy 1 | MT | Toole | NGW1 | Onshore Wind Turbine | WND | Wind | 106.5 | 2008
56366 | NaturEner Glacier Wind Energy 2 LLC | 57050 | NaturEner Glacier Wind Energy 2 | MT | Toole | NGW2 | Onshore Wind Turbine | WND | Wind | 103.5 | 2009
221 | Alaska Village Elec Coop, Inc | 57051 | Noatak | AK | Northwest Arctic | 5A | Petroleum Liquids | DFO | Petroleum | 0.5 | 2015
221 | Alaska Village Elec Coop, Inc | 57051 | Noatak | AK | Northwest Arctic | UNIT2 | Petroleum Liquids | DFO | Petroleum | 0.3 | 2008
221 | Alaska Village Elec Coop, Inc | 57051 | Noatak | AK | Northwest Arctic | UNIT4 | Petroleum Liquids | DFO | Petroleum | 0.5 | 2004
221 | Alaska Village Elec Coop, Inc | 57052 | Savoonga | AK | Nome | UNIT1 | Petroleum Liquids | DFO | Petroleum | 0.4 | 2008
221 | Alaska Village Elec Coop, Inc | 57052 | Savoonga | AK | Nome | UNIT2 | Petroleum Liquids | DFO | Petroleum | 0.5 | 2008
221 | Alaska Village Elec Coop, Inc | 57052 | Savoonga | AK | Nome | UNIT3 | Petroleum Liquids | DFO | Petroleum | 0.8 | 2008
221 | Alaska Village Elec Coop, Inc | 57053 | Alakanuk | AK | WADE HAMPTON | UNIT1 | Petroleum Liquids | DFO | Petroleum | 0.4 | 2008
221 | Alaska Village Elec Coop, Inc | 57053 | Alakanuk | AK | WADE HAMPTON | UNIT2 | Petroleum Liquids | DFO | Petroleum | 0.5 | 1999
221 | Alaska Village Elec Coop, Inc | 57053 | Alakanuk | AK | WADE HAMPTON | UNIT3 | Petroleum Liquids | DFO | Petroleum | 0.4 | 1993
221 | Alaska Village Elec Coop, Inc | 57053 | Alakanuk | AK | WADE HAMPTON | UNIT4 | Petroleum Liquids | DFO | Petroleum | 0.8 | 2013
221 | Alaska Village Elec Coop, Inc | 57054 | Upper Kalskag | AK | Bethel | UNIT1 | Petroleum Liquids | DFO | Petroleum | 0.2 | 2004
221 | Alaska Village Elec Coop, Inc | 57054 | Upper Kalskag | AK | Bethel | UNIT2 | Petroleum Liquids | DFO | Petroleum | 0.4 | 2004
221 | Alaska Village Elec Coop, Inc | 57054 | Upper Kalskag | AK | Bethel | UNIT3 | Petroleum Liquids | DFO | Petroleum | 0.5 | 2004
221 | Alaska Village Elec Coop, Inc | 57055 | Stebbins | AK | Nome | 1 | Petroleum Liquids | DFO | Petroleum | 0.5 | 2014
221 | Alaska Village Elec Coop, Inc | 57055 | Stebbins | AK | Nome | 2 | Petroleum Liquids | DFO | Petroleum | 0.5 | 2014
221 | Alaska Village Elec Coop, Inc | 57055 | Stebbins | AK | Nome | 3 | Petroleum Liquids | DFO | Petroleum | 0.5 | 2014
221 | Alaska Village Elec Coop, Inc | 57055 | Stebbins | AK | Nome | 4 | Petroleum Liquids | DFO | Petroleum | 0.5 | 2014
221 | Alaska Village Elec Coop, Inc | 57056 | Scammon Bay | AK | Wade Hampton | UNIT1 | Petroleum Liquids | DFO | Petroleum | 0.4 | 2004
221 | Alaska Village Elec Coop, Inc | 57056 | Scammon Bay | AK | Wade Hampton | UNIT2 | Petroleum Liquids | DFO | Petroleum | 0.4 | 2001
221 | Alaska Village Elec Coop, Inc | 57056 | Scammon Bay | AK | Wade Hampton | UNIT3 | Petroleum Liquids | DFO | Petroleum | 0.5 | 2007
221 | Alaska Village Elec Coop, Inc | 57057 | Quinhagak | AK | Bethel | UNIT1 | Petroleum Liquids | DFO | Petroleum | 0.4 | 1996
221 | Alaska Village Elec Coop, Inc | 57057 | Quinhagak | AK | Bethel | UNIT2 | Petroleum Liquids | DFO | Petroleum | 0.3 | 2002
221 | Alaska Village Elec Coop, Inc | 57057 | Quinhagak | AK | Bethel | UNIT3 | Petroleum Liquids | DFO | Petroleum | 0.4 | 1986
221 | Alaska Village Elec Coop, Inc | 57058 | Pilot Station | AK | Wade Hampton | UNIT1 | Petroleum Liquids | DFO | Petroleum | 0.4 | 1998
221 | Alaska Village Elec Coop, Inc | 57058 | Pilot Station | AK | Wade Hampton | UNIT2 | Petroleum Liquids | DFO | Petroleum | 0.5 | 2005
221 | Alaska Village Elec Coop, Inc | 57058 | Pilot Station | AK | Wade Hampton | UNIT3 | Petroleum Liquids | DFO | Petroleum | 0.3 | 2002
221 | Alaska Village Elec Coop, Inc | 57059 | Koyuk | AK | Nome | UNIT1 | Petroleum Liquids | DFO | Petroleum | 0.2 | 2005
221 | Alaska Village Elec Coop, Inc | 57059 | Koyuk | AK | Nome | UNIT2 | Petroleum Liquids | DFO | Petroleum | 0.4 | 2005
221 | Alaska Village Elec Coop, Inc | 57059 | Koyuk | AK | Nome | UNIT3 | Petroleum Liquids | DFO | Petroleum | 0.5 | 2005
221 | Alaska Village Elec Coop, Inc | 57060 | Elim | AK | Nome | UNIT1 | Petroleum Liquids | DFO | Petroleum | 0.2 | 2003
221 | Alaska Village Elec Coop, Inc | 57060 | Elim | AK | Nome | UNIT2 | Petroleum Liquids | DFO | Petroleum | 0.4 | 2003
221 | Alaska Village Elec Coop, Inc | 57060 | Elim | AK | Nome | UNIT3 | Petroleum Liquids | DFO | Petroleum | 1 | 2003
221 | Alaska Village Elec Coop, Inc | 57061 | St. Michael | AK | Nome | 4 | Petroleum Liquids | DFO | Petroleum | 0.7 | 2015
221 | Alaska Village Elec Coop, Inc | 57062 | Gambell | AK | Nome | 1A | Petroleum Liquids | DFO | Petroleum | 0.3 | 2006
221 | Alaska Village Elec Coop, Inc | 57062 | Gambell | AK | Nome | UNIT2 | Petroleum Liquids | DFO | Petroleum | 0.5 | 2006
221 | Alaska Village Elec Coop, Inc | 57062 | Gambell | AK | Nome | UNIT3 | Petroleum Liquids | DFO | Petroleum | 0.8 | 2006
221 | Alaska Village Elec Coop, Inc | 57063 | Shungnak | AK | Northwest Arctic | UNIT1 | Petroleum Liquids | DFO | Petroleum | 0.2 | 1991
221 | Alaska Village Elec Coop, Inc | 57063 | Shungnak | AK | Northwest Arctic | UNIT2 | Petroleum Liquids | DFO | Petroleum | 0.3 | 1984
221 | Alaska Village Elec Coop, Inc | 57063 | Shungnak | AK | Northwest Arctic | UNIT3 | Petroleum Liquids | DFO | Petroleum | 0.3 | 1998
221 | Alaska Village Elec Coop, Inc | 57063 | Shungnak | AK | Northwest Arctic | UNIT4 | Petroleum Liquids | DFO | Petroleum | 0.4 | 1991
221 | Alaska Village Elec Coop, Inc | 57064 | Kotlik | AK | Wade Hampton | UNIT1 | Petroleum Liquids | DFO | Petroleum | 0.3 | 2007
221 | Alaska Village Elec Coop, Inc | 57064 | Kotlik | AK | Wade Hampton | UNIT2 | Petroleum Liquids | DFO | Petroleum | 0.3 | 2007
221 | Alaska Village Elec Coop, Inc | 57064 | Kotlik | AK | Wade Hampton | UNIT3 | Petroleum Liquids | DFO | Petroleum | 0.4 | 2007
221 | Alaska Village Elec Coop, Inc | 57064 | Kotlik | AK | Wade Hampton | UNIT4 | Petroleum Liquids | DFO | Petroleum | 0.4 | 2007
221 | Alaska Village Elec Coop, Inc | 57065 | Kivalina | AK | Northwest Arctic | UNIT1 | Petroleum Liquids | DFO | Petroleum | 0.2 | 1996
221 | Alaska Village Elec Coop, Inc | 57065 | Kivalina | AK | Northwest Arctic | UNIT2 | Petroleum Liquids | DFO | Petroleum | 0.3 | 1977
221 | Alaska Village Elec Coop, Inc | 57065 | Kivalina | AK | Northwest Arctic | UNIT3 | Petroleum Liquids | DFO | Petroleum | 0.2 | 1990
221 | Alaska Village Elec Coop, Inc | 57065 | Kivalina | AK | Northwest Arctic | UNIT4 | Petroleum Liquids | DFO | Petroleum | 0.4 | 2004
221 | Alaska Village Elec Coop, Inc | 57066 | Kasigluk | AK | Bethel | 5A | Petroleum Liquids | DFO | Petroleum | 0.7 | 2004
221 | Alaska Village Elec Coop, Inc | 57066 | Kasigluk | AK | Bethel | UNIT1 | Petroleum Liquids | DFO | Petroleum | 0.4 | 2006
221 | Alaska Village Elec Coop, Inc | 57066 | Kasigluk | AK | Bethel | UNIT2 | Petroleum Liquids | DFO | Petroleum | 0.5 | 2006
221 | Alaska Village Elec Coop, Inc | 57067 | Toksook Bay | AK | Bethel | UNIT1 | Petroleum Liquids | DFO | Petroleum | 0.4 | 2005
221 | Alaska Village Elec Coop, Inc | 57067 | Toksook Bay | AK | Bethel | UNIT2 | Petroleum Liquids | DFO | Petroleum | 0.5 | 2005
221 | Alaska Village Elec Coop, Inc | 57067 | Toksook Bay | AK | Bethel | UNIT3 | Petroleum Liquids | DFO | Petroleum | 0.8 | 2005
56354 | GenConn Middletown LLC | 57068 | GenConn Middletown LLC | CT | Middlesex | 12 | Petroleum Liquids | KER | Petroleum | 60.5 | 2011
56354 | GenConn Middletown LLC | 57068 | GenConn Middletown LLC | CT | Middlesex | 13 | Petroleum Liquids | KER | Petroleum | 60.5 | 2011
56354 | GenConn Middletown LLC | 57068 | GenConn Middletown LLC | CT | Middlesex | 14 | Petroleum Liquids | KER | Petroleum | 60.5 | 2011
56354 | GenConn Middletown LLC | 57068 | GenConn Middletown LLC | CT | Middlesex | 15 | Petroleum Liquids | KER | Petroleum | 60.5 | 2011
56353 | Twin Cities Hydro LLC | 57069 | Twin Cities Hydro LLC | MN | Ramsey | 1 | Conventional Hydroelectric | WAT | Hydro | 4.5 | 1924
56353 | Twin Cities Hydro LLC | 57069 | Twin Cities Hydro LLC | MN | Ramsey | 2 | Conventional Hydroelectric | WAT | Hydro | 4.5 | 1924
56353 | Twin Cities Hydro LLC | 57069 | Twin Cities Hydro LLC | MN | Ramsey | 3 | Conventional Hydroelectric | WAT | Hydro | 4.5 | 1924
56353 | Twin Cities Hydro LLC | 57069 | Twin Cities Hydro LLC | MN | Ramsey | 4 | Conventional Hydroelectric | WAT | Hydro | 4.5 | 1924
56352 | GenConn Devon LLC | 57070 | GenConn Devon LLC | CT | New Haven | 15 | Petroleum Liquids | KER | Petroleum | 60.5 | 2010
56352 | GenConn Devon LLC | 57070 | GenConn Devon LLC | CT | New Haven | 16 | Petroleum Liquids | KER | Petroleum | 60.5 | 2010
56352 | GenConn Devon LLC | 57070 | GenConn Devon LLC | CT | New Haven | 17 | Petroleum Liquids | KER | Petroleum | 60.5 | 2010
56352 | GenConn Devon LLC | 57070 | GenConn Devon LLC | CT | New Haven | 18 | Petroleum Liquids | KER | Petroleum | 60.5 | 2010
56351 | Denton Power LLC | 57071 | Denton Power LLC | TX | Denton | 1 | Landfill Gas | LFG | Biomass | 1.6 | 2008
56364 | United States Steel Granite City Works | 57072 | Granite City Works | IL | Madison | G-1 | Other Gases | BFG | Biomass | 78 | 2010
57499 | NRG Energy Services | 57073 | Ivanpah 2 | CA | San Bernardino | ST1 | Solar Thermal without Energy Storage | SUN | Solar Thermal | 133.4 | 2013
57499 | NRG Energy Services | 57074 | Ivanpah 1 | CA | San Bernardino | ST1 | Solar Thermal without Energy Storage | SUN | Solar Thermal | 133 | 2013
57499 | NRG Energy Services | 57075 | Ivanpah 3 | CA | San Bernardino | ST1 | Solar Thermal without Energy Storage | SUN | Solar Thermal | 133.4 | 2013
56367 | Columbus Water Works | 57076 | South Columbus Water Resource Facility | GA | Muscogee | GEN1 | Other Waste Biomass | OBG | Biomass | 1.8 | 2010
56367 | Columbus Water Works | 57076 | South Columbus Water Resource Facility | GA | Muscogee | GEN2 | Other Waste Biomass | OBG | Biomass | 1.8 | 2010
59155 | First Wind O&M, LLC | 57078 | Steel Winds II | NY | Erie | 1 | Onshore Wind Turbine | WND | Wind | 15 | 2012
59155 | First Wind O&M, LLC | 57079 | Milford Wind Corridor I LLC | UT | Beaver | 1 | Onshore Wind Turbine | WND | Wind | 203.5 | 2009
59155 | First Wind O&M, LLC | 57080 | Sheffield Wind | VT | Caledonia | 1 | Onshore Wind Turbine | WND | Wind | 40 | 2011
56610 | Calpine Vineland Solar LLC | 57081 | Calpine Vineland Solar LLC | NJ | Cumberland | CVS1 | Solar Photovoltaic | SUN | Solar PV | 2.3 | 2009
56610 | Calpine Vineland Solar LLC | 57081 | Calpine Vineland Solar LLC | NJ | Cumberland | CVS2 | Solar Photovoltaic | SUN | Solar PV | 1.8 | 2009
59155 | First Wind O&M, LLC | 57082 | Kaheawa Wind Power II LLC | HI | Maui | 1 | Onshore Wind Turbine | WND | Wind | 21 | 2012
59155 | First Wind O&M, LLC | 57082 | Kaheawa Wind Power II LLC | HI | Maui | 2 | Batteries | MWH | Other | 10 | 2012
59155 | First Wind O&M, LLC | 57083 | Bull Hill Wind Project | ME | Hancock | 1 | Onshore Wind Turbine | WND | Wind | 34.5 | 2012
213 | Alaska Electric Light&Power Co | 57085 | Lake Dorothy Hydroelectric Project | AK | JUNEAU | 1 | Conventional Hydroelectric | WAT | Hydro | 14.3 | 2009
59155 | First Wind O&M, LLC | 57087 | Kahuku Wind Power LLC | HI | Honolulu | 1 | Onshore Wind Turbine | WND | Wind | 30 | 2011
56378 | Duke Energy DEGS Campbell Hill | 57090 | Campbell Hill Windpower | WY | Converse | CHWF | Onshore Wind Turbine | WND | Wind | 99 | 2009
56377 | Duke Energy DEGS Silver Sage Wndpwr LLC | 57091 | Silver Sage Windpower | WY | Laramie | SSW01 | Onshore Wind Turbine | WND | Wind | 42 | 2009
56394 | Chevron USA | 57093 | Casper Wind Farm | WY | Natrona | CWGT | Onshore Wind Turbine | WND | Wind | 17 | 2009
15399 | Avangrid Renewables Inc | 57094 | Streator Cayuga Ridge South | IL | Livingston | 1 | Onshore Wind Turbine | WND | Wind | 300 | 2010
15399 | Avangrid Renewables Inc | 57095 | Penascal II Wind Project LLC | TX | Kenedy | 1 | Onshore Wind Turbine | WND | Wind | 201 | 2010
15399 | Avangrid Renewables Inc | 57096 | Star Point Wind Project LLC | OR | Sherman | 1 | Onshore Wind Turbine | WND | Wind | 98.7 | 2010
15399 | Avangrid Renewables Inc | 57097 | Rugby Wind Power Project | ND | Pierce | 1 | Onshore Wind Turbine | WND | Wind | 149 | 2009
15399 | Avangrid Renewables Inc | 57098 | Dry Lake Wind LLC | AZ | Navajo | 1 | Onshore Wind Turbine | WND | Wind | 63 | 2009
59348 | WestRock (WA) | 57099 | WestRock (WA) | WA | Pierce | STG1 | Wood/Wood Waste Biomass | BLQ | Biomass | 64 | 2009
56396 | J&A-Santa Maria LLC | 57100 | Santa Maria LFG Power Plant | CA | Santa Barbara | EN01 | Landfill Gas | LFG | Biomass | 1.1 | 2008
56397 | J&A-Santa Maria II LLC | 57101 | J&A-Santa Maria II LLC | CA | Santa Barbara | 1 | Landfill Gas | LFG | Biomass | 1.4 | 2010
56395 | J&A-Whittier LLC | 57102 | Whittier LFG Power Plant #1 | CA | Los Angeles | EN01 | Landfill Gas | LFG | Biomass | 1.1 | 2006
56395 | J&A-Whittier LLC | 57102 | Whittier LFG Power Plant #1 | CA | Los Angeles | EN02 | Landfill Gas | LFG | Biomass | 1.1 | 2010
56406 | Newark America | 57103 | Newark America Mill | MA | WORCESTER | 1 | Natural Gas Steam Turbine | NG | Natural Gas Peaker | 6.3 | 2007
56410 | Mesalands Community College | 57106 | Mesalands Comm College Wind Turbine | NM | QUAY | 1 | Onshore Wind Turbine | WND | Wind | 1.5 | 2008
56409 | Milford Wind Corridor Stage II LLC | 57107 | Milford Wind Corridor Stage II LLC | UT | Beaver | 1 | Onshore Wind Turbine | WND | Wind | 102 | 2011
56416 | Blue Canyon Windpower V LLC | 57108 | Blue Canyon Windpower V LLC | OK | Caddo | GEN 1 | Onshore Wind Turbine | WND | Wind | 99 | 2009
56417 | Meadow Lake Wind Farm LLC | 57109 | Meadow Lake Wind Farm LLC | IN | White | GEN 1 | Onshore Wind Turbine | WND | Wind | 199.7 | 2009
56418 | Blackstone Wind Farm LLC | 57110 | Blackstone Wind Farm LLC | IL | Livingston | GEN 1 | Onshore Wind Turbine | WND | Wind | 102 | 2009
56419 | Lost Lakes Wind Farm LLC | 57111 | Lost Lakes Wind Farm LLC | IA | Dickinson | GEN 1 | Onshore Wind Turbine | WND | Wind | 100 | 2009
56420 | Meadow Lake Wind Farm II LLC | 57112 | Meadow Lake Wind Farm II LLC | IN | White | GEN1 | Onshore Wind Turbine | WND | Wind | 99 | 2010
56421 | Blackstone Wind Farm II LLC | 57113 | Blackstone Wind Farm II LLC | IL | Livingston | GEN 1 | Onshore Wind Turbine | WND | Wind | 200 | 2010
56423 | Meadow Lake Wind Farm III LLC | 57115 | Meadow Lake Wind Farm III LLC | IN | White | GEN 1 | Onshore Wind Turbine | WND | Wind | 103.5 | 2010
56246 | Greensburg | 57118 | Greensburg Wind Farm LLC | KS | Kiowa | GEN 1 | Onshore Wind Turbine | WND | Wind | 12.5 | 2010
56413 | Koda Energy LLC | 57119 | Koda Biomass Plant | MN | SCOTT | 2222 | Other Waste Biomass | AB | Biomass | 23.4 | 2009
56415 | Wilton Wind II LLC | 57120 | Wilton Wind II LLC | ND | Burleigh | 1 | Onshore Wind Turbine | WND | Wind | 49.5 | 2009
56414 | Ashtabula Wind II LLC | 57121 | Ashtabula Wind II LLC | ND | Steele | 1 | Onshore Wind Turbine | WND | Wind | 120 | 2009
56427 | University of California Irvine | 57122 | UCI Facilities Management Central Plant | CA | Orange | CTG1 | Natural Gas Fired Combined Cycle | NG | Natural Gas Nonpeaker | 13.5 | 2007
56427 | University of California Irvine | 57122 | UCI Facilities Management Central Plant | CA | Orange | STG1 | Natural Gas Fired Combined Cycle | NG | Natural Gas Nonpeaker | 5.5 | 2007
56355 | LES Project Holdings LLC | 57123 | Trail Ridge Landfill Gas Recovery | FL | DUVAL | 1 | Landfill Gas | LFG | Biomass | 1.6 | 2008
56355 | LES Project Holdings LLC | 57123 | Trail Ridge Landfill Gas Recovery | FL | DUVAL | 2 | Landfill Gas | LFG | Biomass | 1.6 | 2008
56355 | LES Project Holdings LLC | 57123 | Trail Ridge Landfill Gas Recovery | FL | DUVAL | 3 | Landfill Gas | LFG | Biomass | 1.6 | 2008
56355 | LES Project Holdings LLC | 57123 | Trail Ridge Landfill Gas Recovery | FL | DUVAL | 4 | Landfill Gas | LFG | Biomass | 1.6 | 2008
56355 | LES Project Holdings LLC | 57123 | Trail Ridge Landfill Gas Recovery | FL | DUVAL | 5 | Landfill Gas | LFG | Biomass | 1.6 | 2008
56355 | LES Project Holdings LLC | 57123 | Trail Ridge Landfill Gas Recovery | FL | DUVAL | 6 | Landfill Gas | LFG | Biomass | 1.6 | 2008
56592 | Idaho Wind Partners 1 LLC | 57124 | Payne's Ferry | ID | Twin Falls | PFWP | Onshore Wind Turbine | WND | Wind | 21 | 2010
56592 | Idaho Wind Partners 1 LLC | 57125 | Camp Reed | ID | Elmore | CRWP | Onshore Wind Turbine | WND | Wind | 22.5 | 2010
56592 | Idaho Wind Partners 1 LLC | 57126 | Yahoo Creek | ID | Twin Falls | YCWP | Onshore Wind Turbine | WND | Wind | 21 | 2010
56440 | G2 Energy LLC | 57128 | G2 Energy Marion LLC | FL | Marion | 357 | Landfill Gas | LFG | Biomass | 1.6 | 2009
56440 | G2 Energy LLC | 57128 | G2 Energy Marion LLC | FL | Marion | 358 | Landfill Gas | LFG | Biomass | 1.6 | 2009
56440 | G2 Energy LLC | 57128 | G2 Energy Marion LLC | FL | Marion | 360 | Landfill Gas | LFG | Biomass | 0.8 | 2010
56439 | Beaver Ridge Wind LLC | 57130 | Beaver Ridge Wind | ME | Waldo | BR1 | Onshore Wind Turbine | WND | Wind | 4.5 | 2008
56437 | Heritage Stoney Corners Wind Farm I LLC | 57131 | Stoney Corners Wind Farm | MI | Missaukee | SCWF1 | Onshore Wind Turbine | WND | Wind | 60 | 2009
56469 | Enbridge G & P (Oklahoma) LP | 57132 | Nine Mile Gas Processing Plant | OK | Dewey | 1 | Natural Gas Internal Combustion Engine | NG | Natural Gas Peaker | 2.8 | 2001
56469 | Enbridge G & P (Oklahoma) LP | 57132 | Nine Mile Gas Processing Plant | OK | Dewey | 2 | Natural Gas Internal Combustion Engine | NG | Natural Gas Peaker | 2.8 | 2001
56469 | Enbridge G & P (Oklahoma) LP | 57132 | Nine Mile Gas Processing Plant | OK | Dewey | 3 | Natural Gas Internal Combustion Engine | NG | Natural Gas Peaker | 2.8 | 2001
56440 | G2 Energy LLC | 57133 | G2 Energy Ostrom Road LLC | CA | YUBA | 359 | Landfill Gas | LFG | Biomass | 1.6 | 2009
56440 | G2 Energy LLC | 57133 | G2 Energy Ostrom Road LLC | CA | YUBA | 361 | Landfill Gas | LFG | Biomass | 1.6 | 2013
34691 | Ormat Nevada Inc | 57134 | OREG 4 Peetz | CO | Logan | 1 | All Other | WH | Other | 4.5 | 2009
58672 | Everpower Wind Holdings Inc | 57135 | Big Sky Wind LLC | IL | Bureau | 1 | Onshore Wind Turbine | WND | Wind | 240 | 2011
56475 | Tuana Springs Energy LLC | 57136 | Tuana Springs | ID | Gooding | 1 | Onshore Wind Turbine | WND | Wind | 16.8 | 2010
56483 | Eurus Combine Hills II LLC | 57137 | Eurus Combine Hills Turbine Ranch 2 | OR | Umatilla | 1 | Onshore Wind Turbine | WND | Wind | 63 | 2010
56476 | Ameresco | 57138 | Savannah River Site Biomass Cogen | SC | Aiken | 1 | Wood/Wood Waste Biomass | WDS | Biomass | 20.8 | 2012
58672 | Everpower Wind Holdings Inc | 57139 | Highland Wind Project (PA) | PA | Cambria | 1 | Onshore Wind Turbine | WND | Wind | 62.5 | 2009
56493 | RV CSU Power LLC | 57141 | RV CSU Power LLC | CO | LARIMER | CSU1 | Solar Photovoltaic | SUN | Solar PV | 1.9 | 2009
49893 | Invenergy Services LLC | 57151 | Beech Ridge Energy LLC | WV | Greenbrier | GEN1 | Onshore Wind Turbine | WND | Wind | 100.5 | 2010
56499 | Harvest Wind Project TIC | 57152 | Harvest Wind Project | WA | Klickitat | HWP1 | Onshore Wind Turbine | WND | Wind | 98.9 | 2009
56506 | Langford Wind Power LLC | 57153 | Langford Wind Power | TX | Tom Green | 1 | Onshore Wind Turbine | WND | Wind | 150 | 2009
59186 | Mesquite Lake Water & Power Plant 1 | 57154 | Mesquite Lake Water & Power Plant 1 | CA | Imperial | 1209 | Wood/Wood Waste Biomass | WDS | Biomass | 18.1 | 2009
15399 | Avangrid Renewables Inc | 57156 | Barton Chapel Wind Farm | TX | Jack | BC | Onshore Wind Turbine | WND | Wind | 120 | 2009
56514 | Windy Flats Partners LLC | 57159 | Windy Flats Wind Project | WA | Klickitat | GEN1 | Onshore Wind Turbine | WND | Wind | 262.2 | 2009
56515 | White River Hydroelectric | 57160 | White River Lock and Dam 1 | AR | Independence | LD#1 | Conventional Hydroelectric | WAT | Hydro | 4.3 | 2007
56515 | White River Hydroelectric | 57161 | White River Lock and Dam 2 | AR | Independence | LD#2 | Conventional Hydroelectric | WAT | Hydro | 3.5 | 2007
56515 | White River Hydroelectric | 57162 | White River Lock and Dam 3 | AR | Stone | LD#3 | Conventional Hydroelectric | WAT | Hydro | 4.3 | 2006
11217 | Los Angeles County Sanitation | 57163 | Calabasas Gas to Energy Facility | CA | Los Angeles | GEN1 | Landfill Gas | LFG | Biomass | 4.6 | 2010
11217 | Los Angeles County Sanitation | 57163 | Calabasas Gas to Energy Facility | CA | Los Angeles | GEN2 | Landfill Gas | LFG | Biomass | 4.6 | 2010
11217 | Los Angeles County Sanitation | 57163 | Calabasas Gas to Energy Facility | CA | Los Angeles | GEN3 | Landfill Gas | LFG | Biomass | 4.6 | 2010
54842 | WM Renewable Energy LLC | 57165 | Farmers Branch Renewable Energy Facility | TX | Denton | GEN1 | Landfill Gas | LFG | Biomass | 1.6 | 2011
54842 | WM Renewable Energy LLC | 57165 | Farmers Branch Renewable Energy Facility | TX | Denton | GEN2 | Landfill Gas | LFG | Biomass | 1.6 | 2011
54842 | WM Renewable Energy LLC | 57166 | Waste Management Lockwood LFGTE | NV | WASHOE | GEN1 | Landfill Gas | LFG | Biomass | 1.6 | 2012
54842 | WM Renewable Energy LLC | 57166 | Waste Management Lockwood LFGTE | NV | WASHOE | GEN2 | Landfill Gas | LFG | Biomass | 1.6 | 2012
54842 | WM Renewable Energy LLC | 57167 | Mesquite Creek LFGTE Project | TX | COMAL | GEN1 | Landfill Gas | LFG | Biomass | 1.6 | 2010
54842 | WM Renewable Energy LLC | 57167 | Mesquite Creek LFGTE Project | TX | COMAL | GEN2 | Landfill Gas | LFG | Biomass | 1.6 | 2010
54842 | WM Renewable Energy LLC | 57168 | Waste Management Naples LFGTE Project | FL | COLLIER | GEN1 | Landfill Gas | LFG | Biomass | 0.8 | 2011
54842 | WM Renewable Energy LLC | 57168 | Waste Management Naples LFGTE Project | FL | COLLIER | GEN2 | Landfill Gas | LFG | Biomass | 0.8 | 2011
54842 | WM Renewable Energy LLC | 57168 | Waste Management Naples LFGTE Project | FL | COLLIER | GEN3 | Landfill Gas | LFG | Biomass | 0.8 | 2011
54842 | WM Renewable Energy LLC | 57168 | Waste Management Naples LFGTE Project | FL | COLLIER | GEN4 | Landfill Gas | LFG | Biomass | 0.8 | 2011
54842 | WM Renewable Energy LLC | 57168 | Waste Management Naples LFGTE Project | FL | COLLIER | GEN5 | Landfill Gas | LFG | Biomass | 0.8 | 2011
54842 | WM Renewable Energy LLC | 57169 | Waste Management Piedmont LFGTE Project | NC | FORSYTH | GEN1 | Landfill Gas | LFG | Biomass | 0.8 | 2011
54842 | WM Renewable Energy LLC | 57169 | Waste Management Piedmont LFGTE Project | NC | FORSYTH | GEN2 | Landfill Gas | LFG | Biomass | 0.8 | 2011
54842 | WM Renewable Energy LLC | 57169 | Waste Management Piedmont LFGTE Project | NC | FORSYTH | GEN3 | Landfill Gas | LFG | Biomass | 0.8 | 2011
54842 | WM Renewable Energy LLC | 57170 | Suburban Landfill Gas Recovery | OH | PERRY | GEN1 | Landfill Gas | LFG | Biomass | 0.8 | 2011
54842 | WM Renewable Energy LLC | 57170 | Suburban Landfill Gas Recovery | OH | PERRY | GEN2 | Landfill Gas | LFG | Biomass | 0.8 | 2011
54842 | WM Renewable Energy LLC | 57170 | Suburban Landfill Gas Recovery | OH | PERRY | GEN3 | Landfill Gas | LFG | Biomass | 0.8 | 2011
54842 | WM Renewable Energy LLC | 57170 | Suburban Landfill Gas Recovery | OH | PERRY | GEN4 | Landfill Gas | LFG | Biomass | 0.8 | 2011
54842 | WM Renewable Energy LLC | 57170 | Suburban Landfill Gas Recovery | OH | PERRY | GEN5 | Landfill Gas | LFG | Biomass | 0.8 | 2011
54842 | WM Renewable Energy LLC | 57170 | Suburban Landfill Gas Recovery | OH | PERRY | GEN6 | Landfill Gas | LFG | Biomass | 0.8 | 2011
54842 | WM Renewable Energy LLC | 57170 | Suburban Landfill Gas Recovery | OH | PERRY | GEN7 | Landfill Gas | LFG | Biomass | 0.8 | 2011
12199 | Montana-Dakota Utilities Co | 57171 | Cedar Hills Wind Farm | ND | Bowman | 1 | Onshore Wind Turbine | WND | Wind | 19.5 | 2010
12199 | Montana-Dakota Utilities Co | 57172 | Glen Ullin Station 6 | ND | Morton | 1 | All Other | WH | Other | 5.3 | 2009
56498 | Weaver Bridgewater Dairy | 57173 | Bridgewater Dairy Anaerobic Digester | OH | WILLIAMS | 1 | Other Waste Biomass | OBG | Biomass | 0.6 | 2008
56498 | Weaver Bridgewater Dairy | 57173 | Bridgewater Dairy Anaerobic Digester | OH | WILLIAMS | 2 | Other Waste Biomass | OBG | Biomass | 0.6 | 2008
56523 | Colorado Highlands Wind LLC | 57174 | Colorado Highlands Wind | CO | Logan | CHW1 | Onshore Wind Turbine | WND | Wind | 67.2 | 2012
56523 | Colorado Highlands Wind LLC | 57174 | Colorado Highlands Wind | CO | Logan | CHW2 | Onshore Wind Turbine | WND | Wind | 23.8 | 2013
56518 | First State Marine Wind | 57176 | University of Delaware Wind Turbine | DE | SUSSEX | FSMW | Onshore Wind Turbine | WND | Wind | 2 | 2010
56520 | Meadow Lake Wind Farm IV LLC | 57177 | Meadow Lake Wind Farm IV | IN | White | GEN 1 | Onshore Wind Turbine | WND | Wind | 98.7 | 2010
8153 | Hartford Steam Co | 57179 | HSCo CHP | CT | HARTFORD | 1 | Natural Gas Fired Combustion Turbine | NG | Natural Gas Peaker | 4 | 2009
57249 | EPP Renewable Energy | 57182 | PPL Frey Farm Landfill Wind | PA | Lancaster | 1 | Onshore Wind Turbine | WND | Wind | 3.2 | 2011
57249 | EPP Renewable Energy | 57183 | PPL Glendon LFGTE Plant | PA | Northampton | 1 | Landfill Gas | LFG | Biomass | 1.6 | 2011
57249 | EPP Renewable Energy | 57183 | PPL Glendon LFGTE Plant | PA | Northampton | 2 | Landfill Gas | LFG | Biomass | 1.6 | 2011
59178 | Brookfield Black Bear Hydro, LLC | 57184 | Orono Hydro Station | ME | Penobscot | 1 | Conventional Hydroelectric | WAT | Hydro | 0.5 | 2009
59178 | Brookfield Black Bear Hydro, LLC | 57184 | Orono Hydro Station | ME | Penobscot | 2 | Conventional Hydroelectric | WAT | Hydro | 0.6 | 2009
59178 | Brookfield Black Bear Hydro, LLC | 57184 | Orono Hydro Station | ME | Penobscot | 3 | Conventional Hydroelectric | WAT | Hydro | 0.8 | 2009
59178 | Brookfield Black Bear Hydro, LLC | 57184 | Orono Hydro Station | ME | Penobscot | 4 | Conventional Hydroelectric | WAT | Hydro | 0.8 | 2009
50158 | Innovative Energy Systems Inc | 57186 | Chautauqua LFGTE Facility | NY | Chautauqua | GEN1 | Landfill Gas | LFG | Biomass | 1.6 | 2010
50158 | Innovative Energy Systems Inc | 57186 | Chautauqua LFGTE Facility | NY | Chautauqua | GEN2 | Landfill Gas | LFG | Biomass | 1.6 | 2010
50158 | Innovative Energy Systems Inc | 57186 | Chautauqua LFGTE Facility | NY | Chautauqua | GEN3 | Landfill Gas | LFG | Biomass | 1.6 | 2010
50158 | Innovative Energy Systems Inc | 57186 | Chautauqua LFGTE Facility | NY | Chautauqua | GEN4 | Landfill Gas | LFG | Biomass | 1.6 | 2010
50158 | Innovative Energy Systems Inc | 57186 | Chautauqua LFGTE Facility | NY | Chautauqua | GEN5 | Landfill Gas | LFG | Biomass | 1.6 | 2011
50158 | Innovative Energy Systems Inc | 57186 | Chautauqua LFGTE Facility | NY | Chautauqua | GEN6 | Landfill Gas | LFG | Biomass | 1.6 | 2011
10433 | Kodiak Electric Assn Inc | 57187 | Pillar Mountain Wind Project | AK | KODIAK ISLAND | 1 | Onshore Wind Turbine | WND | Wind | 4.5 | 2009
10433 | Kodiak Electric Assn Inc | 57187 | Pillar Mountain Wind Project | AK | KODIAK ISLAND | 2 | Onshore Wind Turbine | WND | Wind | 4.5 | 2012
49893 | Invenergy Services LLC | 57188 | Vantage Wind Energy LLC | WA | Kittitas | 1 | Onshore Wind Turbine | WND | Wind | 90 | 2010
56545 | Pattern Operators LP | 57189 | Lost Creek Wind Energy Facility | MO | DeKalb | LCW | Onshore Wind Turbine | WND | Wind | 150 | 2010
56540 | Northbrook Wisconsin LLC | 57190 | Little Quinnesec Falls Hydro Project | WI | MARINETTE | UNIT1 | Conventional Hydroelectric | WAT | Hydro | 1.9 | 1909
56540 | Northbrook Wisconsin LLC | 57190 | Little Quinnesec Falls Hydro Project | WI | MARINETTE | UNIT2 | Conventional Hydroelectric | WAT | Hydro | 0.8 | 1900
56540 | Northbrook Wisconsin LLC | 57190 | Little Quinnesec Falls Hydro Project | WI | MARINETTE | UNIT3 | Conventional Hydroelectric | WAT | Hydro | 1.9 | 1911
56540 | Northbrook Wisconsin LLC | 57190 | Little Quinnesec Falls Hydro Project | WI | MARINETTE | UNIT4 | Conventional Hydroelectric | WAT | Hydro | 1 | 1900
56540 | Northbrook Wisconsin LLC | 57190 | Little Quinnesec Falls Hydro Project | WI | MARINETTE | UNIT5 | Conventional Hydroelectric | WAT | Hydro | 1 | 1900
56540 | Northbrook Wisconsin LLC | 57190 | Little Quinnesec Falls Hydro Project | WI | MARINETTE | UNIT6 | Conventional Hydroelectric | WAT | Hydro | 2.4 | 1916
6035 | Exelon Power | 57191 | Exelon Solar Chicago | IL | Cook | ECS1 | Solar Photovoltaic | SUN | Solar PV | 9 | 2009
56545 | Pattern Operators LP | 57192 | Spring Valley Wind Project | NV | WHITE PINE | WTG | Onshore Wind Turbine | WND | Wind | 150 | 2012
56561 | Day County Wind LLC | 57194 | Day County Wind LLC | SD | Day | GE15 | Onshore Wind Turbine | WND | Wind | 99 | 2010
15500 | Puget Sound Energy Inc | 57195 | Lower Snake River Wind Energy Project | WA | GARFIELD | LSR 1 | Onshore Wind Turbine | WND | Wind | 342.7 | 2012
13630 | North Carolina Mun Power Agny #1 | 57196 | High Point, POLO | NC | Guilford | 1 | Petroleum Liquids | DFO | Petroleum | 1.8 | 2007
56565 | TX Solar I LLC | 57197 | Blue Wing Solar Energy Generation | TX | Bexar | 1 | Solar Photovoltaic | SUN | Solar PV | 13.9 | 2010
20856 | Wisconsin Power & Light Co | 57198 | Bent Tree Wind Farm Phase 1 | MN | Freeborn | 1 | Onshore Wind Turbine | WND | Wind | 201.3 | 2011
20847 | Wisconsin Electric Power Co | 57199 | Glacier Hills | WI | Columbia | 1 | Onshore Wind Turbine | WND | Wind | 162 | 2011
56563 | Solar Star North Carolina I LLC | 57200 | Shelby Solar Energy Generation Facility | NC | Cleveland | 1 | Solar Photovoltaic | SUN | Solar PV | 1 | 2010
56555 | FPL Energy Montezuma Wind | 57201 | FPL Energy Montezuma Winds LLC | CA | Solano | S2.3 | Onshore Wind Turbine | WND | Wind | 36.8 | 2010
56582 | Jacksonville Solar LLC | 57202 | Jacksonville Solar | FL | Duval | 1 | Solar Photovoltaic | SUN | Solar PV | 15 | 2010
56583 | Wyandot Solar LLC | 57203 | Wyandot Solar Farm | OH | WYANDOT | 1 | Solar Photovoltaic | SUN | Solar PV | 10 | 2010
56584 | PSEG Solar Hackettstown LLC | 57204 | PSEG Hackettstown | NJ | Warren | 1 | Solar Photovoltaic | SUN | Solar PV | 2.2 | 2009
57036 | Copper Mountain 1 LLC | 57205 | CM48 | NV | Clark | PV02 | Solar Photovoltaic | SUN | Solar PV | 8 | 2010
57036 | Copper Mountain 1 LLC | 57205 | CM48 | NV | Clark | PV03 | Solar Photovoltaic | SUN | Solar PV | 10 | 2010
57036 | Copper Mountain 1 LLC | 57205 | CM48 | NV | Clark | PV04 | Solar Photovoltaic | SUN | Solar PV | 10 | 2010
57036 | Copper Mountain 1 LLC | 57205 | CM48 | NV | Clark | PV05 | Solar Photovoltaic | SUN | Solar PV | 10 | 2010
57036 | Copper Mountain 1 LLC | 57205 | CM48 | NV | Clark | PV06 | Solar Photovoltaic | SUN | Solar PV | 10 | 2010
19558 | Homer Electric Assn Inc | 57206 | Soldotna | AK | Kenai Peninsula | 1 | Natural Gas Fired Combustion Turbine | NG | Natural Gas Peaker | 50 | 2014
18981 | Thomson Corp | 57207 | Thomson Reuters Data Center Bldg ES101 | MN | DAKOTA | 1 | Petroleum Liquids | DFO | Petroleum | 1.2 | 2009
18981 | Thomson Corp | 57208 | Thomson Reuters Data Center Bldg H | MN | DAKOTA | 1 | Petroleum Liquids | DFO | Petroleum | 2 | 2007
18981 | Thomson Corp | 57208 | Thomson Reuters Data Center Bldg H | MN | DAKOTA | 2 | Petroleum Liquids | DFO | Petroleum | 2 | 2007
18981 | Thomson Corp | 57208 | Thomson Reuters Data Center Bldg H | MN | DAKOTA | 3 | Petroleum Liquids | DFO | Petroleum | 2 | 2007
18981 | Thomson Corp | 57208 | Thomson Reuters Data Center Bldg H | MN | DAKOTA | 4 | Petroleum Liquids | DFO | Petroleum | 2 | 2007
55963 | AE Power Services LLC | 57210 | Cedar Creek II | CO | Weld | 1 | Onshore Wind Turbine | WND | Wind | 250.8 | 2011
55963 | AE Power Services LLC | 57211 | Goshen Phase II | ID | Bonneville | 1 | Onshore Wind Turbine | WND | Wind | 124.5 | 2010
56215 | E ON Climate Renewables N America LLC | 57212 | EC&R Papalote Creek II LLC | TX | San Patricio | 1 | Onshore Wind Turbine | WND | Wind | 200.1 | 2010
56657 | ENEL Salt Wells LLC | 57213 | ENEL Salt Wells LLC | NV | CHURCHILL | 101 | Geothermal | GEO | Geothermal | 11.8 | 2009
56657 | ENEL Salt Wells LLC | 57213 | ENEL Salt Wells LLC | NV | CHURCHILL | 201 | Geothermal | GEO | Geothermal | 11.8 | 2009
20214 | Waverly Municipal Elec Utility | 57214 | Waverly Community Wind Project | IA | Bremer | CAN1 | Onshore Wind Turbine | WND | Wind | 0.9 | 2009
20214 | Waverly Municipal Elec Utility | 57214 | Waverly Community Wind Project | IA | Bremer | CAN2 | Onshore Wind Turbine | WND | Wind | 0.9 | 2012
20214 | Waverly Municipal Elec Utility | 57214 | Waverly Community Wind Project | IA | Bremer | SK4 | Onshore Wind Turbine | WND | Wind | 0.9 | 2001
19391 | UGI Development Co | 57216 | Crayola Solar Project | PA | Northampton | 1 | Solar Photovoltaic | SUN | Solar PV | 1 | 2010
19391 | UGI Development Co | 57216 | Crayola Solar Project | PA | Northampton | 2 | Solar Photovoltaic | SUN | Solar PV | 1 | 2011
19391 | UGI Development Co | 57216 | Crayola Solar Project | PA | Northampton | 3 | Solar Photovoltaic | SUN | Solar PV | 0.8 | 2012
17609 | Southern California Edison Co | 57217 | Solar Photovoltaic Project #03 | CA | SAN BERNARDINO | S003A | Solar Photovoltaic | SUN | Solar PV | 0.5 | 2011
17609 | Southern California Edison Co | 57217 | Solar Photovoltaic Project #03 | CA | SAN BERNARDINO | S003B | Solar Photovoltaic | SUN | Solar PV | 0.5 | 2011
17609 | Southern California Edison Co | 57219 | Solar Photovoltaic Project #05 | CA | SAN BERNARDINO | S005A | Solar Photovoltaic | SUN | Solar PV | 0.5 | 2012
17609 | Southern California Edison Co | 57219 | Solar Photovoltaic Project #05 | CA | SAN BERNARDINO | S005B | Solar Photovoltaic | SUN | Solar PV | 0.5 | 2012
17609 | Southern California Edison Co | 57219 | Solar Photovoltaic Project #05 | CA | SAN BERNARDINO | S005C | Solar Photovoltaic | SUN | Solar PV | 0.5 | 2012
17609 | Southern California Edison Co | 57219 | Solar Photovoltaic Project #05 | CA | SAN BERNARDINO | S005D | Solar Photovoltaic | SUN | Solar PV | 0.5 | 2012
17609 | Southern California Edison Co | 57219 | Solar Photovoltaic Project #05 | CA | SAN BERNARDINO | S005E | Solar Photovoltaic | SUN | Solar PV | 0.5 | 2012
17609 | Southern California Edison Co | 57220 | Solar Photovoltaic Project #06 | CA | SAN BERNARDINO | S006A | Solar Photovoltaic | SUN | Solar PV | 0.5 | 2011
17609 | Southern California Edison Co | 57220 | Solar Photovoltaic Project #06 | CA | SAN BERNARDINO | S006B | Solar Photovoltaic | SUN | Solar PV | 0.5 | 2011
17609 | Southern California Edison Co | 57220 | Solar Photovoltaic Project #06 | CA | SAN BERNARDINO | S006C | Solar Photovoltaic | SUN | Solar PV | 0.5 | 2011
17609 | Southern California Edison Co | 57220 | Solar Photovoltaic Project #06 | CA | SAN BERNARDINO | S006D | Solar Photovoltaic | SUN | Solar PV | 0.5 | 2011
17609 | Southern California Edison Co | 57221 | Solar Photovoltaic Project #07 | CA | SAN BERNARDINO | S007A | Solar Photovoltaic | SUN | Solar PV | 0.5 | 2012
17609 | Southern California Edison Co | 57221 | Solar Photovoltaic Project #07 | CA | SAN BERNARDINO | S007B | Solar Photovoltaic | SUN | Solar PV | 0.5 | 2012
17609 | Southern California Edison Co | 57221 | Solar Photovoltaic Project #07 | CA | SAN BERNARDINO | S007C | Solar Photovoltaic | SUN | Solar PV | 0.5 | 2012
17609 | Southern California Edison Co | 57221 | Solar Photovoltaic Project #07 | CA | SAN BERNARDINO | S007D | Solar Photovoltaic | SUN | Solar PV | 0.5 | 2012
17609 | Southern California Edison Co | 57221 | Solar Photovoltaic Project #07 | CA | SAN BERNARDINO | S007E | Solar Photovoltaic | SUN | Solar PV | 0.5 | 2012
17609 | Southern California Edison Co | 57222 | Solar Photovoltaic Project #08 | CA | SAN BERNARDINO | S008A | Solar Photovoltaic | SUN | Solar PV | 0.5 | 2011
17609 | Southern California Edison Co | 57222 | Solar Photovoltaic Project #08 | CA | SAN BERNARDINO | S008B | Solar Photovoltaic | SUN | Solar PV | 0.5 | 2011
17609 | Southern California Edison Co | 57222 | Solar Photovoltaic Project #08 | CA | SAN BERNARDINO | S008C | Solar Photovoltaic | SUN | Solar PV | 0.5 | 2011
17609 | Southern California Edison Co | 57222 | Solar Photovoltaic Project #08 | CA | SAN BERNARDINO | S008D | Solar Photovoltaic | SUN | Solar PV | 0.5 | 2011
17609 | Southern California Edison Co | 57223 | Solar Photovoltaic Project #09 | CA | SAN BERNARDINO | S009A | Solar Photovoltaic | SUN | Solar PV | 0.5 | 2011
17609 | Southern California Edison Co | 57223 | Solar Photovoltaic Project #09 | CA | SAN BERNARDINO | S009B | Solar Photovoltaic | SUN | Solar PV | 0.5 | 2011
17609 | Southern California Edison Co | 57224 | Solar Photovoltaic Project #10 | CA | SAN BERNARDINO | S010A | Solar Photovoltaic | SUN | Solar PV | 0.5 | 2013
17609 | Southern California Edison Co | 57224 | Solar Photovoltaic Project #10 | CA | SAN BERNARDINO | S010B | Solar Photovoltaic | SUN | Solar PV | 0.5 | 2013
17609 | Southern California Edison Co | 57224 | Solar Photovoltaic Project #10 | CA | SAN BERNARDINO | S010C | Solar Photovoltaic | SUN | Solar PV | 0.5 | 2013
17609 | Southern California Edison Co | 57225 | Solar Photovoltaic Project #11 | CA | SAN BERNARDINO | S011A | Solar Photovoltaic | SUN | Solar PV | 0.5 | 2015
17609 | Southern California Edison Co | 57225 | Solar Photovoltaic Project #11 | CA | SAN BERNARDINO | S011B | Solar Photovoltaic | SUN | Solar PV | 0.5 | 2015
17609 | Southern California Edison Co | 57225 | Solar Photovoltaic Project #11 | CA | SAN BERNARDINO | S011C | Solar Photovoltaic | SUN | Solar PV | 0.5 | 2015
17609 | Southern California Edison Co | 57225 | Solar Photovoltaic Project #11 | CA | SAN BERNARDINO | S011D | Solar Photovoltaic | SUN | Solar PV | 0.5 | 2015
17609 | Southern California Edison Co | 57225 | Solar Photovoltaic Project #11 | CA | SAN BERNARDINO | S011E | Solar Photovoltaic | SUN | Solar PV | 0.5 | 2015
17609 | Southern California Edison Co | 57225 | Solar Photovoltaic Project #11 | CA | SAN BERNARDINO | S011F | Solar Photovoltaic | SUN | Solar PV | 0.5 | 2015
17609 | Southern California Edison Co | 57225 | Solar Photovoltaic Project #11 | CA | SAN BERNARDINO | S011G | Solar Photovoltaic | SUN | Solar PV | 0.5 | 2015
17609 | Southern California Edison Co | 57226 | Solar Photovoltaic Project #12 | CA | SAN BERNARDINO | S012A | Solar Photovoltaic | SUN | Solar PV | 0.5 | 2011
17609 | Southern California Edison Co | 57227 | Solar Photovoltaic Project #13 | CA | SAN BERNARDINO | S013A | Solar Photovoltaic | SUN | Solar PV | 0.5 | 2015
17609 | Southern California Edison Co | 57227 | Solar Photovoltaic Project #13 | CA | SAN BERNARDINO | S013B | Solar Photovoltaic | SUN | Solar PV | 0.5 | 2015
17609 | Southern California Edison Co | 57227 | Solar Photovoltaic Project #13 | CA | SAN BERNARDINO | S013C | Solar Photovoltaic | SUN | Solar PV | 0.5 | 2015
17609 | Southern California Edison Co | 57227 | Solar Photovoltaic Project #13 | CA | SAN BERNARDINO | S013D | Solar Photovoltaic | SUN | Solar PV | 0.5 | 2015
17609 | Southern California Edison Co | 57227 | Solar Photovoltaic Project #13 | CA | SAN BERNARDINO | S013E | Solar Photovoltaic | SUN | Solar PV | 0.5 | 2015
17609 | Southern California Edison Co | 57227 | Solar Photovoltaic Project #13 | CA | SAN BERNARDINO | S013F | Solar Photovoltaic | SUN | Solar PV | 0.5 | 2015
17609 | Southern California Edison Co | 57227 | Solar Photovoltaic Project #13 | CA | SAN BERNARDINO | S013G | Solar Photovoltaic | SUN | Solar PV | 0.5 | 2015
17609 | Southern California Edison Co | 57229 | Solar Photovoltaic Project #15 | CA | SAN BERNARDINO | S015A | Solar Photovoltaic | SUN | Solar PV | 0.5 | 2013
17609 | Southern California Edison Co | 57229 | Solar Photovoltaic Project #15 | CA | SAN BERNARDINO | S015B | Solar Photovoltaic | SUN | Solar PV | 0.5 | 2013
17609 | Southern California Edison Co | 57229 | Solar Photovoltaic Project #15 | CA | SAN BERNARDINO | S015C | Solar Photovoltaic | SUN | Solar PV | 0.5 | 2013
17609 | Southern California Edison Co | 57229 | Solar Photovoltaic Project #15 | CA | SAN BERNARDINO | S015D | Solar Photovoltaic | SUN | Solar PV | 0.5 | 2013
17609 | Southern California Edison Co | 57229 | Solar Photovoltaic Project #15 | CA | SAN BERNARDINO | S015E | Solar Photovoltaic | SUN | Solar PV | 0.5 | 2013
17609 | Southern California Edison Co | 57229 | Solar Photovoltaic Project #15 | CA | SAN BERNARDINO | S015F | Solar Photovoltaic | SUN | Solar PV | 0.5 | 2013
17609 | Southern California Edison Co | 57229 | Solar Photovoltaic Project #15 | CA | SAN BERNARDINO | S015G | Solar Photovoltaic | SUN | Solar PV | 0.5 | 2013
17609 | Southern California Edison Co | 57230 | Solar Photovoltaic Project #16 | CA | SAN BERNARDINO | S016A | Solar Photovoltaic | SUN | Solar PV | 0.5 | 2015
17609 | Southern California Edison Co | 57230 | Solar Photovoltaic Project #16 | CA | SAN BERNARDINO | S016B | Solar Photovoltaic | SUN | Solar PV | 0.5 | 2015
17609 | Southern California Edison Co | 57230 | Solar Photovoltaic Project #16 | CA | SAN BERNARDINO | S016C | Solar Photovoltaic | SUN | Solar PV | 0.5 | 2015
17609 | Southern California Edison Co | 57231 | Solar Photovoltaic Project #17 | CA | SAN BERNARDINO | S017A | Solar Photovoltaic | SUN | Solar PV | 0.5 | 2015
17609 | Southern California Edison Co | 57231 | Solar Photovoltaic Project #17 | CA | SAN BERNARDINO | S017B | Solar Photovoltaic | SUN | Solar PV | 0.5 | 2015
17609 | Southern California Edison Co | 57231 | Solar Photovoltaic Project #17 | CA | SAN BERNARDINO | S017C | Solar Photovoltaic | SUN | Solar PV | 0.5 | 2015
17609 | Southern California Edison Co | 57231 | Solar Photovoltaic Project #17 | CA | SAN BERNARDINO | S017D | Solar Photovoltaic | SUN | Solar PV | 0.5 | 2015
17609 | Southern California Edison Co | 57231 | Solar Photovoltaic Project #17 | CA | SAN BERNARDINO | S017E | Solar Photovoltaic | SUN | Solar PV | 0.5 | 2015
17609 | Southern California Edison Co | 57231 | Solar Photovoltaic Project #17 | CA | SAN BERNARDINO | S017F | Solar Photovoltaic | SUN | Solar PV | 0.5 | 2015
17609 | Southern California Edison Co | 57231 | Solar Photovoltaic Project #17 | CA | SAN BERNARDINO | S017G | Solar Photovoltaic | SUN | Solar PV | 0.5 | 2015
17609 | Southern California Edison Co | 57232 | Solar Photovoltaic Project #18 | CA | SAN BERNARDINO | S018A | Solar Photovoltaic | SUN | Solar PV | 0.5 | 2012
17609 | Southern California Edison Co | 57232 | Solar Photovoltaic Project #18 | CA | SAN BERNARDINO | S018B | Solar Photovoltaic | SUN | Solar PV | 0.5 | 2012
17609 | Southern California Edison Co | 57232 | Solar Photovoltaic Project #18 | CA | SAN BERNARDINO | S018C | Solar Photovoltaic | SUN | Solar PV | 0.5 | 2012
17609 | Southern California Edison Co | 57236 | Solar Photovoltaic Project #23 | CA | San Bernardino | S023A | Solar Photovoltaic | SUN | Solar PV | 0.5 | 2013
17609 | Southern California Edison Co | 57236 | Solar Photovoltaic Project #23 | CA | San Bernardino | S023B | Solar Photovoltaic | SUN | Solar PV | 0.5 | 2013
17609 | Southern California Edison Co | 57236 | Solar Photovoltaic Project #23 | CA | San Bernardino | S023C | Solar Photovoltaic | SUN | Solar PV | 0.5 | 2013
17609 | Southern California Edison Co | 57236 | Solar Photovoltaic Project #23 | CA | San Bernardino | S023D | Solar Photovoltaic | SUN | Solar PV | 0.5 | 2013
17609 | Southern California Edison Co | 57236 | Solar Photovoltaic Project #23 | CA | San Bernardino | S023E | Solar Photovoltaic | SUN | Solar PV | 0.5 | 2013
17609 | Southern California Edison Co | 57237 | Solar Photovoltaic Project #22 | CA | San Bernardino | S022A | Solar Photovoltaic | SUN | Solar PV | 0.5 | 2011
17609 | Southern California Edison Co | 57237 | Solar Photovoltaic Project #22 | CA | San Bernardino | S022B | Solar Photovoltaic | SUN | Solar PV | 0.5 | 2011
17609 | Southern California Edison Co | 57237 | Solar Photovoltaic Project #22 | CA | San Bernardino | S022C | Solar Photovoltaic | SUN | Solar PV | 0.5 | 2011
17609 | Southern California Edison Co | 57237 | Solar Photovoltaic Project #22 | CA | San Bernardino | S022D | Solar Photovoltaic | SUN | Solar PV | 0.5 | 2011
56603 | Roth Rock Wind Farm LLC | 57239 | Roth Rock Wind Farm LLC | MD | Garrett | SRRW1 | Onshore Wind Turbine | WND | Wind | 40 | 2011
56603 | Roth Rock Wind Farm LLC | 57240 | Roth Rock North Wind Farm, LLC | MD | Garrett | SRRNW | Onshore Wind Turbine | WND | Wind | 10 | 2011
56611 | Gainesville Renewable Energy Center LLC | 57241 | Gainesville Renewable Energy Center | FL | Alachua | 1 | Wood/Wood Waste Biomass | WDS | Biomass | 116.1 | 2013
17650 | Southern Power Co | 57243 | Cimarron Solar Facility | NM | COLFAX | CIM1 | Solar Photovoltaic | SUN | Solar PV | 30.6 | 2010
56612 | Kit Carson Windpower LLC | 57244 | Kit Carson Windpower | CO | Kit Carson | KCW | Onshore Wind Turbine | WND | Wind | 51 | 2010
17609 | Southern California Edison Co | 57245 | Solar Photovoltaic Project #26 | CA | SAN BERNARDINO | S026A | Solar Photovoltaic | SUN | Solar PV | 0.5 | 2015
17609 | Southern California Edison Co | 57245 | Solar Photovoltaic Project #26 | CA | SAN BERNARDINO | S026B | Solar Photovoltaic | SUN | Solar PV | 0.5 | 2015
17609 | Southern California Edison Co | 57245 | Solar Photovoltaic Project #26 | CA | SAN BERNARDINO | S026C | Solar Photovoltaic | SUN | Solar PV | 0.5 | 2015
17609 | Southern California Edison Co | 57245 | Solar Photovoltaic Project #26 | CA | SAN BERNARDINO | S026D | Solar Photovoltaic | SUN | Solar PV | 0.5 | 2015
17609 | Southern California Edison Co | 57245 | Solar Photovoltaic Project #26 | CA | SAN BERNARDINO | S026E | Solar Photovoltaic | SUN | Solar PV | 0.5 | 2015
17609 | Southern California Edison Co | 57245 | Solar Photovoltaic Project #26 | CA | SAN BERNARDINO | S026F | Solar Photovoltaic | SUN | Solar PV | 0.5 | 2015
17609 | Southern California Edison Co | 57245 | Solar Photovoltaic Project #26 | CA | SAN BERNARDINO | S026G | Solar Photovoltaic | SUN | Solar PV | 0.5 | 2015
17609 | Southern California Edison Co | 57245 | Solar Photovoltaic Project #26 | CA | SAN BERNARDINO | S026H | Solar Photovoltaic | SUN | Solar PV | 0.5 | 2015
17609 | Southern California Edison Co | 57245 | Solar Photovoltaic Project #26 | CA | SAN BERNARDINO | S026I | Solar Photovoltaic | SUN | Solar PV | 0.5 | 2015
17609 | Southern California Edison Co | 57245 | Solar Photovoltaic Project #26 | CA | SAN BERNARDINO | S026J | Solar Photovoltaic | SUN | Solar PV | 0.5 | 2015
17609 | Southern California Edison Co | 57245 | Solar Photovoltaic Project #26 | CA | SAN BERNARDINO | SO26K | Solar Photovoltaic | SUN | Solar PV | 0.5 | 2015
17609 | Southern California Edison Co | 57245 | Solar Photovoltaic Project #26 | CA | SAN BERNARDINO | SO26L | Solar Photovoltaic | SUN | Solar PV | 0.5 | 2015
17609 | Southern California Edison Co | 57246 | Solar Photovoltaic Project #27 | CA | SAN BERNARDINO | S027A | Solar Photovoltaic | SUN | Solar PV | 0.5 | 2015
17609 | Southern California Edison Co | 57246 | Solar Photovoltaic Project #27 | CA | SAN BERNARDINO | S027B | Solar Photovoltaic | SUN | Solar PV | 0.5 | 2015
17609 | Southern California Edison Co | 57246 | Solar Photovoltaic Project #27 | CA | SAN BERNARDINO | S027C | Solar Photovoltaic | SUN | Solar PV | 0.5 | 2015
17609 | Southern California Edison Co | 57246 | Solar Photovoltaic Project #27 | CA | SAN BERNARDINO | S027D | Solar Photovoltaic | SUN | Solar PV | 0.5 | 2015
17609 | Southern California Edison Co | 57247 | Solar Photovoltaic Project #28 | CA | SAN BERNARDINO | S028A | Solar Photovoltaic | SUN | Solar PV | 0.5 | 2015
17609 | Southern California Edison Co | 57247 | Solar Photovoltaic Project #28 | CA | SAN BERNARDINO | S028B | Solar Photovoltaic | SUN | Solar PV | 0.5 | 2015
17609 | Southern California Edison Co | 57247 | Solar Photovoltaic Project #28 | CA | SAN BERNARDINO | S028C | Solar Photovoltaic | SUN | Solar PV | 0.5 | 2015
17609 | Southern California Edison Co | 57247 | Solar Photovoltaic Project #28 | CA | SAN BERNARDINO | S028D | Solar Photovoltaic | SUN | Solar PV | 0.5 | 2015
17609 | Southern California Edison Co | 57247 | Solar Photovoltaic Project #28 | CA | SAN BERNARDINO | S028E | Solar Photovoltaic | SUN | Solar PV | 0.5 | 2015
17609 | Southern California Edison Co | 57247 | Solar Photovoltaic Project #28 | CA | SAN BERNARDINO | S028F | Solar Photovoltaic | SUN | Solar PV | 0.5 | 2015
17609 | Southern California Edison Co | 57247 | Solar Photovoltaic Project #28 | CA | SAN BERNARDINO | S028G | Solar Photovoltaic | SUN | Solar PV | 0.5 | 2015
6258 | Federated Rural Electric Assn | 57248 | Welcome Wind Turbine | MN | MARTIN | WIND1 | Onshore Wind Turbine | WND | Wind | 2.1 | 2008
55920 | Bio-Gas Technologies LTD | 57249 | Renewable Energy Services of Ohio | OH | Erie | GEN1 | Landfill Gas | LFG | Biomass | 1.6 | 2010
55920 | Bio-Gas Technologies LTD | 57249 | Renewable Energy Services of Ohio | OH | Erie | GEN2 | Landfill Gas | LFG | Biomass | 0.8 | 2014
40211 | Wabash Valley Power Assn, Inc | 57250 | Earthmovers LFGTE | IN | ELKHART | 1 | Landfill Gas | LFG | Biomass | 0.8 | 2010
40211 | Wabash Valley Power Assn, Inc | 57250 | Earthmovers LFGTE | IN | ELKHART | 2 | Landfill Gas | LFG | Biomass | 0.8 | 2010
40211 | Wabash Valley Power Assn, Inc | 57250 | Earthmovers LFGTE | IN | ELKHART | 3 | Landfill Gas | LFG | Biomass | 0.8 | 2010
40211 | Wabash Valley Power Assn, Inc | 57250 | Earthmovers LFGTE | IN | ELKHART | 4 | Landfill Gas | LFG | Biomass | 0.8 | 2010
40211 | Wabash Valley Power Assn, Inc | 57250 | Earthmovers LFGTE | IN | ELKHART | 5 | Landfill Gas | LFG | Biomass | 0.8 | 2010
40211 | Wabash Valley Power Assn, Inc | 57250 | Earthmovers LFGTE | IN | ELKHART | 6 | Landfill Gas | LFG | Biomass | 0.8 | 2010
9425 | Iowa Lakes Electric Coop | 57251 | Lakota Wind Wind Farm | IA | KOSSUTH | LAK1 | Onshore Wind Turbine | WND | Wind | 10.5 | 2009
9425 | Iowa Lakes Electric Coop | 57252 | Iowa Lakes Superior Wind Farm | IA | DICKINSON | SUP1 | Onshore Wind Turbine | WND | Wind | 10.5 | 2009
56619 | Air Force Civil Engineer Center | 57253 | MA Military Reservation Wind Project | MA | BARNSTABLE | 1 | Onshore Wind Turbine | WND | Wind | 1.5 | 2009
56619 | Air Force Civil Engineer Center | 57253 | MA Military Reservation Wind Project | MA | BARNSTABLE | 2 | Onshore Wind Turbine | WND | Wind | 1.5 | 2011
56619 | Air Force Civil Engineer Center | 57253 | MA Military Reservation Wind Project | MA | BARNSTABLE | 3 | Onshore Wind Turbine | WND | Wind | 1.5 | 2011
56618 | Victor Valley Community College District | 57254 | Victor Valley CC CPV Solar | CA | SAN BERNARDINO | 1PV | Solar Photovoltaic | SUN | Solar PV | 1 | 2010
56769 | Consolidated Edison Development Inc. | 57256 | PA Solar Park | PA | Carbon | 1 | Solar Photovoltaic | SUN | Solar PV | 10.1 | 2012
56617 | Iowa Lakes Community College | 57257 | Iowa Lakes Community College Wind Farm | IA | EMMET | VMN82 | Onshore Wind Turbine | WND | Wind | 1 | 2005
56630 | Texico Wind LP | 57258 | Texico Wind Ranch LP | NM | Curry | 1 | Onshore Wind Turbine | WND | Wind | 0.7 | 2003
56630 | Texico Wind LP | 57258 | Texico Wind Ranch LP | NM | Curry | 2 | Onshore Wind Turbine | WND | Wind | 0.6 | 1999
56630 | Texico Wind LP | 57258 | Texico Wind Ranch LP | NM | Curry | 3 | Onshore Wind Turbine | WND | Wind | 0.6 | 2003
56629 | Lubbock Wind LLC | 57259 | Lubbock Wind Ranch | TX | Lubbock | 1 | Onshore Wind Turbine | WND | Wind | 2.5 | 2010
56629 | Lubbock Wind LLC | 57259 | Lubbock Wind Ranch | TX | Lubbock | 2 | Onshore Wind Turbine | WND | Wind | 2.5 | 2010
56629 | Lubbock Wind LLC | 57259 | Lubbock Wind Ranch | TX | Lubbock | 3 | Onshore Wind Turbine | WND | Wind | 2.5 | 2010
59883 | NRG Energy Gas & Wind Holdings Inc | 57260 | Cedro Hill Wind LLC | TX | Webb | 1 | Onshore Wind Turbine | WND | Wind | 150 | 2010
59883 | NRG Energy Gas & Wind Holdings Inc | 57261 | Taloga Wind LLC | OK | Dewey | 1 | Onshore Wind Turbine | WND | Wind | 130 | 2011
59883 | NRG Energy Gas & Wind Holdings Inc | 57262 | Laredo Ridge Wind LLC | NE | Boone | 1 | Onshore Wind Turbine | WND | Wind | 79.9 | 2011
56627 | DeWind Co. | 57263 | Little Pringle I Wind Farm | TX | Hutchinson | LP1 | Onshore Wind Turbine | WND | Wind | 10 | 2010
56627 | DeWind Co. | 57264 | Little Pringle II Wind Farm | TX | Hutchinson | LP2 | Onshore Wind Turbine | WND | Wind | 10 | 2010
11804 | Massachusetts Electric Co | 57265 | Dorchester Solar Site | MA | Suffolk | 1 | Solar Photovoltaic | SUN | Solar PV | 1 | 2012
56635 | NRG Marsh Landing LLC | 57267 | Marsh Landing Generating Station | CA | Contra Costa | 1 | Natural Gas Fired Combustion Turbine | NG | Natural Gas Peaker | 207 | 2013
56635 | NRG Marsh Landing LLC | 57267 | Marsh Landing Generating Station | CA | Contra Costa | 2 | Natural Gas Fired Combustion Turbine | NG | Natural Gas Peaker | 207 | 2013
56635 | NRG Marsh Landing LLC | 57267 | Marsh Landing Generating Station | CA | Contra Costa | 3 | Natural Gas Fired Combustion Turbine | NG | Natural Gas Peaker | 207 | 2013
56635 | NRG Marsh Landing LLC | 57267 | Marsh Landing Generating Station | CA | Contra Costa | 4 | Natural Gas Fired Combustion Turbine | NG | Natural Gas Peaker | 207 | 2013
57170 | EDF Renewable Asset Holdings, Inc. | 57268 | Chestnut Flats Wind Farm | PA | BLAIR | 1 | Onshore Wind Turbine | WND | Wind | 38 | 2011
11804 | Massachusetts Electric Co | 57269 | Haverhill Solar Power Project | MA | ESSEX | 1 | Solar Photovoltaic | SUN | Solar PV | 1 | 2010
11804 | Massachusetts Electric Co | 57270 | NEDC Solar Site | MA | Worcester | 1 | Solar Photovoltaic | SUN | Solar PV | 1 | 2010
56642 | Grant County Wind LLC | 57274 | Grant County Wind LLC | MN | Grant | 1 | Onshore Wind Turbine | WND | Wind | 20 | 2010
56641 | Tonopah Solar Energy LLC | 57275 | Crescent Dunes Solar Energy | NV | Nye | TSE-1 | Solar Thermal with Energy Storage | SUN | Solar THermal | 125 | 2015
59883 | NRG Energy Gas & Wind Holdings Inc | 57278 | Crofton Bluffs Wind LLC | NE | Knox | CWET1 | Onshore Wind Turbine | WND | Wind | 40 | 2012
56645 | Aqua America Inc | 57280 | Aqua Ingrams Mill | PA | Chester | 1 | Solar Photovoltaic | SUN | Solar PV | 1 | 2009
34691 | Ormat Nevada Inc | 57281 | OREG 3 Inc | MN | Martin | CS13 | All Other | WH | Other | 5 | 2010
2770 | Terra-Gen Operating Co LLC | 57282 | Alta Wind Energy Center I | CA | KERN | AW01 | Onshore Wind Turbine | WND | Wind | 150 | 2011
56625 | Flat Water Wind Farm LLC | 57283 | Flat Water Wind Farm LLC | NE | Richardson | WTG1 | Onshore Wind Turbine | WND | Wind | 60 | 2010
59050 | Algonquin Power Co | 57284 | Minonk Wind Farm | IL | Woodford | 1 | Onshore Wind Turbine | WND | Wind | 200 | 2012
59050 | Algonquin Power Co | 57285 | Sandy Ridge Wind Farm | PA | Blair | 1 | Onshore Wind Turbine | WND | Wind | 50 | 2012
14063 | Oklahoma Gas & Electric Co | 57286 | OU Spirit Wind Farm | OK | Woodward | WT1 | Onshore Wind Turbine | WND | Wind | 101.2 | 2009
15399 | Avangrid Renewables Inc | 57287 | Hardscrabble Wind Power LLC | NY | Herkimer | 1 | Onshore Wind Turbine | WND | Wind | 74 | 2011
58150 | Big Blue Wind Farm LLC | 57289 | Big Blue | MN | Faribault | BBWP | Onshore Wind Turbine | WND | Wind | 36 | 2012
56653 | Northern Colorado Wind LLC | 57290 | Northern Colorado Wind LLC | CO | Logan | GE | Onshore Wind Turbine | WND | Wind | 22.5 | 2009
56653 | Northern Colorado Wind LLC | 57290 | Northern Colorado Wind LLC | CO | Logan | SIEM | Onshore Wind Turbine | WND | Wind | 151.8 | 2009
2770 | Terra-Gen Operating Co LLC | 57291 | Alta Wind Energy Center II | CA | KERN | AW02 | Onshore Wind Turbine | WND | Wind | 150 | 2011
2770 | Terra-Gen Operating Co LLC | 57292 | Alta Wind Energy Center III | CA | KERN | AW03 | Onshore Wind Turbine | WND | Wind | 150 | 2011
2770 | Terra-Gen Operating Co LLC | 57293 | Alta Wind Energy Center IV | CA | KERN | AW04 | Onshore Wind Turbine | WND | Wind | 102 | 2011
2770 | Terra-Gen Operating Co LLC | 57294 | Alta Wind Energy Center V | CA | KERN | AW05 | Onshore Wind Turbine | WND | Wind | 168 | 2011
59397 | NRG Solar Alpine | 57295 | Alpine Solar | CA | Los Angeles | 1 | Solar Photovoltaic | SUN | Solar PV | 66 | 2013
56654 | Carleton College | 57296 | Carleton College | MN | Rice | GEN1 | Petroleum Liquids | DFO | Petroleum | 2.3 | 2009
56654 | Carleton College | 57296 | Carleton College | MN | Rice | GEN2 | Petroleum Liquids | DFO | Petroleum | 2.3 | 2009
56654 | Carleton College | 57296 | Carleton College | MN | Rice | WIND1 | Onshore Wind Turbine | WND | Wind | 1.6 | 2004
56654 | Carleton College | 57296 | Carleton College | MN | Rice | WIND2 | Onshore Wind Turbine | WND | Wind | 1.6 | 2011
55938 | Industrial Power Generating Company LLC | 57298 | Cedar Hills | WA | King | 1 | Landfill Gas | LFG | Biomass | 0.3 | 2009
55938 | Industrial Power Generating Company LLC | 57298 | Cedar Hills | WA | King | 10 | Landfill Gas | LFG | Biomass | 0.3 | 2009
55938 | Industrial Power Generating Company LLC | 57298 | Cedar Hills | WA | King | 11 | Landfill Gas | LFG | Biomass | 0.3 | 2009
55938 | Industrial Power Generating Company LLC | 57298 | Cedar Hills | WA | King | 12 | Landfill Gas | LFG | Biomass | 0.3 | 2009
55938 | Industrial Power Generating Company LLC | 57298 | Cedar Hills | WA | King | 13 | Landfill Gas | LFG | Biomass | 0.3 | 2009
55938 | Industrial Power Generating Company LLC | 57298 | Cedar Hills | WA | King | 14 | Landfill Gas | LFG | Biomass | 0.3 | 2009
55938 | Industrial Power Generating Company LLC | 57298 | Cedar Hills | WA | King | 15 | Landfill Gas | LFG | Biomass | 0.3 | 2009
55938 | Industrial Power Generating Company LLC | 57298 | Cedar Hills | WA | King | 16 | Landfill Gas | LFG | Biomass | 0.3 | 2009
55938 | Industrial Power Generating Company LLC | 57298 | Cedar Hills | WA | King | 17 | Landfill Gas | LFG | Biomass | 0.3 | 2009
55938 | Industrial Power Generating Company LLC | 57298 | Cedar Hills | WA | King | 18 | Landfill Gas | LFG | Biomass | 0.3 | 2009
55938 | Industrial Power Generating Company LLC | 57298 | Cedar Hills | WA | King | 2 | Landfill Gas | LFG | Biomass | 0.3 | 2009
55938 | Industrial Power Generating Company LLC | 57298 | Cedar Hills | WA | King | 3 | Landfill Gas | LFG | Biomass | 0.3 | 2009
55938 | Industrial Power Generating Company LLC | 57298 | Cedar Hills | WA | King | 4 | Landfill Gas | LFG | Biomass | 0.3 | 2009
55938 | Industrial Power Generating Company LLC | 57298 | Cedar Hills | WA | King | 5 | Landfill Gas | LFG | Biomass | 0.3 | 2009
55938 | Industrial Power Generating Company LLC | 57298 | Cedar Hills | WA | King | 6 | Landfill Gas | LFG | Biomass | 0.3 | 2009
55938 | Industrial Power Generating Company LLC | 57298 | Cedar Hills | WA | King | 7 | Landfill Gas | LFG | Biomass | 0.3 | 2009
55938 | Industrial Power Generating Company LLC | 57298 | Cedar Hills | WA | King | 8 | Landfill Gas | LFG | Biomass | 0.3 | 2009
55938 | Industrial Power Generating Company LLC | 57298 | Cedar Hills | WA | King | 9 | Landfill Gas | LFG | Biomass | 0.3 | 2009
14354 | PacifiCorp | 57299 | Dunlap | WY | Carbon | 1 | Onshore Wind Turbine | WND | Wind | 115.8 | 2010
56661 | Criterion Power Partners LLC | 57300 | Criterion Wind Project | MD | GARRETT | 1 | Onshore Wind Turbine | WND | Wind | 70 | 2010
56665 | Dutch Energy Corporation | 57301 | Dutch Wind Energy | CA | Riverside | DEC | Onshore Wind Turbine | WND | Wind | 8 | 1994
56664 | Garnet Energy Corporation | 57302 | Garnet Wind Energy Center | CA | RIVERSIDE | 1 | Onshore Wind Turbine | WND | Wind | 6.5 | 2009
56667 | Loraine Windpower Park LLC | 57303 | Loraine Windpark Project LLC | TX | Mitchell | LWG1 | Onshore Wind Turbine | WND | Wind | 75 | 2009
56667 | Loraine Windpower Park LLC | 57303 | Loraine Windpark Project LLC | TX | Mitchell | LWG2 | Onshore Wind Turbine | WND | Wind | 75 | 2009
11208 | Los Angeles Department of Water & Power | 57305 | Adelanto Solar Project | CA | San Bernardino | 1 | Solar Photovoltaic | SUN | Solar PV | 10 | 2012
11208 | Los Angeles Department of Water & Power | 57306 | Pine Tree Solar Project | CA | Kern | 1 | Solar Photovoltaic | SUN | Solar PV | 8.5 | 2013
11208 | Los Angeles Department of Water & Power | 57310 | 1420 Coil Av #C | CA | Los Angeles | 1 | Solar Photovoltaic | SUN | Solar PV | 1.3 | 2011
11208 | Los Angeles Department of Water & Power | 57311 | Occidental College Solar Project | CA | Los Angeles | 1 | Solar Photovoltaic | SUN | Solar PV | 1 | 2013
11208 | Los Angeles Department of Water & Power | 57313 | Metro Support Services Center Solar | CA | Los Angeles | 1 | Solar Photovoltaic | SUN | Solar PV | 1.2 | 2005
11208 | Los Angeles Department of Water & Power | 57314 | Los Angeles Harbor College | CA | Los Angeles | 1 | Solar Photovoltaic | SUN | Solar PV | 1.2 | 2010
56662 | Cedar Point LLC | 57315 | Cedar Point Wind | CO | LINCOLN | 1-139 | Onshore Wind Turbine | WND | Wind | 252 | 2011
15399 | Avangrid Renewables Inc | 57317 | San Luis Valley Solar Ranch | CO | Alamosa | 1 | Solar Photovoltaic | SUN | Solar PV | 35 | 2011
15399 | Avangrid Renewables Inc | 57318 | Copper Crossing Solar LLC | AZ | GILA | 1 | Solar Photovoltaic | SUN | Solar PV | 20 | 2011
15399 | Avangrid Renewables Inc | 57319 | Big Horn Wind II | WA | Klickitat | 1 | Onshore Wind Turbine | WND | Wind | 50 | 2011
15399 | Avangrid Renewables Inc | 57320 | Juniper Canyon I Wind Project | WA | Klickitat | 1 | Onshore Wind Turbine | WND | Wind | 151.2 | 2011
56663 | Mayberry Solar LLC | 57321 | Mayberry Solar LLC | NC | SURRY | 1PV | Solar Photovoltaic | SUN | Solar PV | 1.2 | 2011
56672 | Targa Co-Generation LLC | 57322 | Mont Belvieu Cogeneration Unit | TX | Chambers | GT01 | Natural Gas Fired Combustion Turbine | NG | Natural Gas Peaker | 15 | 2009
56679 | Sierra SunTower LLC | 57323 | Sierra SunTower Solar Gen Station | CA | LOS ANGELES | UNIT1 | Solar Thermal without Energy Storage | SUN | Solar Thermal | 7.5 | 2009
56678 | FPL Energy Illinois Wind LLC | 57325 | FPL Energy Illinois Wind LLC | IL | DeKalb | GE1.5 | Onshore Wind Turbine | WND | Wind | 217.5 | 2009
56680 | Diamond Shamrock Refining Company LP | 57326 | Sunray Wind I | TX | Moore | WND1 | Onshore Wind Turbine | WND | Wind | 49.5 | 2009
56682 | Duke Energy Top Of the World WindPower | 57327 | Top of the World Windpower Project | WY | CONVERSE | TOTW1 | Onshore Wind Turbine | WND | Wind | 200 | 2010
56681 | Kent County Levy Court Dept of Pub Work | 57330 | Kent County Wastewater Treatment Solar | DE | Kent | 1 | Solar Photovoltaic | SUN | Solar PV | 1.2 | 2011
56660 | Mojave Solar LLC | 57331 | Mojave Solar Project | CA | San Bernardino | MSP1 | Solar Thermal without Energy Storage | SUN | Solar Thermal | 140 | 2014
56660 | Mojave Solar LLC | 57331 | Mojave Solar Project | CA | San Bernardino | MSP2 | Solar Thermal without Energy Storage | SUN | Solar Thermal | 140 | 2014
14063 | Oklahoma Gas & Electric Co | 57332 | Crossroads Wind Farm | OK | Dewey | 1-98 | Onshore Wind Turbine | WND | Wind | 227 | 2012
15399 | Avangrid Renewables Inc | 57333 | Leaning Juniper Wind Power II | OR | Gilliam | 1 | Onshore Wind Turbine | WND | Wind | 201 | 2011
5416 | Duke Energy Carolinas, LLC | 57334 | DE Solar 10240 Old Dowd Rd | NC | Mecklenburg | PV01 | Solar Photovoltaic | SUN | Solar PV | 1.9 | 2010
5416 | Duke Energy Carolinas, LLC | 57335 | DE Solar 657 Brigham Rd | NC | Guilford | PV01 | Solar Photovoltaic | SUN | Solar PV | 1.3 | 2010
5416 | Duke Energy Carolinas, LLC | 57336 | DE Solar 1725 Drywall Dr | NC | Gaston | PV01 | Solar Photovoltaic | SUN | Solar PV | 1 | 2010
56673 | White Oak Solar Energy LLC | 57337 | Dover Sun Park | DE | Kent | 1 | Solar Photovoltaic | SUN | Solar PV | 10 | 2011
59400 | NRG Solar Roadrunner | 57338 | Roadrunner Solar | NM | Dona Ana | 1 | Solar Photovoltaic | SUN | Solar PV | 20.2 | 2011
15477 | Public Service Elec & Gas Co | 57341 | Silver Lake Solar Farm | NJ | Middlesex | SILV | Solar Photovoltaic | SUN | Solar PV | 1.7 | 2010
56684 | White Oak Energy LLC | 57342 | White Oak Energy LLC | IL | McLean | 1 | Onshore Wind Turbine | WND | Wind | 150 | 2011
56685 | Cargill Inc | 57343 | Cargill B6 Biofactory | ID | Gooding | 1 | Other Waste Biomass | OBG | Biomass | 1.1 | 2009
56685 | Cargill Inc | 57343 | Cargill B6 Biofactory | ID | Gooding | 2 | Other Waste Biomass | OBG | Biomass | 1.1 | 2009
58992 | AgPower DCD, LLC | 57344 | Cargill Dry Creek Biofactory | ID | TWIN FALLS | GS1 | Other Waste Biomass | OBG | Biomass | 0.8 | 2008
58992 | AgPower DCD, LLC | 57344 | Cargill Dry Creek Biofactory | ID | TWIN FALLS | GS2 | Other Waste Biomass | OBG | Biomass | 0.8 | 2008
58992 | AgPower DCD, LLC | 57344 | Cargill Dry Creek Biofactory | ID | TWIN FALLS | GS3 | Other Waste Biomass | OBG | Biomass | 0.8 | 2008
56685 | Cargill Inc | 57345 | Cargill Kettle Butte Biofactory | ID | JEFFERSON | 1 | Other Waste Biomass | OBG | Biomass | 0.9 | 2011
56685 | Cargill Inc | 57345 | Cargill Kettle Butte Biofactory | ID | JEFFERSON | 2 | Other Waste Biomass | OBG | Biomass | 0.9 | 2011
56683 | Elk City LLC | 57346 | Elk City LLC | OK | Roger Mills | 1 | Onshore Wind Turbine | WND | Wind | 98.9 | 2009
56683 | Elk City LLC | 57346 | Elk City LLC | OK | Roger Mills | 2 | Onshore Wind Turbine | WND | Wind | 99.2 | 2010
56688 | Baldwin Wind LLC | 57347 | Baldwin Wind LLC | ND | Burleigh | GE1 | Onshore Wind Turbine | WND | Wind | 102.4 | 2010
56687 | CityCenter Land LLC | 57348 | CityCenter Central Plant Cogen Units | NV | CLARK | UNITA | Natural Gas Fired Combustion Turbine | NG | Natural Gas Peaker | 4.3 | 2009
56687 | CityCenter Land LLC | 57348 | CityCenter Central Plant Cogen Units | NV | CLARK | UNITB | Natural Gas Fired Combustion Turbine | NG | Natural Gas Peaker | 4.3 | 2009
56691 | Garrison Energy Center LLC | 57349 | Garrison Energy Center LLC | DE | KENT | CTG1 | Natural Gas Fired Combined Cycle | NG | Natural Gas Nonpeaker | 235 | 2015
56691 | Garrison Energy Center LLC | 57349 | Garrison Energy Center LLC | DE | KENT | STG2 | Natural Gas Fired Combined Cycle | NG | Natural Gas Nonpeaker | 126 | 2015
56690 | Town of Portsmouth | 57350 | Portsmouth Wind Turbine | RI | Newport | WTG-1 | Onshore Wind Turbine | WND | Wind | 1.5 | 2009
56689 | Renew Energy Maintenance LLC | 57351 | Uilk Wind LLC | MN | PIPESTONE | FA01 | Onshore Wind Turbine | WND | Wind | 1.5 | 2010
56689 | Renew Energy Maintenance LLC | 57351 | Uilk Wind LLC | MN | PIPESTONE | FA02 | Onshore Wind Turbine | WND | Wind | 1.5 | 2010
56689 | Renew Energy Maintenance LLC | 57351 | Uilk Wind LLC | MN | PIPESTONE | FA03 | Onshore Wind Turbine | WND | Wind | 1.5 | 2010
15477 | Public Service Elec & Gas Co | 57352 | Trenton Solar Farm | NJ | Mercer | TREN | Solar Photovoltaic | SUN | Solar PV | 1 | 2010
56694 | Thermo No 1 BE 01 LLC | 57353 | Thermo No 1 | UT | BEAVER | 2 | Geothermal | GEO | Geothermal | 14 | 2013
56693 | Fox Island Wind LLC | 57354 | Fox Island Wind LLC | ME | Knox | 1 | Onshore Wind Turbine | WND | Wind | 4.5 | 2009
55938 | Industrial Power Generating Company LLC | 57356 | Henrico | VA | Henrico | 1 | Landfill Gas | LFG | Biomass | 0.3 | 2010
55938 | Industrial Power Generating Company LLC | 57356 | Henrico | VA | Henrico | 10 | Landfill Gas | LFG | Biomass | 0.3 | 2010
55938 | Industrial Power Generating Company LLC | 57356 | Henrico | VA | Henrico | 11 | Landfill Gas | LFG | Biomass | 0.3 | 2010
55938 | Industrial Power Generating Company LLC | 57356 | Henrico | VA | Henrico | 12 | Landfill Gas | LFG | Biomass | 0.3 | 2010
55938 | Industrial Power Generating Company LLC | 57356 | Henrico | VA | Henrico | 2 | Landfill Gas | LFG | Biomass | 0.3 | 2010
55938 | Industrial Power Generating Company LLC | 57356 | Henrico | VA | Henrico | 3 | Landfill Gas | LFG | Biomass | 0.3 | 2010
55938 | Industrial Power Generating Company LLC | 57356 | Henrico | VA | Henrico | 4 | Landfill Gas | LFG | Biomass | 0.3 | 2010
55938 | Industrial Power Generating Company LLC | 57356 | Henrico | VA | Henrico | 5 | Landfill Gas | LFG | Biomass | 0.3 | 2010
55938 | Industrial Power Generating Company LLC | 57356 | Henrico | VA | Henrico | 6 | Landfill Gas | LFG | Biomass | 0.3 | 2010
55938 | Industrial Power Generating Company LLC | 57356 | Henrico | VA | Henrico | 7 | Landfill Gas | LFG | Biomass | 0.3 | 2010
55938 | Industrial Power Generating Company LLC | 57356 | Henrico | VA | Henrico | 8 | Landfill Gas | LFG | Biomass | 0.3 | 2010
55938 | Industrial Power Generating Company LLC | 57356 | Henrico | VA | Henrico | 9 | Landfill Gas | LFG | Biomass | 0.3 | 2010
56698 | Red Mesa Wind LLC | 57357 | Red Mesa Wind LLC | NM | Sandoval | EXIS | Onshore Wind Turbine | WND | Wind | 102.4 | 2010
56699 | CPV Keenan II Renewable Energy Co LLC | 57358 | Keenan II Renewable Energy Co LLC | OK | WOODWARD | 1 | Onshore Wind Turbine | WND | Wind | 151.8 | 2010
56700 | Avenal Solar Holdings LLC | 57359 | Avenal Park | CA | KINGS | 1 | Solar Photovoltaic | SUN | Solar PV | 6 | 2011
56700 | Avenal Solar Holdings LLC | 57360 | Sun City Project LLC | CA | KINGS | 1 | Solar Photovoltaic | SUN | Solar PV | 20 | 2011
56700 | Avenal Solar Holdings LLC | 57361 | Sand Drag LLC | CA | KINGS | 1 | Solar Photovoltaic | SUN | Solar PV | 19 | 2011
56701 | The Hankin Group | 57362 | Morgantown Solar Park | PA | BERKS | 1 | Solar Photovoltaic | SUN | Solar PV | 2 | 2011
56702 | 510 REPP One LLC | 57363 | 510 REPP One | NC | Northampton | 1 | Solar Photovoltaic | SUN | Solar PV | 1.3 | 2014
56707 | Yuma County Water User's Association | 57364 | Siphon Drop Power Plant | CA | IMPERIAL | 1 | Conventional Hydroelectric | WAT | Hydro | 2.2 | 1987
56707 | Yuma County Water User's Association | 57364 | Siphon Drop Power Plant | CA | IMPERIAL | 2 | Conventional Hydroelectric | WAT | Hydro | 2.2 | 1987
56703 | MP Durham LLC | 57365 | MP Durham LLC | NC | Durham | 1A | Landfill Gas | LFG | Biomass | 1.1 | 2010
56703 | MP Durham LLC | 57365 | MP Durham LLC | NC | Durham | 1B | Landfill Gas | LFG | Biomass | 1.1 | 2010
56703 | MP Durham LLC | 57365 | MP Durham LLC | NC | Durham | 1C | Landfill Gas | LFG | Biomass | 1.1 | 2010
56704 | MP Wayne LLC | 57366 | MP Wayne LLC | NC | Wayne | 1A | Landfill Gas | LFG | Biomass | 1.1 | 2010
56704 | MP Wayne LLC | 57366 | MP Wayne LLC | NC | Wayne | 1B | Landfill Gas | LFG | Biomass | 1.1 | 2010
56704 | MP Wayne LLC | 57366 | MP Wayne LLC | NC | Wayne | 1C | Landfill Gas | LFG | Biomass | 1.1 | 2010
56705 | Pocono International Raceway Inc | 57367 | Pocono Solar Project | PA | Monroe | POCON | Solar Photovoltaic | SUN | Solar PV | 3 | 2010
56696 | Alamosa Operating Services LLC | 57368 | Cogentrix of Alamosa | CO | Alamosa | 1 | Solar Photovoltaic | SUN | Solar PV | 30 | 2012
56706 | Chevron Technology Ventures | 57369 | Questa Solar Facility | NM | Taos | QST | Solar Photovoltaic | SUN | Solar PV | 1 | 2011
57170 | EDF Renewable Asset Holdings, Inc. | 57372 | Bellevue Solar Project | OR | Yamhill | INV-1 | Solar Photovoltaic | SUN | Solar PV | 1.6 | 2011
59396 | Agua Caliente Solar | 57373 | Agua Caliente Solar Project | AZ | Yuma | AGU1 | Solar Photovoltaic | SUN | Solar PV | 90.7 | 2012
59396 | Agua Caliente Solar | 57373 | Agua Caliente Solar Project | AZ | Yuma | AGU2 | Solar Photovoltaic | SUN | Solar PV | 136 | 2012
59396 | Agua Caliente Solar | 57373 | Agua Caliente Solar Project | AZ | Yuma | AGU3 | Solar Photovoltaic | SUN | Solar PV | 121 | 2014
57170 | EDF Renewable Asset Holdings, Inc. | 57374 | Lakefield Wind Project LLC | MN | Jackson | LAKE1 | Onshore Wind Turbine | WND | Wind | 205.5 | 2011
56713 | Adams Wind Generations LLC | 57375 | Adams Wind Generations LLC | MN | Meeker | AWG | Onshore Wind Turbine | WND | Wind | 20 | 2011
34691 | Ormat Nevada Inc | 57376 | Jersey Valley Geothermal Power Plant | NV | Pershing | OEC 1 | Geothermal | GEO | Geothermal | 16 | 2010
34691 | Ormat Nevada Inc | 57376 | Jersey Valley Geothermal Power Plant | NV | Pershing | OEC 2 | Geothermal | GEO | Geothermal | 7.5 | 2010
56720 | Greater Sandhill I LLC | 57377 | Greater Sandhill I | CO | Alamosa | GS-P1 | Solar Photovoltaic | SUN | Solar PV | 10 | 2010
56720 | Greater Sandhill I LLC | 57377 | Greater Sandhill I | CO | Alamosa | GS-P2 | Solar Photovoltaic | SUN | Solar PV | 9 | 2010
56722 | AV Solar Ranch 1 LLC | 57378 | AV Solar Ranch One | CA | Los Angeles | AVSR | Solar Photovoltaic | SUN | Solar PV | 253 | 2014
15399 | Avangrid Renewables Inc | 57379 | Dry Lake Wind II LLC | AZ | Navajo | 1 | Onshore Wind Turbine | WND | Wind | 65.1 | 2010
15399 | Avangrid Renewables Inc | 57380 | New England Wind LLC | MA | Berkshire | 1 | Onshore Wind Turbine | WND | Wind | 28.5 | 2012
15477 | Public Service Elec & Gas Co | 57381 | Linden Solar Farm | NJ | Union | LIND | Solar Photovoltaic | SUN | Solar PV | 2.7 | 2010
15477 | Public Service Elec & Gas Co | 57382 | Yardville Solar Farm | NJ | Mercer | YARD | Solar Photovoltaic | SUN | Solar PV | 3.6 | 2010
15477 | Public Service Elec & Gas Co | 57383 | WEA Texas Bayonne | NJ | Hudson | BAYO | Solar Photovoltaic | SUN | Solar PV | 1.5 | 2010
15477 | Public Service Elec & Gas Co | 57384 | Matrix Buildings A&B (Perth Amboy) Solar | NJ | Middlesex | MATR | Solar Photovoltaic | SUN | Solar PV | 2.5 | 2011
15477 | Public Service Elec & Gas Co | 57384 | Matrix Buildings A&B (Perth Amboy) Solar | NJ | Middlesex | SWC1 | Solar Photovoltaic | SUN | Solar PV | 3.5 | 2012
59883 | NRG Energy Gas & Wind Holdings Inc | 57385 | Community Wind North LLC | MN | LINCOLN | 34505 | Onshore Wind Turbine | WND | Wind | 30 | 2011
56715 | Ridgewind Power Partners LLC | 57386 | Ridgewind | MN | PIPESTONE | WTG1 | Onshore Wind Turbine | WND | Wind | 25.3 | 2011
56727 | Ashtabula Wind III LLC | 57387 | Ashtabula Wind III LLC | ND | Barnes | GE16 | Onshore Wind Turbine | WND | Wind | 62.4 | 2010
56732 | GlaxoSmithKline Consumer Healthcare L P | 57390 | GSK York RDC Solar Facility | PA | YORK | 1 | Solar Photovoltaic | SUN | Solar PV | 2.6 | 2010
24211 | Tucson Electric Power Co | 57392 | UASTP I | AZ | Pima | UATP1 | Solar Photovoltaic | SUN | Solar PV | 1.2 | 2010
56718 | DF-AP #1 LLC | 57393 | Big Sky Dairy Digester | ID | GOODING | GEN1 | Other Waste Biomass | OBG | Biomass | 0.8 | 2009
56718 | DF-AP #1 LLC | 57393 | Big Sky Dairy Digester | ID | GOODING | GEN2 | Other Waste Biomass | OBG | Biomass | 0.8 | 2009
56723 | Genesis Solar LLC | 57394 | Genesis Solar Energy Project | CA | Riverside | GEN01 | Solar Thermal without Energy Storage | SUN | Solar Thermal | 125 | 2014
56723 | Genesis Solar LLC | 57394 | Genesis Solar Energy Project | CA | Riverside | GEN02 | Solar Thermal without Energy Storage | SUN | Solar Thermal | 125 | 2013
56721 | Danielson Wind Farms LLC | 57396 | Danielson Wind Farms LLC | MN | KANDIYOHI | DWF | Onshore Wind Turbine | WND | Wind | 20 | 2011
56728 | Dow Jones & Co | 57397 | Dow Jones South Brunswick Solar | NJ | Middlesex | PV01 | Solar Photovoltaic | SUN | Solar PV | 2.5 | 2010
56728 | Dow Jones & Co | 57397 | Dow Jones South Brunswick Solar | NJ | Middlesex | PV02 | Solar Photovoltaic | SUN | Solar PV | 1.6 | 2011
56798 | Taylorsville Solar LLC | 57402 | Taylorsville Solar LLC | NC | Alexander | TAY1 | Solar Photovoltaic | SUN | Solar PV | 1.2 | 2010
54842 | WM Renewable Energy LLC | 57403 | Northwest Regional | AZ | Maricopa | GEN1 | Landfill Gas | LFG | Biomass | 1.6 | 2012
54842 | WM Renewable Energy LLC | 57403 | Northwest Regional | AZ | Maricopa | GEN2 | Landfill Gas | LFG | Biomass | 1.6 | 2012
54842 | WM Renewable Energy LLC | 57404 | Oneida Herkimer | NY | Oneida | GEN1 | Landfill Gas | LFG | Biomass | 1.6 | 2012
54842 | WM Renewable Energy LLC | 57404 | Oneida Herkimer | NY | Oneida | GEN2 | Landfill Gas | LFG | Biomass | 1.6 | 2013
54842 | WM Renewable Energy LLC | 57405 | Eagle Valley (MI) | MI | Oakland | GEN1 | Landfill Gas | LFG | Biomass | 1.6 | 2011
54842 | WM Renewable Energy LLC | 57405 | Eagle Valley (MI) | MI | Oakland | GEN2 | Landfill Gas | LFG | Biomass | 1.6 | 2011
54842 | WM Renewable Energy LLC | 57406 | Prairie View IL | IL | Will | GEN1 | Landfill Gas | LFG | Biomass | 1.6 | 2011
54842 | WM Renewable Energy LLC | 57406 | Prairie View IL | IL | Will | GEN2 | Landfill Gas | LFG | Biomass | 1.6 | 2011
54842 | WM Renewable Energy LLC | 57406 | Prairie View IL | IL | Will | GEN3 | Landfill Gas | LFG | Biomass | 1.6 | 2011
54842 | WM Renewable Energy LLC | 57408 | Prairie Bluff | MS | Chickasaw | GEN1 | Landfill Gas | LFG | Biomass | 1.6 | 2012
54842 | WM Renewable Energy LLC | 57409 | West Camden | TN | Benton | GEN1 | Landfill Gas | LFG | Biomass | 1.6 | 2012
54842 | WM Renewable Energy LLC | 57409 | West Camden | TN | Benton | GEN2 | Landfill Gas | LFG | Biomass | 1.6 | 2012
54842 | WM Renewable Energy LLC | 57409 | West Camden | TN | Benton | GEN3 | Landfill Gas | LFG | Biomass | 1.6 | 2012
54842 | WM Renewable Energy LLC | 57410 | Geneva | OH | Ashtabula | GEN1 | Landfill Gas | LFG | Biomass | 0.8 | 2013
54842 | WM Renewable Energy LLC | 57410 | Geneva | OH | Ashtabula | GEN2 | Landfill Gas | LFG | Biomass | 0.8 | 2013
54842 | WM Renewable Energy LLC | 57410 | Geneva | OH | Ashtabula | GEN3 | Landfill Gas | LFG | Biomass | 0.8 | 2013
54842 | WM Renewable Energy LLC | 57410 | Geneva | OH | Ashtabula | GEN4 | Landfill Gas | LFG | Biomass | 0.8 | 2013
54842 | WM Renewable Energy LLC | 57410 | Geneva | OH | Ashtabula | GEN5 | Landfill Gas | LFG | Biomass | 0.8 | 2013
54842 | WM Renewable Energy LLC | 57411 | Mahoning | OH | Mahoning | GEN1 | Landfill Gas | LFG | Biomass | 0.8 | 2013
54842 | WM Renewable Energy LLC | 57411 | Mahoning | OH | Mahoning | GEN2 | Landfill Gas | LFG | Biomass | 0.8 | 2013
54842 | WM Renewable Energy LLC | 57411 | Mahoning | OH | Mahoning | GEN3 | Landfill Gas | LFG | Biomass | 0.8 | 2013
54842 | WM Renewable Energy LLC | 57411 | Mahoning | OH | Mahoning | GEN4 | Landfill Gas | LFG | Biomass | 0.8 | 2013
54842 | WM Renewable Energy LLC | 57411 | Mahoning | OH | Mahoning | GEN5 | Landfill Gas | LFG | Biomass | 0.8 | 2013
56741 | Knouse Food Cooperative Inc | 57412 | Knouse Solar Project 1 | PA | Cumberland | 1 | Solar Photovoltaic | SUN | Solar PV | 3 | 2010
56742 | Notus Clean Energy LLC | 57414 | Notus Wind 1 | MA | BARNSTABLE | 1 | Onshore Wind Turbine | WND | Wind | 1.7 | 2010
55963 | AE Power Services LLC | 57415 | Sherbino II | TX | Pecos | 1 | Onshore Wind Turbine | WND | Wind | 147.5 | 2011
56744 | Elk Wind Energy LLC | 57417 | Elk Wind Farm | IA | Delaware | NORD | Onshore Wind Turbine | WND | Wind | 40.8 | 2011
56748 | RP1 Fuel Cell LLC | 57419 | RPI Fuel Cell LLC | CA | San Bernardino | 0001 | Other Waste Biomass | OBG | Biomass | 3 | 2013
56749 | UTS SJ1 LLC | 57420 | UTS SJ1 LLC | CA | Santa Clara | 0001 | Other Waste Biomass | OBG | Biomass | 1.5 | 2012
5109 | DTE Electric Company | 57421 | Gratiot Wind Park | MI | Gratiot | 1 | Onshore Wind Turbine | WND | Wind | 102 | 2011
56751 | Yolo County of | 57422 | Yolo County Solar Project | CA | Yolo | 1 | Solar Photovoltaic | SUN | Solar PV | 1 | 2010
15399 | Avangrid Renewables Inc | 57424 | Buffalo Ridge II LLC | SD | Brookings | 1 | Onshore Wind Turbine | WND | Wind | 210 | 2010
56753 | AgPower Jerome LLC | 57425 | Double A Digester | ID | JEROME | 1 | Other Waste Biomass | OBG | Biomass | 1.5 | 2011
56753 | AgPower Jerome LLC | 57425 | Double A Digester | ID | JEROME | 2 | Other Waste Biomass | OBG | Biomass | 1.5 | 2012
56753 | AgPower Jerome LLC | 57425 | Double A Digester | ID | JEROME | 3 | Other Waste Biomass | OBG | Biomass | 1.5 | 2012
57337 | Aegis Renewables LLC | 57427 | Ryegrass Windfarm | ID | Elmore | 1 | Onshore Wind Turbine | WND | Wind | 23 | 2012
57337 | Aegis Renewables LLC | 57428 | Hammett Hill Windfarm | ID | Elmore | 1 | Onshore Wind Turbine | WND | Wind | 23 | 2012
57337 | Aegis Renewables LLC | 57429 | Mainline Windfarm | ID | Elmore | 1 | Onshore Wind Turbine | WND | Wind | 23 | 2012
57337 | Aegis Renewables LLC | 57430 | Desert Meadow Windfarm | ID | Elmore | 1 | Onshore Wind Turbine | WND | Wind | 23 | 2012
57337 | Aegis Renewables LLC | 57431 | Cold Springs Windfarm | ID | Elmore | 1 | Onshore Wind Turbine | WND | Wind | 23 | 2012
12667 | Minnesota Municipal Power Agny | 57432 | Oak Glen Wind Farm | MN | Steele | 1 | Onshore Wind Turbine | WND | Wind | 44 | 2011
56756 | Bellefontaine Gas Producers LLC | 57433 | Bellefontaine Gas Producers LLC | OH | Logan | 1 | Landfill Gas | LFG | Biomass | 1.6 | 2009
56756 | Bellefontaine Gas Producers LLC | 57433 | Bellefontaine Gas Producers LLC | OH | Logan | 2 | Landfill Gas | LFG | Biomass | 1.6 | 2009
56756 | Bellefontaine Gas Producers LLC | 57433 | Bellefontaine Gas Producers LLC | OH | Logan | 3 | Landfill Gas | LFG | Biomass | 1.6 | 2009
56757 | Valley View Transmission LLC | 57434 | Valley View Transmission LLC | MN | Murray | VVT | Onshore Wind Turbine | WND | Wind | 10 | 2011
56758 | Solar Star North Carolina II LLC | 57435 | Solar Star North Carolina II LLC | NC | Hertford | 1 | Solar Photovoltaic | SUN | Solar PV | 1.3 | 2011
56758 | Solar Star North Carolina II LLC | 57435 | Solar Star North Carolina II LLC | NC | Hertford | 2 | Solar Photovoltaic | SUN | Solar PV | 1.3 | 2011
56758 | Solar Star North Carolina II LLC | 57435 | Solar Star North Carolina II LLC | NC | Hertford | 3 | Solar Photovoltaic | SUN | Solar PV | 1.3 | 2011
56758 | Solar Star North Carolina II LLC | 57435 | Solar Star North Carolina II LLC | NC | Hertford | 4 | Solar Photovoltaic | SUN | Solar PV | 1.3 | 2011
56758 | Solar Star North Carolina II LLC | 57435 | Solar Star North Carolina II LLC | NC | Hertford | 5 | Solar Photovoltaic | SUN | Solar PV | 1.3 | 2011
56760 | Davidson Gas Producers LLC | 57436 | Davidson Gas Producers LLC | NC | DAVIDSON | 1 | Landfill Gas | LFG | Biomass | 1.6 | 2010
3220 | Central Oregon Irrigation Dist | 57437 | Juniper Ridge Hydroelectric Project | OR | Deschutes | 21-01 | Conventional Hydroelectric | WAT | Hydro | 5 | 2010
56761 | 6th St Solar Park of Gainesville FL | 57438 | 6th St Solar Park of Gainesville FL | FL | Alachua | 1 | Solar Photovoltaic | SUN | Solar PV | 1.6 | 2011
56762 | High Plains Ranch II, LLC | 57439 | California Valley Solar Ranch | CA | SAN LUIS OBISPO | HPR2 | Solar Photovoltaic | SUN | Solar PV | 32.3 | 2013
56762 | High Plains Ranch II, LLC | 57439 | California Valley Solar Ranch | CA | SAN LUIS OBISPO | HPR2A | Solar Photovoltaic | SUN | Solar PV | 21 | 2012
56762 | High Plains Ranch II, LLC | 57439 | California Valley Solar Ranch | CA | SAN LUIS OBISPO | HPR2B | Solar Photovoltaic | SUN | Solar PV | 86.5 | 2013
56762 | High Plains Ranch II, LLC | 57439 | California Valley Solar Ranch | CA | SAN LUIS OBISPO | HPR2C | Solar Photovoltaic | SUN | Solar PV | 70 | 2013
56762 | High Plains Ranch II, LLC | 57439 | California Valley Solar Ranch | CA | SAN LUIS OBISPO | HPR2D | Solar Photovoltaic | SUN | Solar PV | 40 | 2013
17609 | Southern California Edison Co | 57441 | Solar Photovoltaic Project #42 | CA | TULARE | S42A | Solar Photovoltaic | SUN | Solar PV | 0.5 | 2012
17609 | Southern California Edison Co | 57441 | Solar Photovoltaic Project #42 | CA | TULARE | S42B | Solar Photovoltaic | SUN | Solar PV | 0.5 | 2012
17609 | Southern California Edison Co | 57441 | Solar Photovoltaic Project #42 | CA | TULARE | S42C | Solar Photovoltaic | SUN | Solar PV | 0.5 | 2012
17609 | Southern California Edison Co | 57441 | Solar Photovoltaic Project #42 | CA | TULARE | S42D | Solar Photovoltaic | SUN | Solar PV | 0.5 | 2012
17609 | Southern California Edison Co | 57441 | Solar Photovoltaic Project #42 | CA | TULARE | S42E | Solar Photovoltaic | SUN | Solar PV | 0.5 | 2012
17609 | Southern California Edison Co | 57441 | Solar Photovoltaic Project #42 | CA | TULARE | S42F | Solar Photovoltaic | SUN | Solar PV | 0.5 | 2012
17609 | Southern California Edison Co | 57441 | Solar Photovoltaic Project #42 | CA | TULARE | S42G | Solar Photovoltaic | SUN | Solar PV | 0.5 | 2012
17609 | Southern California Edison Co | 57441 | Solar Photovoltaic Project #42 | CA | TULARE | S42H | Solar Photovoltaic | SUN | Solar PV | 0.5 | 2012
17609 | Southern California Edison Co | 57441 | Solar Photovoltaic Project #42 | CA | TULARE | S42I | Solar Photovoltaic | SUN | Solar PV | 0.5 | 2012
17609 | Southern California Edison Co | 57441 | Solar Photovoltaic Project #42 | CA | TULARE | S42J | Solar Photovoltaic | SUN | Solar PV | 0.5 | 2012
58720 | Enbridge | 57442 | Silver State Solar Power North | NV | Clark | 56188 | Solar Photovoltaic | SUN | Solar PV | 52 | 2012
54842 | WM Renewable Energy LLC | 57443 | Pine Tree Acres WM LFGTE | MI | Macomb | GEN1 | Landfill Gas | LFG | Biomass | 1.6 | 2012
54842 | WM Renewable Energy LLC | 57443 | Pine Tree Acres WM LFGTE | MI | Macomb | GEN2 | Landfill Gas | LFG | Biomass | 1.6 | 2012
54842 | WM Renewable Energy LLC | 57443 | Pine Tree Acres WM LFGTE | MI | Macomb | GEN3 | Landfill Gas | LFG | Biomass | 1.6 | 2012
54842 | WM Renewable Energy LLC | 57443 | Pine Tree Acres WM LFGTE | MI | Macomb | GEN4 | Landfill Gas | LFG | Biomass | 1.6 | 2012
54842 | WM Renewable Energy LLC | 57443 | Pine Tree Acres WM LFGTE | MI | Macomb | GEN5 | Landfill Gas | LFG | Biomass | 1.6 | 2012
54842 | WM Renewable Energy LLC | 57443 | Pine Tree Acres WM LFGTE | MI | Macomb | GEN6 | Landfill Gas | LFG | Biomass | 1.6 | 2012
54842 | WM Renewable Energy LLC | 57443 | Pine Tree Acres WM LFGTE | MI | Macomb | GEN7 | Landfill Gas | LFG | Biomass | 1.6 | 2012
54842 | WM Renewable Energy LLC | 57443 | Pine Tree Acres WM LFGTE | MI | Macomb | GEN8 | Landfill Gas | LFG | Biomass | 1.6 | 2012
57337 | Aegis Renewables LLC | 57444 | Two Ponds Windfarm | ID | Elmore | 1 | Onshore Wind Turbine | WND | Wind | 23 | 2012
34691 | Ormat Nevada Inc | 57446 | McGinness Hills | NV | Lander | 1 | Geothermal | GEO | Geothermal | 20 | 2012
34691 | Ormat Nevada Inc | 57446 | McGinness Hills | NV | Lander | 2 | Geothermal | GEO | Geothermal | 20 | 2012
34691 | Ormat Nevada Inc | 57446 | McGinness Hills | NV | Lander | 3 | Geothermal | GEO | Geothermal | 12 | 2012
34691 | Ormat Nevada Inc | 57446 | McGinness Hills | NV | Lander | OEC21 | Geothermal | GEO | Geothermal | 18 | 2015
34691 | Ormat Nevada Inc | 57446 | McGinness Hills | NV | Lander | OEC22 | Geothermal | GEO | Geothermal | 18 | 2015
34691 | Ormat Nevada Inc | 57446 | McGinness Hills | NV | Lander | OEC23 | Geothermal | GEO | Geothermal | 12 | 2015
19740 | AES Wind Generation Inc | 57447 | Laurel Mountain | WV | Barbour | 1 | Onshore Wind Turbine | WND | Wind | 97.6 | 2011
19740 | AES Wind Generation Inc | 57447 | Laurel Mountain | WV | Barbour | 2 | Batteries | MWH | Other | 32 | 2011
56769 | Consolidated Edison Development Inc. | 57448 | Pilesgrove | NJ | Salem | PILE | Solar Photovoltaic | SUN | Solar PV | 18 | 2011
15399 | Avangrid Renewables Inc | 57449 | Blue Creek Wind Project | OH | Van Wert | 1 | Onshore Wind Turbine | WND | Wind | 302 | 2011
34691 | Ormat Nevada Inc | 57451 | Tuscarora Geothermal Power Plant | NV | Elko | G9200 | Geothermal | GEO | Geothermal | 12 | 2012
34691 | Ormat Nevada Inc | 57451 | Tuscarora Geothermal Power Plant | NV | Elko | G9250 | Geothermal | GEO | Geothermal | 12 | 2012
57271 | NRG Solar Borrego I | 57455 | NRG Solar Borrego I | CA | San Diego | SB1 | Solar Photovoltaic | SUN | Solar PV | 26 | 2013
56764 | USG Nevada LLC | 57456 | San Emidio | NV | WASHOE | SE-U1 | Geothermal | GEO | Geothermal | 11.8 | 2012
56776 | Seneca Sustainable Energy LLC | 57457 | Seneca Sustainable Energy LLC | OR | Lane | 1 | Wood/Wood Waste Biomass | WDS | Biomass | 19.8 | 2011
56777 | Avidan Energy Solutions | 57458 | 145 Talmadge Solar | NJ | Middlesex | 1 | Solar Photovoltaic | SUN | Solar PV | 3.8 | 2011
19740 | AES Wind Generation Inc | 57459 | Mountain View IV | CA | Riverside | 1 | Onshore Wind Turbine | WND | Wind | 49 | 2012
56778 | Bloom Energy 2009 PPA | 57460 | Caltech Central | CA | Los Angeles | CL00 | Other Waste Biomass | OBG | Biomass | 0.1 | 2010
56778 | Bloom Energy 2009 PPA | 57460 | Caltech Central | CA | Los Angeles | CL01 | Other Waste Biomass | OBG | Biomass | 0.1 | 2010
56778 | Bloom Energy 2009 PPA | 57460 | Caltech Central | CA | Los Angeles | CL02 | Other Waste Biomass | OBG | Biomass | 0.1 | 2010
56778 | Bloom Energy 2009 PPA | 57460 | Caltech Central | CA | Los Angeles | CL03 | Other Waste Biomass | OBG | Biomass | 0.1 | 2010
56778 | Bloom Energy 2009 PPA | 57460 | Caltech Central | CA | Los Angeles | CL04 | Other Waste Biomass | OBG | Biomass | 0.1 | 2010
56778 | Bloom Energy 2009 PPA | 57460 | Caltech Central | CA | Los Angeles | CL05 | Other Waste Biomass | OBG | Biomass | 0.1 | 2010
56778 | Bloom Energy 2009 PPA | 57460 | Caltech Central | CA | Los Angeles | CL06 | Other Waste Biomass | OBG | Biomass | 0.1 | 2010
56778 | Bloom Energy 2009 PPA | 57460 | Caltech Central | CA | Los Angeles | CL07 | Other Waste Biomass | OBG | Biomass | 0.1 | 2010
56778 | Bloom Energy 2009 PPA | 57460 | Caltech Central | CA | Los Angeles | CL08 | Other Waste Biomass | OBG | Biomass | 0.1 | 2010
56778 | Bloom Energy 2009 PPA | 57460 | Caltech Central | CA | Los Angeles | CL09 | Other Waste Biomass | OBG | Biomass | 0.1 | 2010
56778 | Bloom Energy 2009 PPA | 57460 | Caltech Central | CA | Los Angeles | CL10 | Other Waste Biomass | OBG | Biomass | 0.1 | 2010
56779 | Martins Creek Solar NC, LLC | 57461 | Martins Creek Solar NC, LLC | NC | Cherokee | 1 | Solar Photovoltaic | SUN | Solar PV | 1 | 2011
56780 | Enfinity BNB Napoleon Solar LLC | 57462 | Napoleon Solar I | OH | Henry | 1 | Solar Photovoltaic | SUN | Solar PV | 8 | 2011
49893 | Invenergy Services LLC | 57463 | Bishop Hill Energy LLC | IL | Henry | 1 | Onshore Wind Turbine | WND | Wind | 200 | 2012
56783 | Romark Logistics of PA Inc. | 57465 | Romark PA Solar | PA | Luzerne | 1 | Solar Photovoltaic | SUN | Solar PV | 1.8 | 2011
57249 | EPP Renewable Energy | 57466 | Blue Ridge Landfill | PA | Franklin | GEN1 | Landfill Gas | LFG | Biomass | 1.6 | 2013
57249 | EPP Renewable Energy | 57466 | Blue Ridge Landfill | PA | Franklin | GEN2 | Landfill Gas | LFG | Biomass | 1.6 | 2013
57249 | EPP Renewable Energy | 57466 | Blue Ridge Landfill | PA | Franklin | GEN3 | Landfill Gas | LFG | Biomass | 1.6 | 2013
57249 | EPP Renewable Energy | 57466 | Blue Ridge Landfill | PA | Franklin | GEN4 | Landfill Gas | LFG | Biomass | 1.6 | 2013
56785 | The Westervelt Co | 57467 | Westervelt Moundville Cogen | AL | Hale | TG1 | Wood/Wood Waste Biomass | WDS | Biomass | 8.8 | 2011
56786 | Crystal Lake 3 LLC | 57468 | Crystal Lake 3 LLC | IA | Winnebago | GE1.5 | Onshore Wind Turbine | WND | Wind | 66 | 2009
56787 | Garden Wind LLC | 57469 | Garden Wind LLC | IA | Hardin | GE1.5 | Onshore Wind Turbine | WND | Wind | 150 | 2009
56788 | Domtar Paper Company Bennettsville | 57470 | Marlboro Mill | SC | Marlboro | MG1 | Wood/Wood Waste Biomass | BLQ | Biomass | 51.4 | 2010
56769 | Consolidated Edison Development Inc. | 57471 | Murray Hill Solar | NJ | Union | MHNJ | Solar Photovoltaic | SUN | Solar PV | 1 | 2011
56769 | Consolidated Edison Development Inc. | 57473 | Dartmouth Solar | MA | Bristol | DSMA | Solar Photovoltaic | SUN | Solar PV | 1.6 | 2011
56790 | Ralls Wind Farm LLC | 57474 | Ralls Wind Farm | TX | Crosby | 1 | Onshore Wind Turbine | WND | Wind | 10 | 2011
56791 | Hudson Ranch Power I LLC | 57475 | John L. Featherstone Plant | CA | Imperial | HRP1 | Geothermal | GEO | Geothermal | 55 | 2012
30151 | Tri-State G & T Assn, Inc | 57476 | TSGT Mobile Generator #15 | NM | Rio Arriba | M15G | Petroleum Liquids | DFO | Petroleum | 2 | 2009
56795 | Chittenden County Solar Partners LLC | 57481 | Chittenden County Solar Partners | VT | Chittenden | 01 | Solar Photovoltaic | SUN | Solar PV | 2.2 | 2011
56887 | CPV Sentinel LLC | 57482 | Sentinel Energy Center, LLC | CA | Riverside | CTG1 | Natural Gas Fired Combustion Turbine | NG | Natural Gas Peaker | 100 | 2013
56887 | CPV Sentinel LLC | 57482 | Sentinel Energy Center, LLC | CA | Riverside | CTG2 | Natural Gas Fired Combustion Turbine | NG | Natural Gas Peaker | 100 | 2013
56887 | CPV Sentinel LLC | 57482 | Sentinel Energy Center, LLC | CA | Riverside | CTG3 | Natural Gas Fired Combustion Turbine | NG | Natural Gas Peaker | 100 | 2013
56887 | CPV Sentinel LLC | 57482 | Sentinel Energy Center, LLC | CA | Riverside | CTG4 | Natural Gas Fired Combustion Turbine | NG | Natural Gas Peaker | 100 | 2013
56887 | CPV Sentinel LLC | 57482 | Sentinel Energy Center, LLC | CA | Riverside | CTG5 | Natural Gas Fired Combustion Turbine | NG | Natural Gas Peaker | 100 | 2013
56887 | CPV Sentinel LLC | 57482 | Sentinel Energy Center, LLC | CA | Riverside | CTG6 | Natural Gas Fired Combustion Turbine | NG | Natural Gas Peaker | 100 | 2013
56887 | CPV Sentinel LLC | 57482 | Sentinel Energy Center, LLC | CA | Riverside | CTG7 | Natural Gas Fired Combustion Turbine | NG | Natural Gas Peaker | 100 | 2013
56887 | CPV Sentinel LLC | 57482 | Sentinel Energy Center, LLC | CA | Riverside | CTG8 | Natural Gas Fired Combustion Turbine | NG | Natural Gas Peaker | 100 | 2013
49981 | Diamond Generating Corporation | 57483 | Mariposa Energy Project | CA | Alameda | CTG1 | Natural Gas Fired Combustion Turbine | NG | Natural Gas Peaker | 49.9 | 2012
49981 | Diamond Generating Corporation | 57483 | Mariposa Energy Project | CA | Alameda | CTG2 | Natural Gas Fired Combustion Turbine | NG | Natural Gas Peaker | 49.9 | 2012
49981 | Diamond Generating Corporation | 57483 | Mariposa Energy Project | CA | Alameda | CTG3 | Natural Gas Fired Combustion Turbine | NG | Natural Gas Peaker | 49.9 | 2012
49981 | Diamond Generating Corporation | 57483 | Mariposa Energy Project | CA | Alameda | CTG4 | Natural Gas Fired Combustion Turbine | NG | Natural Gas Peaker | 49.9 | 2012
15399 | Avangrid Renewables Inc | 57484 | Manzana Wind LLC | CA | Kern | GEN1 | Onshore Wind Turbine | WND | Wind | 189 | 2012
56769 | Consolidated Edison Development Inc. | 57485 | Flemington Solar | NJ | Hunterdon | FSNJ | Solar Photovoltaic | SUN | Solar PV | 8 | 2011
56769 | Consolidated Edison Development Inc. | 57486 | Frenchtown I Solar | NJ | Hunterdon | F1NJ | Solar Photovoltaic | SUN | Solar PV | 3 | 2012
56769 | Consolidated Edison Development Inc. | 57487 | Frenchtown II Solar | NJ | Hunterdon | F2NJ | Solar Photovoltaic | SUN | Solar PV | 3 | 2011
56769 | Consolidated Edison Development Inc. | 57488 | Lebanon Solar | NJ | Hunterdon | LSNJ | Solar Photovoltaic | SUN | Solar PV | 2 | 2011
58523 | Enerdyne Power Systems Inc | 57489 | Oak Grove Gas Producers | KS | Crawford | G1 | Landfill Gas | LFG | Biomass | 1.6 | 2010
58523 | Enerdyne Power Systems Inc | 57489 | Oak Grove Gas Producers | KS | Crawford | G2 | Landfill Gas | LFG | Biomass | 2 | 2013
56819 | CSOLAR IV South LLC | 57490 | Imperial Solar Energy Center South | CA | Imperial | 56819 | Solar Photovoltaic | SUN | Solar PV | 128.9 | 2013
56814 | Black Creek Renewable Energy LLC | 57492 | Sampson County Landfill | NC | Sampson | GEN1 | Landfill Gas | LFG | Biomass | 1.6 | 2011
56814 | Black Creek Renewable Energy LLC | 57492 | Sampson County Landfill | NC | Sampson | GEN2 | Landfill Gas | LFG | Biomass | 1.6 | 2011
56814 | Black Creek Renewable Energy LLC | 57492 | Sampson County Landfill | NC | Sampson | GEN3 | Landfill Gas | LFG | Biomass | 1.6 | 2011
56814 | Black Creek Renewable Energy LLC | 57492 | Sampson County Landfill | NC | Sampson | GEN4 | Landfill Gas | LFG | Biomass | 1.6 | 2011
56814 | Black Creek Renewable Energy LLC | 57492 | Sampson County Landfill | NC | Sampson | GEN5 | Landfill Gas | LFG | Biomass | 1.6 | 2011
56814 | Black Creek Renewable Energy LLC | 57492 | Sampson County Landfill | NC | Sampson | GEN6 | Landfill Gas | LFG | Biomass | 1.6 | 2014
56215 | E ON Climate Renewables N America LLC | 57493 | Settlers Trail Wind Farm LLC | IL | Iroquois | STWF | Onshore Wind Turbine | WND | Wind | 150.4 | 2011
56816 | Masser Farms Realty Ltd | 57494 | Masser Farms Realty Solar | PA | Schuylkill | MFRS | Solar Photovoltaic | SUN | Solar PV | 1 | 2011
2507 | City of Burbank Water and Power | 57496 | Tieton Dam Hydro Electric Project | WA | Yakima | UNIT1 | Conventional Hydroelectric | WAT | Hydro | 6.9 | 2006
2507 | City of Burbank Water and Power | 57496 | Tieton Dam Hydro Electric Project | WA | Yakima | UNIT2 | Conventional Hydroelectric | WAT | Hydro | 6.9 | 2006
14328 | Pacific Gas & Electric Co | 57497 | Stroud Solar Station | CA | Fresno | 1 | Solar Photovoltaic | SUN | Solar PV | 20 | 2011
14328 | Pacific Gas & Electric Co | 57498 | Five Points Solar Station | CA | Fresno | 1 | Solar Photovoltaic | SUN | Solar PV | 15 | 2011
14328 | Pacific Gas & Electric Co | 57499 | Westside Solar Station | CA | Fresno | 1 | Solar Photovoltaic | SUN | Solar PV | 15 | 2011
12341 | MidAmerican Energy Co | 57500 | Laurel Wind Farm | IA | Marshall | LWF | Onshore Wind Turbine | WND | Wind | 119.6 | 2011
12341 | MidAmerican Energy Co | 57501 | Rolling Hills Wind Farm | IA | Cass | RHWF | Onshore Wind Turbine | WND | Wind | 443.9 | 2011
7801 | Gulf Power Co | 57502 | Perdido | FL | Escambia | 1 | Landfill Gas | LFG | Biomass | 1.6 | 2010
7801 | Gulf Power Co | 57502 | Perdido | FL | Escambia | 2 | Landfill Gas | LFG | Biomass | 1.6 | 2010
56826 | Texas Medical Center Central | 57504 | TECO CHP-1 | TX | Harris | CHP1 | Natural Gas Fired Combustion Turbine | NG | Natural Gas Peaker | 48 | 2010
13630 | North Carolina Mun Power Agny #1 | 57505 | Monroe Generating Station | NC | Union | 1 | Natural Gas Fired Combustion Turbine | NG | Natural Gas Peaker | 15 | 2010
13630 | North Carolina Mun Power Agny #1 | 57505 | Monroe Generating Station | NC | Union | 2 | Natural Gas Fired Combustion Turbine | NG | Natural Gas Peaker | 15 | 2010
56827 | FRV SI Transport Solar LP | 57506 | FRV SI Transport Solar LP | CA | Sacramento | SEIM | Solar Photovoltaic | SUN | Solar PV | 1 | 2010
56828 | RV CSU Power II LLC | 57507 | RV CSU Power II LLC | CO | Larimer | CSUII | Solar Photovoltaic | SUN | Solar PV | 3 | 2010
56829 | McKinney LFG LLC | 57508 | McKinney LFG | TX | Collin | GEN1 | Landfill Gas | LFG | Biomass | 1.6 | 2011
56829 | McKinney LFG LLC | 57508 | McKinney LFG | TX | Collin | GEN2 | Landfill Gas | LFG | Biomass | 1.6 | 2011
56830 | Carson Solar 1 LLC | 57509 | Carson Solar I | CO | El Paso | 1 | Solar Photovoltaic | SUN | Solar PV | 2 | 2007
56545 | Pattern Operators LP | 57514 | Ocotillo Express LLC | CA | Imperial | WTG | Onshore Wind Turbine | WND | Wind | 265.4 | 2012
59980 | NRG Walnut Creek LLC | 57515 | Walnut Creek Energy Park | CA | Los Angeles | GT1 | Natural Gas Fired Combustion Turbine | NG | Natural Gas Peaker | 100 | 2013
59980 | NRG Walnut Creek LLC | 57515 | Walnut Creek Energy Park | CA | Los Angeles | GT2 | Natural Gas Fired Combustion Turbine | NG | Natural Gas Peaker | 100 | 2013
59980 | NRG Walnut Creek LLC | 57515 | Walnut Creek Energy Park | CA | Los Angeles | GT3 | Natural Gas Fired Combustion Turbine | NG | Natural Gas Peaker | 100 | 2013
59980 | NRG Walnut Creek LLC | 57515 | Walnut Creek Energy Park | CA | Los Angeles | GT4 | Natural Gas Fired Combustion Turbine | NG | Natural Gas Peaker | 100 | 2013
59980 | NRG Walnut Creek LLC | 57515 | Walnut Creek Energy Park | CA | Los Angeles | GT5 | Natural Gas Fired Combustion Turbine | NG | Natural Gas Peaker | 100 | 2013
56627 | DeWind Co. | 57516 | KODE Novus I | OK | Texas | NOVUS | Onshore Wind Turbine | WND | Wind | 80 | 2012
56627 | DeWind Co. | 57517 | DeWind Frisco | TX | Hansford | FRISC | Onshore Wind Turbine | WND | Wind | 20 | 2012
56856 | Trexlertown Solar Array North and South | 57519 | Trexlertown Solar Array North and South | PA | Lehigh | GEN1 | Solar Photovoltaic | SUN | Solar PV | 1.9 | 2011
55963 | AE Power Services LLC | 57520 | Trinity Hills | TX | Young | 1 | Onshore Wind Turbine | WND | Wind | 225 | 2011
14328 | Pacific Gas & Electric Co | 57521 | Giffen | CA | Fresno | 1 | Solar Photovoltaic | SUN | Solar PV | 10 | 2012
14328 | Pacific Gas & Electric Co | 57522 | Cantua Solar Station | CA | Fresno | 1 | Solar Photovoltaic | SUN | Solar PV | 20 | 2012
14328 | Pacific Gas & Electric Co | 57523 | Huron Solar Station | CA | Fresno | 1 | Solar Photovoltaic | SUN | Solar PV | 20 | 2012
56857 | SunE M5C Holdings LLC | 57524 | Roger Road WWTP | AZ | Pima | 1 | Solar Photovoltaic | SUN | Solar PV | 1.1 | 2010
56863 | Kapaa Solar LLC | 57525 | Kapaa Photovoltaic Project | HI | Kauai | KSPV | Solar Photovoltaic | SUN | Solar PV | 1 | 2010
56865 | Caithness Shepherds Flat LLC | 57526 | North Hurlburt Wind LLC | OR | Gilliam | NORTH | Onshore Wind Turbine | WND | Wind | 265 | 2012
56868 | Kawailoa Wind LLC | 57529 | Kawailoa Wind | HI | Honolulu | 1 | Onshore Wind Turbine | WND | Wind | 69 | 2012
59155 | First Wind O&M, LLC | 57530 | Palouse | WA | Whitman | 1 | Onshore Wind Turbine | WND | Wind | 105.3 | 2012
17609 | Southern California Edison Co | 57534 | Solar Photovoltaic Project #32 | CA | San Bernardino | S32A | Solar Photovoltaic | SUN | Solar PV | 0.5 | 2015
17609 | Southern California Edison Co | 57534 | Solar Photovoltaic Project #32 | CA | San Bernardino | S32B | Solar Photovoltaic | SUN | Solar PV | 0.5 | 2015
17609 | Southern California Edison Co | 57534 | Solar Photovoltaic Project #32 | CA | San Bernardino | S32C | Solar Photovoltaic | SUN | Solar PV | 0.5 | 2015
17609 | Southern California Edison Co | 57535 | Solar Photovoltaic Project #33 | CA | San Bernardino | S33A | Solar Photovoltaic | SUN | Solar PV | 0.5 | 2015
17609 | Southern California Edison Co | 57535 | Solar Photovoltaic Project #33 | CA | San Bernardino | S33B | Solar Photovoltaic | SUN | Solar PV | 0.5 | 2015
17609 | Southern California Edison Co | 57540 | Solar Photovoltaic Project #44 | CA | Riverside | S44A | Solar Photovoltaic | SUN | Solar PV | 0.5 | 2015
17609 | Southern California Edison Co | 57540 | Solar Photovoltaic Project #44 | CA | Riverside | S44B | Solar Photovoltaic | SUN | Solar PV | 0.5 | 2015
17609 | Southern California Edison Co | 57540 | Solar Photovoltaic Project #44 | CA | Riverside | S44C | Solar Photovoltaic | SUN | Solar PV | 0.5 | 2015
17609 | Southern California Edison Co | 57540 | Solar Photovoltaic Project #44 | CA | Riverside | S44D | Solar Photovoltaic | SUN | Solar PV | 0.5 | 2015
17609 | Southern California Edison Co | 57540 | Solar Photovoltaic Project #44 | CA | Riverside | S44E | Solar Photovoltaic | SUN | Solar PV | 0.5 | 2015
17609 | Southern California Edison Co | 57540 | Solar Photovoltaic Project #44 | CA | Riverside | S44F | Solar Photovoltaic | SUN | Solar PV | 0.5 | 2015
17609 | Southern California Edison Co | 57540 | Solar Photovoltaic Project #44 | CA | Riverside | S44G | Solar Photovoltaic | SUN | Solar PV | 0.5 | 2015
17609 | Southern California Edison Co | 57540 | Solar Photovoltaic Project #44 | CA | Riverside | S44H | Solar Photovoltaic | SUN | Solar PV | 0.5 | 2015
17609 | Southern California Edison Co | 57540 | Solar Photovoltaic Project #44 | CA | Riverside | S44I | Solar Photovoltaic | SUN | Solar PV | 0.5 | 2015
17609 | Southern California Edison Co | 57540 | Solar Photovoltaic Project #44 | CA | Riverside | S44J | Solar Photovoltaic | SUN | Solar PV | 0.5 | 2015
17609 | Southern California Edison Co | 57540 | Solar Photovoltaic Project #44 | CA | Riverside | S44K | Solar Photovoltaic | SUN | Solar PV | 0.5 | 2015
17609 | Southern California Edison Co | 57540 | Solar Photovoltaic Project #44 | CA | Riverside | S44L | Solar Photovoltaic | SUN | Solar PV | 0.5 | 2015
17609 | Southern California Edison Co | 57540 | Solar Photovoltaic Project #44 | CA | Riverside | S44M | Solar Photovoltaic | SUN | Solar PV | 0.5 | 2015
17609 | Southern California Edison Co | 57540 | Solar Photovoltaic Project #44 | CA | Riverside | S44N | Solar Photovoltaic | SUN | Solar PV | 0.5 | 2015
17609 | Southern California Edison Co | 57540 | Solar Photovoltaic Project #44 | CA | Riverside | S44O | Solar Photovoltaic | SUN | Solar PV | 0.5 | 2015
17609 | Southern California Edison Co | 57540 | Solar Photovoltaic Project #44 | CA | Riverside | S44P | Solar Photovoltaic | SUN | Solar PV | 0.5 | 2015
17609 | Southern California Edison Co | 57544 | California State University San Bernardi | CA | San Bernardino | FC01 | Other Natural Gas | NG | Natural Gas Peaker | 1.4 | 2013
56874 | Winona County Wind LLC | 57547 | Winona County Wind LLC | MN | Winona | WCW | Onshore Wind Turbine | WND | Wind | 1.5 | 2011
56865 | Caithness Shepherds Flat LLC | 57549 | South Hurlburt Wind LLC | OR | Gilliam | SOUTH | Onshore Wind Turbine | WND | Wind | 290 | 2012
56865 | Caithness Shepherds Flat LLC | 57550 | Horseshoe Bend Wind LLC | OR | Gilliam | HORSE | Onshore Wind Turbine | WND | Wind | 290 | 2012
56880 | Shoshone Irrigation District | 57551 | Garland Canal Power Plant | WY | PARK | MAIN | Conventional Hydroelectric | WAT | Hydro | 2.9 | 1983
56891 | Shirley Wind LLC | 57553 | Shirley Wind | WI | Brown | 1 | Onshore Wind Turbine | WND | Wind | 20 | 2010
56892 | Solar Star Colorado II LLC | 57554 | AFA Solar Farm | CO | El Paso | AFA1 | Solar Photovoltaic | SUN | Solar PV | 5.5 | 2011
19728 | UNS Electric, Inc | 57556 | La Senita | AZ | Mohave | 1 | Solar Photovoltaic | SUN | Solar PV | 1 | 2011
56898 | Sunnyvale City of WPCP | 57557 | Sunnyvale City of WPCP | CA | Santa Clara | S-14 | Landfill Gas | LFG | Biomass | 0.8 | 1997
56898 | Sunnyvale City of WPCP | 57557 | Sunnyvale City of WPCP | CA | Santa Clara | S-15 | Landfill Gas | LFG | Biomass | 0.8 | 1997
56902 | RE SFCity1, LP | 57559 | Sunset Reservoir North Basin | CA | San Francisco | 1 | Solar Photovoltaic | SUN | Solar PV | 4.5 | 2010
803 | Arizona Public Service Co | 57560 | Chino Solar Valley | AZ | Yavapai | PV1 | Solar Photovoltaic | SUN | Solar PV | 19 | 2012
803 | Arizona Public Service Co | 57561 | Cotton Center Solar | AZ | Maricopa | PV1 | Solar Photovoltaic | SUN | Solar PV | 17 | 2011
803 | Arizona Public Service Co | 57562 | Paloma Solar | AZ | Maricopa | PV1 | Solar Photovoltaic | SUN | Solar PV | 17.6 | 2011
803 | Arizona Public Service Co | 57563 | Hyder Solar | AZ | Yuma | PV1 | Solar Photovoltaic | SUN | Solar PV | 17 | 2011
803 | Arizona Public Service Co | 57563 | Hyder Solar | AZ | Yuma | PV2 | Solar Photovoltaic | SUN | Solar PV | 5 | 2012
56905 | Algonquin Power Sanger LLC | 57564 | Algonquin Power Sanger LLC | CA | Fresno | CTG | Natural Gas Fired Combined Cycle | NG | Natural Gas Nonpeaker | 49 | 2007
56905 | Algonquin Power Sanger LLC | 57564 | Algonquin Power Sanger LLC | CA | Fresno | STG2 | Natural Gas Fired Combined Cycle | NG | Natural Gas Nonpeaker | 12.5 | 2012
56904 | RP-Orlando, LLC | 57565 | RP-Orlando, LLC | FL | Orange | 1 | Solar Photovoltaic | SUN | Solar PV | 5.1 | 2011
58270 | GE Wind Energy LLC | 57566 | GE 1 6 100 Prototype | CA | Kern | 1.7SF | Onshore Wind Turbine | WND | Wind | 1.8 | 2014
59300 | PNM Resources | 57567 | Albuquerque Solar Energy Center | NM | Bernalillo | ASEC1 | Solar Photovoltaic | SUN | Solar PV | 2 | 2011
56909 | Record Hill Wind LLC | 57568 | Record Hill Wind | ME | OXFORD | RHW | Onshore Wind Turbine | WND | Wind | 50.6 | 2012
56912 | V.H. Cooper & Co., Inc. | 57570 | Cooper Farms VW Project | OH | Van Wert | WTG | Onshore Wind Turbine | WND | Wind | 4.5 | 2012
59300 | PNM Resources | 57571 | Los Lunas Solar Energy Center | NM | Valencia | LLSEC | Solar Photovoltaic | SUN | Solar PV | 5 | 2011
59300 | PNM Resources | 57571 | Los Lunas Solar Energy Center | NM | Valencia | LMS2 | Solar Photovoltaic | SUN | Solar PV | 2 | 2013
56914 | Central Contra Costa Sanitary District | 57573 | CCCSD Wastewater Treatment Plnt | CA | Contra Costa | S188 | Natural Gas Fired Combustion Turbine | NG | Natural Gas Peaker | 3.5 | 1995
56915 | Solar Star New Jersey IV, LLC | 57574 | ETS Ewing Solar Facility | NJ | Mercer | ETS1 | Solar Photovoltaic | SUN | Solar PV | 1.3 | 2010
59300 | PNM Resources | 57575 | Deming Solar Energy Center | NM | Luna | DSEC | Solar Photovoltaic | SUN | Solar PV | 5 | 2011
59300 | PNM Resources | 57575 | Deming Solar Energy Center | NM | Luna | HON2 | Solar Photovoltaic | SUN | Solar PV | 4 | 2013
59300 | PNM Resources | 57576 | Las Vegas Solar Energy Center | NM | San Miguel | LVSEC | Solar Photovoltaic | SUN | Solar PV | 5 | 2011
59300 | PNM Resources | 57577 | Alamogordo Solar Energy Center | NM | Otero | AGSEC | Solar Photovoltaic | SUN | Solar PV | 5 | 2011
56916 | PaTu Wind Farm LLC | 57578 | PaTu Wind Farm LLC | OR | Sherman | PATU | Onshore Wind Turbine | WND | Wind | 9 | 2010
17573 | South San Joaquin Irr District | 57579 | Robert O Schulz Solar Farm | CA | Stanislaus | 1 | Solar Photovoltaic | SUN | Solar PV | 0.9 | 2008
17573 | South San Joaquin Irr District | 57579 | Robert O Schulz Solar Farm | CA | Stanislaus | 2 | Solar Photovoltaic | SUN | Solar PV | 0.4 | 2009
56917 | DST Output | 57580 | DST Cogen | CA | El Dorado | CG1 | Natural Gas Internal Combustion Engine | NG | Natural Gas Peaker | 2.1 | 2008
56917 | DST Output | 57580 | DST Cogen | CA | El Dorado | CG2 | Natural Gas Internal Combustion Engine | NG | Natural Gas Peaker | 2.1 | 2008
57249 | EPP Renewable Energy | 57581 | Allenwood | PA | Lycoming | 1 | Landfill Gas | LFG | Biomass | 1.6 | 2012
57249 | EPP Renewable Energy | 57581 | Allenwood | PA | Lycoming | 2 | Landfill Gas | LFG | Biomass | 1.6 | 2012
57249 | EPP Renewable Energy | 57582 | Lycoming County | PA | Lycoming | 1 | Landfill Gas | LFG | Biomass | 1.6 | 2012
57249 | EPP Renewable Energy | 57582 | Lycoming County | PA | Lycoming | 2 | Landfill Gas | LFG | Biomass | 1.6 | 2012
7353 | Golden Valley Elec Assn Inc | 57583 | Battery Energy Storage System | AK | Fairbanks North Star | BESS | Batteries | MWH | Other | 27 | 2003
56918 | University of California San Diego | 57584 | University of California San Diego | CA | San Diego | BS1 | Batteries | MWH | Other | 2.5 | 2015
56918 | University of California San Diego | 57584 | University of California San Diego | CA | San Diego | NT2 | Natural Gas Fired Combined Cycle | NG | Natural Gas Nonpeaker | 15 | 2001
56918 | University of California San Diego | 57584 | University of California San Diego | CA | San Diego | ST1 | Natural Gas Fired Combined Cycle | NG | Natural Gas Nonpeaker | 15 | 2001
56918 | University of California San Diego | 57584 | University of California San Diego | CA | San Diego | STG | Natural Gas Fired Combined Cycle | NG | Natural Gas Nonpeaker | 3 | 2001
58264 | New-Indy, Oxnard LLC | 57585 | Oxnard Paper Mill | CA | Ventura | 1 | Natural Gas Fired Combustion Turbine | NG | Natural Gas Peaker | 29 | 1986
57170 | EDF Renewable Asset Holdings, Inc. | 57586 | Shiloh III Wind Project LLC | CA | Solano | 1 | Onshore Wind Turbine | WND | Wind | 102.5 | 2011
56921 | Charleston Clean Energy LLC | 57587 | The Charleston Clean Energy Facility | WV | Kanawha | 1 | Landfill Gas | LFG | Biomass | 1.1 | 2011
56921 | Charleston Clean Energy LLC | 57587 | The Charleston Clean Energy Facility | WV | Kanawha | 2 | Landfill Gas | LFG | Biomass | 1.1 | 2011
15477 | Public Service Elec & Gas Co | 57588 | Matrix Stults Road Solar Facility | NJ | Middlesex | STULT | Solar Photovoltaic | SUN | Solar PV | 2.6 | 2011
56924 | Long Island Solar Farm LLC | 57589 | Long Island Solar Farm LLC | NY | SUFFOLK | 9WUBN | Solar Photovoltaic | SUN | Solar PV | 31.5 | 2011
56925 | FPLE Wind, LLC | 57590 | Minco Wind I, LLC | OK | Grady | 1 | Onshore Wind Turbine | WND | Wind | 99.2 | 2010
56926 | Hatch Solar Energy Center I, LLC | 57591 | Hatch Solar Energy Center I, LLC | NM | Dona Ana | 1 | Solar Photovoltaic | SUN | Solar PV | 5 | 2011
59883 | NRG Energy Gas & Wind Holdings Inc | 57593 | Broken Bow Wind LLC | NE | Custer | 1 | Onshore Wind Turbine | WND | Wind | 79.9 | 2012
56930 | Foundation HA Energy Generation, LLC | 57594 | Teichert Materials-Teichert Vernalis | CA | San Joaquin | WTG1 | Onshore Wind Turbine | WND | Wind | 1.5 | 2010
59883 | NRG Energy Gas & Wind Holdings Inc | 57595 | Pinnacle Wind Force LLC | WV | Mineral | 1 | Onshore Wind Turbine | WND | Wind | 55.2 | 2011
59366 | EnLink Midstream Services, LLC | 57597 | Cana Gas Processing Plant | OK | Canadian | 3005 | Petroleum Liquids | DFO | Petroleum | 2.5 | 2010
59366 | EnLink Midstream Services, LLC | 57597 | Cana Gas Processing Plant | OK | Canadian | 3006 | Petroleum Liquids | DFO | Petroleum | 2.5 | 2010
59366 | EnLink Midstream Services, LLC | 57597 | Cana Gas Processing Plant | OK | Canadian | 6214 | Petroleum Liquids | DFO | Petroleum | 2.5 | 2012
4180 | Connecticut Mun Elec Engy Coop | 57598 | Bridge Street 1 & 2 | CT | New London | BS1 | Petroleum Liquids | DFO | Petroleum | 2.6 | 2010
4180 | Connecticut Mun Elec Engy Coop | 57598 | Bridge Street 1 & 2 | CT | New London | BS2 | Petroleum Liquids | DFO | Petroleum | 2.6 | 2010
4180 | Connecticut Mun Elec Engy Coop | 57599 | Fort Hill 1, 2, 3 & 4 | CT | New London | FH1 | Petroleum Liquids | DFO | Petroleum | 2.6 | 2010
4180 | Connecticut Mun Elec Engy Coop | 57599 | Fort Hill 1, 2, 3 & 4 | CT | New London | FH2 | Petroleum Liquids | DFO | Petroleum | 2.6 | 2010
4180 | Connecticut Mun Elec Engy Coop | 57599 | Fort Hill 1, 2, 3 & 4 | CT | New London | FH3 | Petroleum Liquids | DFO | Petroleum | 2.6 | 2010
4180 | Connecticut Mun Elec Engy Coop | 57599 | Fort Hill 1, 2, 3 & 4 | CT | New London | FH4 | Petroleum Liquids | DFO | Petroleum | 2.6 | 2010
4180 | Connecticut Mun Elec Engy Coop | 57600 | Fishers Island 1 | NY | Suffolk | FI1 | Petroleum Liquids | DFO | Petroleum | 2.6 | 2010
4180 | Connecticut Mun Elec Engy Coop | 57601 | Gary Court 1 & 2 | CT | New London | GC1 | Petroleum Liquids | DFO | Petroleum | 2.6 | 2010
4180 | Connecticut Mun Elec Engy Coop | 57601 | Gary Court 1 & 2 | CT | New London | GC2 | Petroleum Liquids | DFO | Petroleum | 2.6 | 2010
4180 | Connecticut Mun Elec Engy Coop | 57602 | Jewett City 1 | CT | New London | JC1 | Petroleum Liquids | DFO | Petroleum | 2.6 | 2010
4180 | Connecticut Mun Elec Engy Coop | 57603 | LNG 1 & 2 | CT | New London | LNG1 | Petroleum Liquids | DFO | Petroleum | 2.6 | 2010
4180 | Connecticut Mun Elec Engy Coop | 57603 | LNG 1 & 2 | CT | New London | LNG2 | Petroleum Liquids | DFO | Petroleum | 2.6 | 2010
4180 | Connecticut Mun Elec Engy Coop | 57604 | Lebanon Pines 1 & 2 | CT | New London | LP1 | Petroleum Liquids | DFO | Petroleum | 2.6 | 2010
4180 | Connecticut Mun Elec Engy Coop | 57604 | Lebanon Pines 1 & 2 | CT | New London | LP2 | Petroleum Liquids | DFO | Petroleum | 2.6 | 2010
4180 | Connecticut Mun Elec Engy Coop | 57605 | Water Treatment 1 & 2 | CT | New London | WT1 | Petroleum Liquids | DFO | Petroleum | 2.6 | 2010
4180 | Connecticut Mun Elec Engy Coop | 57605 | Water Treatment 1 & 2 | CT | New London | WT2 | Petroleum Liquids | DFO | Petroleum | 2.6 | 2010
56934 | Town Of High Point | 57606 | Eastside WWTP | NC | Guilford | 1 | Petroleum Liquids | DFO | Petroleum | 1.8 | 2004
56934 | Town Of High Point | 57606 | Eastside WWTP | NC | Guilford | 2 | Petroleum Liquids | DFO | Petroleum | 1.8 | 2004
56934 | Town Of High Point | 57606 | Eastside WWTP | NC | Guilford | 3 | Petroleum Liquids | DFO | Petroleum | 1.8 | 2004
56934 | Town Of High Point | 57607 | Ward WTP | NC | Guilford | 1 | Petroleum Liquids | DFO | Petroleum | 1 | 1999
56934 | Town Of High Point | 57607 | Ward WTP | NC | Guilford | 2 | Petroleum Liquids | DFO | Petroleum | 1 | 1999
56934 | Town Of High Point | 57608 | Westside WWTP | NC | Davidson | 1 | Petroleum Liquids | DFO | Petroleum | 1.8 | 2005
15399 | Avangrid Renewables Inc | 57609 | New Harvest Wind Project LLC | IA | Crawford | 1 | Onshore Wind Turbine | WND | Wind | 100 | 2011
56952 | Lincoln Electric Company | 57613 | LE Wind Turbine 1 | OH | Cuyahoga | WTG1 | Onshore Wind Turbine | WND | Wind | 2.5 | 2011
56945 | Blue Canyon Windpower VI LLC | 57616 | Blue Canyon Windpower VI LLC | OK | Caddo | GEN1 | Onshore Wind Turbine | WND | Wind | 100 | 2011
56936 | Paulding Wind Farm II LLC | 57620 | Paulding Wind Farm II | OH | Paulding | GEN1 | Onshore Wind Turbine | WND | Wind | 99 | 2011
56937 | Rising Tree Wind Farm LLC | 57621 | Rising Tree Wind Farm | CA | Kern | GEN1 | Onshore Wind Turbine | WND | Wind | 79.2 | 2015
13831 | City of Norwich - (CT) | 57624 | Norwich WWTP | CT | New London | 1 | Petroleum Liquids | DFO | Petroleum | 2 | 2006
56953 | Bos Dairy, LLC | 57625 | Bos Dairy, LLC | IN | Jasper | BOS2 | Other Waste Biomass | OBG | Biomass | 0.7 | 2011
56953 | Bos Dairy, LLC | 57625 | Bos Dairy, LLC | IN | Jasper | BOS3 | Other Waste Biomass | OBG | Biomass | 0.4 | 2011
56930 | Foundation HA Energy Generation, LLC | 57626 | Foundation ST | CA | San Joaquin | WTG1 | Onshore Wind Turbine | WND | Wind | 2 | 2011
56960 | Gastonia City of | 57629 | Gaston Memorial Hospital | NC | Gaston | GMH1 | Petroleum Liquids | DFO | Petroleum | 1.8 | 2006
56960 | Gastonia City of | 57630 | Long Creek Waste Water Plant | NC | Gaston | ES1 | Petroleum Liquids | DFO | Petroleum | 1.7 | 1995
56960 | Gastonia City of | 57630 | Long Creek Waste Water Plant | NC | Gaston | ES2 | Petroleum Liquids | DFO | Petroleum | 1.7 | 1995
56960 | Gastonia City of | 57630 | Long Creek Waste Water Plant | NC | Gaston | ES3 | Petroleum Liquids | DFO | Petroleum | 1.7 | 1995
56962 | Wolverine Wind Energy, LLC | 57631 | Wolverine | IA | Adair | 1 | Onshore Wind Turbine | WND | Wind | 1.5 | 2010
56961 | Bulldog Wind Energy, LLC | 57632 | Bulldog | IA | Adair | 1 | Onshore Wind Turbine | WND | Wind | 1.5 | 2010
11208 | Los Angeles Department of Water & Power | 57635 | Linden Wind Energy Project | WA | Klickitat | LW1 | Onshore Wind Turbine | WND | Wind | 50 | 2010
56965 | Auburn Energy, LLC | 57636 | Auburn LFG Energy Facility | NY | Cayuga | 1 | Landfill Gas | LFG | Biomass | 1.1 | 2010
56965 | Auburn Energy, LLC | 57636 | Auburn LFG Energy Facility | NY | Cayuga | 3 | Landfill Gas | LFG | Biomass | 1.1 | 2010
56855 | Performance Services | 57637 | Union City Wind Turbine | IN | Randolph | 1 | Onshore Wind Turbine | WND | Wind | 1 | 2010
56855 | Performance Services | 57638 | Randolph Eastern School Wind Turbine | IN | Randolph | 1 | Onshore Wind Turbine | WND | Wind | 1 | 2010
56967 | Ironwood Windpower LLC | 57639 | Ironwood Wind | KS | Ford | 1 | Onshore Wind Turbine | WND | Wind | 167.9 | 2012
56971 | 500 Virginia Solar, LP | 57640 | 500 Virginia Solar | PA | Montgomery | 1 | Solar Photovoltaic | SUN | Solar PV | 1 | 2011
56972 | Vestas Towers America, Inc | 57643 | Vestas Towers America, Inc. | CO | Pueblo | V100 | Onshore Wind Turbine | WND | Wind | 1.8 | 2010
59380 | Enel Green Power NA, Inc. | 57644 | Prairie Rose Wind Farm | MN | Rock | PR1 | Onshore Wind Turbine | WND | Wind | 200 | 2012
56974 | Denver Airport Solar, LLC | 57645 | City & County of Denver at Denver Int'l | CO | Adams | PV1 | Solar Photovoltaic | SUN | Solar PV | 3.4 | 2011
56975 | Constellation Solar Maryland, LLC | 57646 | McCormick & Co. Inc. at Belcamp | MD | Harford | PV1 | Solar Photovoltaic | SUN | Solar PV | 1.4 | 2010
56976 | Constellation Solar New Jersey II, LLC | 57647 | Toys R Us- DE, Inc. at Mt. Olive, NJ | NJ | Morris | PV1 | Solar Photovoltaic | SUN | Solar PV | 4.1 | 2011
56977 | Zotos International | 57648 | Zotos International WPGF | NY | Ontario | WT1 | Onshore Wind Turbine | WND | Wind | 1.7 | 2012
56977 | Zotos International | 57648 | Zotos International WPGF | NY | Ontario | WT2 | Onshore Wind Turbine | WND | Wind | 1.7 | 2012
15399 | Avangrid Renewables Inc | 57649 | Elm Creek Wind II LLC | MN | Martin | 1 | Onshore Wind Turbine | WND | Wind | 148.8 | 2010
56980 | Regulus Solar, LLC | 57650 | Regulus Solar Project | CA | Kern | FRV4 | Solar Photovoltaic | SUN | Solar PV | 60 | 2014
17650 | Southern Power Co | 57651 | FRV Cygnus Solar Project | CA | KERN | FRV3 | Solar Photovoltaic | SUN | Solar PV | 20 | 2014
57170 | EDF Renewable Asset Holdings, Inc. | 57652 | Yamhill Solar LLC | OR | Yamhill | 1 | Solar Photovoltaic | SUN | Solar PV | 1 | 2011
56968 | Oregon State University | 57653 | Oregon State University Energy Center | OR | Benton | CTG | Natural Gas Fired Combined Cycle | NG | Natural Gas Nonpeaker | 5.5 | 2010
56968 | Oregon State University | 57653 | Oregon State University Energy Center | OR | Benton | STG | Natural Gas Fired Combined Cycle | NG | Natural Gas Nonpeaker | 1 | 2010
56981 | Town of Falmouth | 57654 | Town of Falmouth WWTP | MA | Barnstable | WIND1 | Onshore Wind Turbine | WND | Wind | 1.7 | 2010
56981 | Town of Falmouth | 57654 | Town of Falmouth WWTP | MA | Barnstable | WIND2 | Onshore Wind Turbine | WND | Wind | 1.7 | 2012
56982 | Kern Community College District | 57655 | Bakersfield College Solar 01 | CA | Kern | BC01 | Solar Photovoltaic | SUN | Solar PV | 1.1 | 2010
56984 | Temescal Canyon RV, LLC | 57656 | Temescal Canyon RV, LLC | CA | Riverside | 1 | Solar Photovoltaic | SUN | Solar PV | 1.5 | 2011
59398 | NRG Solar Avra Valley | 57657 | Avra Valley Solar | AZ | Pima | 1 | Solar Photovoltaic | SUN | Solar PV | 26.5 | 2013
56990 | NJR Clean Energy Ventures Corporation | 57660 | Vineland Mays Landing Solar | NJ | Cumberland | VNLND | Solar Photovoltaic | SUN | Solar PV | 4.3 | 2011
56990 | NJR Clean Energy Ventures Corporation | 57661 | Manalapan Village Solar | NJ | Monmouth | MANVL | Solar Photovoltaic | SUN | Solar PV | 3.5 | 2011
56990 | NJR Clean Energy Ventures Corporation | 57662 | McGraw Hill Solar | NJ | Mercer | MCGRH | Solar Photovoltaic | SUN | Solar PV | 12 | 2011
56988 | Cimarron Windpower II, LLC | 57663 | Cimarron Windpower II | KS | Gray | 1 | Onshore Wind Turbine | WND | Wind | 131 | 2012
56991 | Astoria Energy II LLC | 57664 | Astoria Energy II | NY | Queens | CT3 | Natural Gas Fired Combined Cycle | NG | Natural Gas Nonpeaker | 200 | 2011
56991 | Astoria Energy II LLC | 57664 | Astoria Energy II | NY | Queens | CT4 | Natural Gas Fired Combined Cycle | NG | Natural Gas Nonpeaker | 200 | 2011
56991 | Astoria Energy II LLC | 57664 | Astoria Energy II | NY | Queens | ST2 | Natural Gas Fired Combined Cycle | NG | Natural Gas Nonpeaker | 250 | 2011
56989 | SAF Hydroelectric LLC | 57665 | SAF Hydroelectric LLC | MN | Hennepin | 1 | Conventional Hydroelectric | WAT | Hydro | 0.6 | 2011
56989 | SAF Hydroelectric LLC | 57665 | SAF Hydroelectric LLC | MN | Hennepin | 10 | Conventional Hydroelectric | WAT | Hydro | 0.6 | 2011
56989 | SAF Hydroelectric LLC | 57665 | SAF Hydroelectric LLC | MN | Hennepin | 11 | Conventional Hydroelectric | WAT | Hydro | 0.6 | 2011
56989 | SAF Hydroelectric LLC | 57665 | SAF Hydroelectric LLC | MN | Hennepin | 12 | Conventional Hydroelectric | WAT | Hydro | 0.6 | 2011
56989 | SAF Hydroelectric LLC | 57665 | SAF Hydroelectric LLC | MN | Hennepin | 13 | Conventional Hydroelectric | WAT | Hydro | 0.6 | 2011
56989 | SAF Hydroelectric LLC | 57665 | SAF Hydroelectric LLC | MN | Hennepin | 14 | Conventional Hydroelectric | WAT | Hydro | 0.6 | 2011
56989 | SAF Hydroelectric LLC | 57665 | SAF Hydroelectric LLC | MN | Hennepin | 15 | Conventional Hydroelectric | WAT | Hydro | 0.6 | 2011
56989 | SAF Hydroelectric LLC | 57665 | SAF Hydroelectric LLC | MN | Hennepin | 16 | Conventional Hydroelectric | WAT | Hydro | 0.6 | 2011
56989 | SAF Hydroelectric LLC | 57665 | SAF Hydroelectric LLC | MN | Hennepin | 2 | Conventional Hydroelectric | WAT | Hydro | 0.6 | 2011
56989 | SAF Hydroelectric LLC | 57665 | SAF Hydroelectric LLC | MN | Hennepin | 3 | Conventional Hydroelectric | WAT | Hydro | 0.6 | 2011
56989 | SAF Hydroelectric LLC | 57665 | SAF Hydroelectric LLC | MN | Hennepin | 4 | Conventional Hydroelectric | WAT | Hydro | 0.6 | 2011
56989 | SAF Hydroelectric LLC | 57665 | SAF Hydroelectric LLC | MN | Hennepin | 5 | Conventional Hydroelectric | WAT | Hydro | 0.6 | 2011
56989 | SAF Hydroelectric LLC | 57665 | SAF Hydroelectric LLC | MN | Hennepin | 6 | Conventional Hydroelectric | WAT | Hydro | 0.6 | 2011
56989 | SAF Hydroelectric LLC | 57665 | SAF Hydroelectric LLC | MN | Hennepin | 7 | Conventional Hydroelectric | WAT | Hydro | 0.6 | 2011
56989 | SAF Hydroelectric LLC | 57665 | SAF Hydroelectric LLC | MN | Hennepin | 8 | Conventional Hydroelectric | WAT | Hydro | 0.6 | 2011
56989 | SAF Hydroelectric LLC | 57665 | SAF Hydroelectric LLC | MN | Hennepin | 9 | Conventional Hydroelectric | WAT | Hydro | 0.6 | 2011
56992 | Foxwoods Resort Casino | 57666 | Foxwoods CoGen | CT | New London | CT1 | Natural Gas Fired Combustion Turbine | NG | Natural Gas Peaker | 6.6 | 2010
56992 | Foxwoods Resort Casino | 57666 | Foxwoods CoGen | CT | New London | CT2 | Natural Gas Fired Combustion Turbine | NG | Natural Gas Peaker | 6.6 | 2010
56993 | SBS Energy Partners LLC | 57667 | Seabrook Solar Plant | NJ | Cumberland | SBS1 | Solar Photovoltaic | SUN | Solar PV | 3.2 | 2011
56994 | Carlisle Area School District | 57668 | CASD Solar | PA | Cumberland | CASDE | Solar Photovoltaic | SUN | Solar PV | 0.9 | 2010
56994 | Carlisle Area School District | 57668 | CASD Solar | PA | Cumberland | CASDW | Solar Photovoltaic | SUN | Solar PV | 0.4 | 2010
56995 | Sacramento PV Energy, LLC | 57669 | SMUD at Grundman | CA | Sacramento | PV1 | Solar Photovoltaic | SUN | Solar PV | 17 | 2011
56995 | Sacramento PV Energy, LLC | 57670 | SMUD at Van Conett | CA | Sacramento | PV1 | Solar Photovoltaic | SUN | Solar PV | 2.9 | 2011
56995 | Sacramento PV Energy, LLC | 57671 | SMUD at Fleshman | CA | Sacramento | PV1 | Solar Photovoltaic | SUN | Solar PV | 2.9 | 2011
19539 | University of Iowa | 57672 | Oakdale Renewable Energy Plant | IA | Johnson | GE1 | Natural Gas Internal Combustion Engine | NG | Natural Gas Peaker | 1.4 | 2010
19539 | University of Iowa | 57672 | Oakdale Renewable Energy Plant | IA | Johnson | GE2 | Natural Gas Internal Combustion Engine | NG | Natural Gas Peaker | 1.4 | 2010
56998 | Macys Corporate Services, Inc | 57673 | Macys Goodyear | AZ | Maricopa | 1 | Solar Photovoltaic | SUN | Solar PV | 3.5 | 2010
56999 | Western Massachusetts Electric Company | 57674 | Indian Orchard PV Facility | MA | Hampden | 1 | Solar Photovoltaic | SUN | Solar PV | 2.3 | 2011
56215 | E ON Climate Renewables N America LLC | 57675 | Pioneer Trail Wind Farm, LLC | IL | Iroquois | PTWF | Onshore Wind Turbine | WND | Wind | 150.4 | 2011
56999 | Western Massachusetts Electric Company | 57676 | Silver Lake Solar Photovoltaic Facility | MA | Berkshire | 1 | Solar Photovoltaic | SUN | Solar PV | 1.8 | 2010
57001 | Murphy Farm Power, LLC | 57677 | Murphy Farm Power, LLC | NC | Cherokee | 1 | Solar Photovoltaic | SUN | Solar PV | 1 | 2011
56545 | Pattern Operators LP | 57678 | Post Rock Wind Power Project, LLC | KS | Ellsworth | 1 | Onshore Wind Turbine | WND | Wind | 201 | 2012
57004 | Arlington Valley Solar Energy II LLC | 57680 | Arlington Valley Solar Energy II | AZ | Maricopa | AVSE1 | Solar Photovoltaic | SUN | Solar PV | 19 | 2013
57004 | Arlington Valley Solar Energy II LLC | 57680 | Arlington Valley Solar Energy II | AZ | Maricopa | AVSE2 | Solar Photovoltaic | SUN | Solar PV | 28 | 2013
57004 | Arlington Valley Solar Energy II LLC | 57680 | Arlington Valley Solar Energy II | AZ | Maricopa | AVSE3 | Solar Photovoltaic | SUN | Solar PV | 28 | 2013
57004 | Arlington Valley Solar Energy II LLC | 57680 | Arlington Valley Solar Energy II | AZ | Maricopa | AVSE4 | Solar Photovoltaic | SUN | Solar PV | 26 | 2013
57004 | Arlington Valley Solar Energy II LLC | 57680 | Arlington Valley Solar Energy II | AZ | Maricopa | AVSE5 | Solar Photovoltaic | SUN | Solar PV | 28 | 2013
57005 | SunE NLB-2, LLC | 57681 | City of Boulder WWTP | CO | Boulder | 1 | Solar Photovoltaic | SUN | Solar PV | 1 | 2010
57006 | SunE GIL1, LLC | 57682 | City of Madera WWTP | CA | Madera | 1 | Solar Photovoltaic | SUN | Solar PV | 1.2 | 2009
57007 | SunE WF3-ST Holdings, LLC | 57683 | Staples La Mirada, CA | CA | Los Angeles | 1 | Solar Photovoltaic | SUN | Solar PV | 1.1 | 2009
13407 | Nevada Power Co | 57684 | Goodsprings Waste Heat Recovery | NV | Clark | HR1 | Natural Gas Steam Turbine | NG | Natural Gas Peaker | 7.5 | 2010
59184 | Humphrey Realty | 57685 | Rinehart | FL | Seminole | 1 | Solar Photovoltaic | SUN | Solar PV | 10 | 2011
57011 | CS Murphy Point, LLC | 57687 | CS Murphy Point, LLC | NC | Cherokee | 1 | Solar Photovoltaic | SUN | Solar PV | 1 | 2011
57015 | Third Taxing District of Norwalk | 57689 | Norden 1-3 | CT | Fairfield | NORD1 | Petroleum Liquids | DFO | Petroleum | 2 | 2004
57015 | Third Taxing District of Norwalk | 57689 | Norden 1-3 | CT | Fairfield | NORD2 | Petroleum Liquids | DFO | Petroleum | 2 | 2004
57015 | Third Taxing District of Norwalk | 57689 | Norden 1-3 | CT | Fairfield | NORD3 | Petroleum Liquids | DFO | Petroleum | 2 | 2004
57018 | Turnbull Hydro LLC | 57690 | Turnbull Hydro | MT | Teton | 1 | Conventional Hydroelectric | WAT | Hydro | 5.3 | 2011
57018 | Turnbull Hydro LLC | 57690 | Turnbull Hydro | MT | Teton | 2 | Conventional Hydroelectric | WAT | Hydro | 7.7 | 2011
57017 | DOE National Renewable Energy Laboratory | 57692 | DOE Golden NWTC Load Side | CO | Jefferson | SEPV | Solar Photovoltaic | SUN | Solar PV | 1.1 | 2009
57017 | DOE National Renewable Energy Laboratory | 57693 | DOE Golden NWTC Turbine Side | CO | Jefferson | ALSTO | Onshore Wind Turbine | WND | Wind | 3 | 2011
57017 | DOE National Renewable Energy Laboratory | 57693 | DOE Golden NWTC Turbine Side | CO | Jefferson | GAMES | Onshore Wind Turbine | WND | Wind | 2 | 2011
57017 | DOE National Renewable Energy Laboratory | 57693 | DOE Golden NWTC Turbine Side | CO | Jefferson | GEDOE | Onshore Wind Turbine | WND | Wind | 1.5 | 2010
57017 | DOE National Renewable Energy Laboratory | 57693 | DOE Golden NWTC Turbine Side | CO | Jefferson | SIEM | Onshore Wind Turbine | WND | Wind | 2.3 | 2010
57017 | DOE National Renewable Energy Laboratory | 57694 | DOE Golden NREL Main Campus | CO | Jefferson | MESA | Solar Photovoltaic | SUN | Solar PV | 0.7 | 2008
57017 | DOE National Renewable Energy Laboratory | 57694 | DOE Golden NREL Main Campus | CO | Jefferson | PARKG | Solar Photovoltaic | SUN | Solar PV | 1.2 | 2013
57017 | DOE National Renewable Energy Laboratory | 57694 | DOE Golden NREL Main Campus | CO | Jefferson | PARKL | Solar Photovoltaic | SUN | Solar PV | 0.5 | 2011
57017 | DOE National Renewable Energy Laboratory | 57694 | DOE Golden NREL Main Campus | CO | Jefferson | RSF1 | Solar Photovoltaic | SUN | Solar PV | 0.5 | 2010
57017 | DOE National Renewable Energy Laboratory | 57694 | DOE Golden NREL Main Campus | CO | Jefferson | RSF2 | Solar Photovoltaic | SUN | Solar PV | 0.4 | 2012
57017 | DOE National Renewable Energy Laboratory | 57694 | DOE Golden NREL Main Campus | CO | Jefferson | STF | Solar Photovoltaic | SUN | Solar PV | 0.1 | 2009
59874 | Topaz Solar Farms LLC | 57695 | Topaz Solar Farm | CA | San Luis Obispo | TPZ1 | Solar Photovoltaic | SUN | Solar PV | 129.8 | 2013
59874 | Topaz Solar Farms LLC | 57695 | Topaz Solar Farm | CA | San Luis Obispo | TPZ2 | Solar Photovoltaic | SUN | Solar PV | 151.2 | 2013
59874 | Topaz Solar Farms LLC | 57695 | Topaz Solar Farm | CA | San Luis Obispo | TPZ3 | Solar Photovoltaic | SUN | Solar PV | 102.1 | 2014
59874 | Topaz Solar Farms LLC | 57695 | Topaz Solar Farm | CA | San Luis Obispo | TPZ4 | Solar Photovoltaic | SUN | Solar PV | 90.3 | 2014
59874 | Topaz Solar Farms LLC | 57695 | Topaz Solar Farm | CA | San Luis Obispo | TPZ5 | Solar Photovoltaic | SUN | Solar PV | 112.5 | 2014
5571 | East Bay Municipal Util Dist | 57696 | Power Generation Station (PGS) 2 | CA | Alameda | 1 | Other Waste Biomass | OBG | Biomass | 4.6 | 2011
57022 | Solar Power Inc. | 57697 | Aerojet I | CA | Sacramento | 1 | Solar Photovoltaic | SUN | Solar PV | 3 | 2009
57022 | Solar Power Inc. | 57698 | Aerojet II | CA | Sacramento | 1 | Solar Photovoltaic | SUN | Solar PV | 2.7 | 2010
57021 | FRV AE Solar LLC | 57699 | Webberville Solar Project | TX | Travis | AES1 | Solar Photovoltaic | SUN | Solar PV | 30 | 2011
57024 | Vasco Winds, LLC | 57700 | Vasco Winds | CA | Contra Costa | 1 | Onshore Wind Turbine | WND | Wind | 78.2 | 2011
57026 | NextEra Energy Montezuma Wind II, LLC | 57701 | Montezuma Wind II | CA | Solano | 1 | Onshore Wind Turbine | WND | Wind | 78.2 | 2012
57027 | Signal Hill Petroleum, Inc | 57702 | Signal Hill West Unit | CA | Los Angeles | 1 | Other Gases | OG | Biomass | 5.7 | 2004
56771 | Black Hills Service Company LLC | 57703 | Cheyenne Prairie Generating Station | WY | Laramie | 01A | Natural Gas Fired Combined Cycle | NG | Natural Gas Nonpeaker | 40 | 2014
56771 | Black Hills Service Company LLC | 57703 | Cheyenne Prairie Generating Station | WY | Laramie | 01B | Natural Gas Fired Combined Cycle | NG | Natural Gas Nonpeaker | 40 | 2014
56771 | Black Hills Service Company LLC | 57703 | Cheyenne Prairie Generating Station | WY | Laramie | 01C | Natural Gas Fired Combined Cycle | NG | Natural Gas Nonpeaker | 20 | 2014
56771 | Black Hills Service Company LLC | 57703 | Cheyenne Prairie Generating Station | WY | Laramie | 02A | Natural Gas Fired Combustion Turbine | NG | Natural Gas Peaker | 40 | 2014
57029 | Blue Water Renewables Inc | 57706 | Blue Water Renewables Inc | MI | St Clair | 1 | Landfill Gas | LFG | Biomass | 1.6 | 2011
57029 | Blue Water Renewables Inc | 57706 | Blue Water Renewables Inc | MI | St Clair | 2 | Landfill Gas | LFG | Biomass | 1.6 | 2011
57030 | Mesquite Solar 1, LLC | 57707 | Mesquite Solar 1 | AZ | Maricopa | 1 | Solar Photovoltaic | SUN | Solar PV | 16 | 2011
57030 | Mesquite Solar 1, LLC | 57707 | Mesquite Solar 1 | AZ | Maricopa | 10 | Solar Photovoltaic | SUN | Solar PV | 12 | 2012
57030 | Mesquite Solar 1, LLC | 57707 | Mesquite Solar 1 | AZ | Maricopa | 11 | Solar Photovoltaic | SUN | Solar PV | 16 | 2012
57030 | Mesquite Solar 1, LLC | 57707 | Mesquite Solar 1 | AZ | Maricopa | 12 | Solar Photovoltaic | SUN | Solar PV | 16 | 2012
57030 | Mesquite Solar 1, LLC | 57707 | Mesquite Solar 1 | AZ | Maricopa | 2 | Solar Photovoltaic | SUN | Solar PV | 16 | 2012
57030 | Mesquite Solar 1, LLC | 57707 | Mesquite Solar 1 | AZ | Maricopa | 3 | Solar Photovoltaic | SUN | Solar PV | 10 | 2011
57030 | Mesquite Solar 1, LLC | 57707 | Mesquite Solar 1 | AZ | Maricopa | 4 | Solar Photovoltaic | SUN | Solar PV | 16 | 2012
57030 | Mesquite Solar 1, LLC | 57707 | Mesquite Solar 1 | AZ | Maricopa | 5 | Solar Photovoltaic | SUN | Solar PV | 16 | 2012
57030 | Mesquite Solar 1, LLC | 57707 | Mesquite Solar 1 | AZ | Maricopa | 6 | Solar Photovoltaic | SUN | Solar PV | 8 | 2012
57030 | Mesquite Solar 1, LLC | 57707 | Mesquite Solar 1 | AZ | Maricopa | 7 | Solar Photovoltaic | SUN | Solar PV | 16 | 2012
57030 | Mesquite Solar 1, LLC | 57707 | Mesquite Solar 1 | AZ | Maricopa | 8 | Solar Photovoltaic | SUN | Solar PV | 12 | 2012
57030 | Mesquite Solar 1, LLC | 57707 | Mesquite Solar 1 | AZ | Maricopa | 9 | Solar Photovoltaic | SUN | Solar PV | 16 | 2012
57170 | EDF Renewable Asset Holdings, Inc. | 57708 | Catalina Solar LLC | CA | Kern | INV | Solar Photovoltaic | SUN | Solar PV | 110 | 2012
57031 | Beacon Power LLC | 57710 | Stephentown Spindle | NY | Rensselaer | SRS1 | Flywheels | MWH | Other | 20 | 2011
57031 | Beacon Power LLC | 57712 | Beacon Power Flywheel System 2 | MA | Middlesex | TYN2 | Flywheels | MWH | Other | 2 | 2009
57032 | UTAS Aerostructures | 57713 | Rohr Inc, a UTC Aerospace Systems Company | CA | San Diego | 151 | Natural Gas Internal Combustion Engine | NG | Natural Gas Peaker | 3.2 | 2002
57032 | UTAS Aerostructures | 57713 | Rohr Inc, a UTC Aerospace Systems Company | CA | San Diego | 152 | Natural Gas Internal Combustion Engine | NG | Natural Gas Peaker | 3.2 | 2002
57032 | UTAS Aerostructures | 57713 | Rohr Inc, a UTC Aerospace Systems Company | CA | San Diego | 153 | Natural Gas Internal Combustion Engine | NG | Natural Gas Peaker | 3.2 | 2002
57033 | City of Palo Alto | 57714 | City of Palo Alto | CA | Santa Clara | GEN1 | Natural Gas Internal Combustion Engine | NG | Natural Gas Peaker | 1.1 | 2002
57033 | City of Palo Alto | 57714 | City of Palo Alto | CA | Santa Clara | GEN2 | Natural Gas Internal Combustion Engine | NG | Natural Gas Peaker | 1.1 | 2002
57033 | City of Palo Alto | 57714 | City of Palo Alto | CA | Santa Clara | GEN3 | Natural Gas Internal Combustion Engine | NG | Natural Gas Peaker | 1.1 | 2002
57033 | City of Palo Alto | 57714 | City of Palo Alto | CA | Santa Clara | GEN4 | Natural Gas Internal Combustion Engine | NG | Natural Gas Peaker | 1.1 | 2002
57034 | Watkins Manufacturing Corporation | 57715 | Watkins Manufacturing Co. | CA | San Diego | GEN1 | Natural Gas Internal Combustion Engine | NG | Natural Gas Peaker | 1 | 2001
57034 | Watkins Manufacturing Corporation | 57715 | Watkins Manufacturing Co. | CA | San Diego | GEN2 | Natural Gas Internal Combustion Engine | NG | Natural Gas Peaker | 1 | 2001
57031 | Beacon Power LLC | 57716 | Hazle Spindle | PA | Luzerne | HRS1 | Flywheels | MWH | Other | 20 | 2013
24211 | Tucson Electric Power Co | 57717 | UASTP II | AZ | Pima | UATP2 | Solar Photovoltaic | SUN | Solar PV | 4 | 2012
11806 | Massachusetts Mun Wholes Electric Co | 57721 | Berkshire Wind Power Project | MA | Berkshire | BWP | Onshore Wind Turbine | WND | Wind | 15 | 2011
57022 | Solar Power Inc. | 57722 | North Palm Springs 4A | CA | Riverside | 1 | Solar Photovoltaic | SUN | Solar PV | 4 | 2012
56976 | Constellation Solar New Jersey II, LLC | 57723 | Johnson Matthey, Inc. Solar | NJ | Gloucester | PV1 | Solar Photovoltaic | SUN | Solar PV | 4 | 2011
15477 | Public Service Elec & Gas Co | 57724 | NJMC Landfill | NJ | Hudson | NJMC | Solar Photovoltaic | SUN | Solar PV | 2.5 | 2011
57170 | EDF Renewable Asset Holdings, Inc. | 57725 | Shiloh IV Wind Project LLC | CA | Solano | 1 | Onshore Wind Turbine | WND | Wind | 101.3 | 2012
15477 | Public Service Elec & Gas Co | 57726 | Summit Associates | NJ | Middlesex | SUMA | Solar Photovoltaic | SUN | Solar PV | 1.9 | 2011
15477 | Public Service Elec & Gas Co | 57727 | BlackRock-Matrix | NJ | Middlesex | BLAR | Solar Photovoltaic | SUN | Solar PV | 2.5 | 2012
15477 | Public Service Elec & Gas Co | 57728 | Mill Creek Solar | NJ | Burlington | MILLC | Solar Photovoltaic | SUN | Solar PV | 3.5 | 2011
27075 | San Diego County Water Auth | 57729 | Lake Hodges Hydroelectric Facility | CA | San Diego | 1 | Hydroelectric Pumped Storage | WAT | Other | 21 | 2012
27075 | San Diego County Water Auth | 57729 | Lake Hodges Hydroelectric Facility | CA | San Diego | 2 | Hydroelectric Pumped Storage | WAT | Other | 21 | 2012
57046 | University of Minnestoa Morris Campus | 57732 | UMM Wind Turbine | MN | Stevens | UMM1 | Onshore Wind Turbine | WND | Wind | 1.7 | 2011
57044 | Constellation Solar New Jersey, LLC | 57733 | Benjamin Moore & Co. Solar | NJ | Morris | PV1 | Solar Photovoltaic | SUN | Solar PV | 1.4 | 2010
57049 | NFI Solar LLC | 57734 | Cherry Hill | NJ | Camden | CH | Solar Photovoltaic | SUN | Solar PV | 1.1 | 2010
57047 | BioFuels Point Loma LLC | 57735 | UCSD Fuel Cell Plant | CA | San Diego | UCSD | Other Waste Biomass | OBG | Biomass | 3 | 2011
57055 | SunE SPS1, LLC | 57736 | SPS1 Dollarhide | NM | Lea | 1 | Solar Photovoltaic | SUN | Solar PV | 10 | 2011
57056 | SunE SPS2, LLC | 57737 | SPS2 Jal | NM | Lea | 1 | Solar Photovoltaic | SUN | Solar PV | 10 | 2011
57057 | SunE SPS3, LLC | 57738 | SPS3 Lea | NM | Lea | 1 | Solar Photovoltaic | SUN | Solar PV | 10 | 2011
57059 | SunE SPS4, LLC | 57739 | SPS4 Monument | NM | Lea | 1 | Solar Photovoltaic | SUN | Solar PV | 10.1 | 2011
57058 | SunE SPS5, LLC | 57740 | SPS5 Hopi | NM | Eddy | 1 | Solar Photovoltaic | SUN | Solar PV | 10.1 | 2011
57054 | Suzlon Project VIII LLC | 57741 | Suzlon Project VIII LLC | TX | Hartley | SP111 | Onshore Wind Turbine | WND | Wind | 2.1 | 2015
57054 | Suzlon Project VIII LLC | 57741 | Suzlon Project VIII LLC | TX | Hartley | SP97 | Onshore Wind Turbine | WND | Wind | 2.1 | 2011
57049 | NFI Solar LLC | 57742 | Vineland Headquarters | NJ | Cumberland | VHQ | Solar Photovoltaic | SUN | Solar PV | 1.1 | 2011
57022 | Solar Power Inc. | 57743 | North Palm Springs 1A | CA | Riverside | 1 | Solar Photovoltaic | SUN | Solar PV | 2.5 | 2012
57053 | Laurel Wind Energy LLC | 57744 | Laurel Hill Wind | PA | Lycoming | 1 | Onshore Wind Turbine | WND | Wind | 69 | 2012
57044 | Constellation Solar New Jersey, LLC | 57745 | The City of Vineland at West Vineland | NJ | Cumberland | PV1 | Solar Photovoltaic | SUN | Solar PV | 3.7 | 2011
57044 | Constellation Solar New Jersey, LLC | 57746 | The City of Vineland at North Vineland | NJ | Cumberland | PV1 | Solar Photovoltaic | SUN | Solar PV | 2.3 | 2011
57052 | NRG Solar Arrowhead LLC | 57747 | FedEx Field Solar Facility | MD | Prince Georges | 1 | Solar Photovoltaic | SUN | Solar PV | 2 | 2011
57042 | Gordon Butte Wind LLC | 57748 | Gordon Butte Wind LLC | MT | Meagher | GBW | Onshore Wind Turbine | WND | Wind | 9.6 | 2012
57041 | Idaho Winds LLC | 57749 | Sawtooth Wind Project | ID | Elmore | ST | Onshore Wind Turbine | WND | Wind | 22.4 | 2011
57049 | NFI Solar LLC | 57750 | Maple Solar | NJ | Cumberland | P1 | Solar Photovoltaic | SUN | Solar PV | 1.6 | 2011
57049 | NFI Solar LLC | 57750 | Maple Solar | NJ | Cumberland | P2 | Solar Photovoltaic | SUN | Solar PV | 0.8 | 2011
57063 | Los Vientos Wind 1A, LLC | 57751 | Los Vientos Wind 1A | TX | Cameron | 1 | Onshore Wind Turbine | WND | Wind | 200 | 2012
57064 | Los Vientos Wind 1B, LLC | 57752 | Los Vientos Wind 1B | TX | Cameron | 1 | Onshore Wind Turbine | WND | Wind | 201.6 | 2012
56995 | Sacramento PV Energy, LLC | 57753 | SMUD at Lawrence | CA | Sacramento | PV1 | Solar Photovoltaic | SUN | Solar PV | 1 | 2011
57051 | Frederick County Virginia | 57754 | Frederick County LFGTE Facility | VA | Frederick | 1 | Landfill Gas | LFG | Biomass | 1 | 2010
57051 | Frederick County Virginia | 57754 | Frederick County LFGTE Facility | VA | Frederick | 2 | Landfill Gas | LFG | Biomass | 1 | 2010
57050 | TPW Petersburg LLC | 57755 | TPW Petersburg | NE | Boone | PETE | Onshore Wind Turbine | WND | Wind | 40.5 | 2011
57066 | Coastal Community Action Program | 57756 | Coastal Energy Project | WA | Grays Harbor | 1 | Onshore Wind Turbine | WND | Wind | 6 | 2010
57170 | EDF Renewable Asset Holdings, Inc. | 57757 | Pacific Wind LLC | CA | Kern | 1 | Onshore Wind Turbine | WND | Wind | 151.7 | 2012
57065 | Constellation Solar Horizons LLC | 57758 | Mount Saint Mary's | MD | Frederick | PV1 | Solar Photovoltaic | SUN | Solar PV | 13.7 | 2012
59936 | Georgia-Pacific Consumer Products (Camas) LLC | 57759 | Consumer Products (Camas) LLC | WA | Clark | STG1 | Wood/Wood Waste Biomass | BLQ | Biomass | 61.5 | 1995
57068 | Power County Wind Park South LLC | 57760 | Power County Wind Park South | ID | Power | PCWPS | Onshore Wind Turbine | WND | Wind | 22.5 | 2011
57069 | Power County Wind Park North LLC | 57761 | Power County Wind Park North | ID | Power | PCWPN | Onshore Wind Turbine | WND | Wind | 22.5 | 2011
58143 | Cimarron Wind Energy LLC | 57762 | Cimarron Wind Energy LLC | KS | Gray | CPV1 | Onshore Wind Turbine | WND | Wind | 165.6 | 2012
17470 | PUD 1 of Snohomish County | 57763 | Youngs Creek Hydroelectric Project | WA | Snohomish | 1 | Conventional Hydroelectric | WAT | Hydro | 7.5 | 2011
57073 | Solar Star California XV, LLC | 57764 | Naval Air Weapons Station China Lake | CA | Kern | 1 | Solar Photovoltaic | SUN | Solar PV | 11.1 | 2012
58863 | Main Street Power | 57765 | Arizona Western College PV | AZ | Yuma | SFC | Solar Photovoltaic | SUN | Solar PV | 1 | 2011
58863 | Main Street Power | 57765 | Arizona Western College PV | AZ | Yuma | SHP | Solar Photovoltaic | SUN | Solar PV | 0.9 | 2011
58863 | Main Street Power | 57765 | Arizona Western College PV | AZ | Yuma | SOLEG | Solar Photovoltaic | SUN | Solar PV | 1 | 2015
58863 | Main Street Power | 57765 | Arizona Western College PV | AZ | Yuma | STE | Solar Photovoltaic | SUN | Solar PV | 0.9 | 2011
58863 | Main Street Power | 57765 | Arizona Western College PV | AZ | Yuma | SWD | Solar Photovoltaic | SUN | Solar PV | 0.9 | 2011
57075 | Ridgeline Energy LLC | 57766 | Rockland Wind Farm | ID | Power | RLWF | Onshore Wind Turbine | WND | Wind | 79.2 | 2011
57077 | Adams Electric Cooperative | 57767 | Brown County Wind Turbine | IL | Brown | 1 | Onshore Wind Turbine | WND | Wind | 1.5 | 2011
57078 | Ecogy Pennsylvania Systems LLC | 57768 | Longwood Gardens | PA | Chester | 1 | Solar Photovoltaic | SUN | Solar PV | 1.3 | 2010
55963 | AE Power Services LLC | 57769 | Mehoopany Wind Energy LLC | PA | Wyoming | 1 | Onshore Wind Turbine | WND | Wind | 141 | 2012
57047 | BioFuels Point Loma LLC | 57770 | South Bay Fuel Cell Plant | CA | San Diego | SBFC | Other Waste Biomass | OBG | Biomass | 1.5 | 2012
57079 | Ameresco Butte County LLC | 57771 | Ameresco Butte County | CA | Butte | 1 | Landfill Gas | LFG | Biomass | 2.3 | 2013
57081 | WGL Energy Systems, Inc | 57772 | Perdue Bridgeville Photovoltaic | DE | Sussex | BRID | Solar Photovoltaic | SUN | Solar PV | 1.3 | 2011
58315 | SSA Solar of CA 2 LLC | 57773 | Palo Verde College | CA | Riverside | 1 | Solar Photovoltaic | SUN | Solar PV | 1.2 | 2009
11556 | Brookfield Energy Marketing LP | 57774 | Windstar 1 | CA | Kern | WGNS | Onshore Wind Turbine | WND | Wind | 120 | 2012
11556 | Brookfield Energy Marketing LP | 57775 | Kingman 1 | AZ | Mohave | PV | Solar Photovoltaic | SUN | Solar PV | 0.5 | 2011
11556 | Brookfield Energy Marketing LP | 57775 | Kingman 1 | AZ | Mohave | WGNS | Onshore Wind Turbine | WND | Wind | 10 | 2011
58316 | SSA Solar of NJ LLC | 57776 | FedEx Woodbridge | NJ | Middlesex | 1 | Solar Photovoltaic | SUN | Solar PV | 2.4 | 2009
57087 | RE Dillard LLC | 57777 | RE Dillard 1 | CA | Sacramento | DL1 | Solar Photovoltaic | SUN | Solar PV | 3 | 2012
57090 | RE Kammerer LLC | 57778 | RE Kammerer 1 | CA | Sacramento | KAM1 | Solar Photovoltaic | SUN | Solar PV | 5 | 2012
57087 | RE Dillard LLC | 57779 | RE Dillard 2 | CA | Sacramento | DIL2 | Solar Photovoltaic | SUN | Solar PV | 3 | 2012
57090 | RE Kammerer LLC | 57780 | RE Kammerer 2 | CA | Sacramento | KAM2 | Solar Photovoltaic | SUN | Solar PV | 5 | 2012
57087 | RE Dillard LLC | 57781 | RE Dillard 3 | CA | Sacramento | DIL3 | Solar Photovoltaic | SUN | Solar PV | 3 | 2012
57090 | RE Kammerer LLC | 57782 | RE Kammerer 3 | CA | Sacramento | KAM3 | Solar Photovoltaic | SUN | Solar PV | 5 | 2012
57093 | RE Bruceville LLC | 57783 | RE Bruceville 1 | CA | Sacramento | BRU1 | Solar Photovoltaic | SUN | Solar PV | 5 | 2012
57093 | RE Bruceville LLC | 57784 | RE Bruceville 2 | CA | Sacramento | BRU2 | Solar Photovoltaic | SUN | Solar PV | 5 | 2012
57093 | RE Bruceville LLC | 57785 | RE Bruceville 3 | CA | Sacramento | BRU3 | Solar Photovoltaic | SUN | Solar PV | 5 | 2012
57101 | FC Landfill Energy | 57786 | FC Landfill Energy | MD | Frederick | UNIT1 | Landfill Gas | LFG | Biomass | 1.1 | 2010
57101 | FC Landfill Energy | 57786 | FC Landfill Energy | MD | Frederick | UNIT2 | Landfill Gas | LFG | Biomass | 1.1 | 2010
55963 | AE Power Services LLC | 57787 | Flat Ridge 2 Wind Energy LLC | KS | Harper | 1 | Onshore Wind Turbine | WND | Wind | 470.2 | 2012
57103 | US GSA Heating and Transmission | 57788 | US GSA Heating and Transmission | DC | District of Columbia | TG1 | Natural Gas Fired Combustion Turbine | NG | Natural Gas Peaker | 5.4 | 2004
57103 | US GSA Heating and Transmission | 57788 | US GSA Heating and Transmission | DC | District of Columbia | TG2 | Natural Gas Fired Combustion Turbine | NG | Natural Gas Peaker | 5.4 | 2004
57106 | Peak Power 1, LLC | 57789 | Peak Power 1 Cogen | NY | New York | GEN1 | Natural Gas Internal Combustion Engine | NG | Natural Gas Peaker | 2.1 | 2010
57106 | Peak Power 1, LLC | 57789 | Peak Power 1 Cogen | NY | New York | GEN2 | Natural Gas Internal Combustion Engine | NG | Natural Gas Peaker | 2.1 | 2010
57106 | Peak Power 1, LLC | 57789 | Peak Power 1 Cogen | NY | New York | GEN3 | Natural Gas Internal Combustion Engine | NG | Natural Gas Peaker | 2.1 | 2010
57107 | RE Bagdad Solar 1 LLC | 57790 | RE Bagdad Solar I LLC | AZ | Yavapai | 1 | Solar Photovoltaic | SUN | Solar PV | 16.6 | 2011
56930 | Foundation HA Energy Generation, LLC | 57791 | Foundation AB | CA | Solano | WTG1 | Onshore Wind Turbine | WND | Wind | 1.5 | 2011
56930 | Foundation HA Energy Generation, LLC | 57792 | Foundation IE | CA | San Bernardino | WTG1 | Onshore Wind Turbine | WND | Wind | 1 | 2011
57108 | The County of Sonoma | 57793 | Sonoma County Fuel Cell | CA | Sonoma | FC-1 | Other Natural Gas | NG | Natural Gas Peaker | 1.4 | 2010
57112 | RE Ajo 1 LLC | 57795 | RE Ajo 1 LLC | AZ | Pima | 1 | Solar Photovoltaic | SUN | Solar PV | 4.5 | 2011
57104 | Golden Springs Development Company LLC | 57796 | Golden Springs Building C-1 | CA | Los Angeles | 1 | Solar Photovoltaic | SUN | Solar PV | 1.2 | 2012
57104 | Golden Springs Development Company LLC | 57797 | Golden Springs Building D | CA | Los Angeles | 1 | Solar Photovoltaic | SUN | Solar PV | 1.3 | 2012
57120 | OBP Cogen LLC | 57798 | OBP Cogen | NY | New York | 1OBP | Natural Gas Fired Combustion Turbine | NG | Natural Gas Peaker | 4.6 | 2010
57113 | ISH Solar Central, LLC | 57799 | ISH Solar Central, LLC | NJ | Monmouth | 1 | Solar Photovoltaic | SUN | Solar PV | 1.4 | 2011
12647 | ALLETE, Inc. | 57800 | Bison 2 Wind Energy Center | ND | Morton | BISO2 | Onshore Wind Turbine | WND | Wind | 105 | 2012
12647 | ALLETE, Inc. | 57801 | Bison 3 Wind Energy Center | ND | Morton | BISO3 | Onshore Wind Turbine | WND | Wind | 105 | 2012
56215 | E ON Climate Renewables N America LLC | 57802 | Magic Valley Wind Farm I LLC | TX | Willacy | MV1 | Onshore Wind Turbine | WND | Wind | 203 | 2012
57122 | Lime Wind LLC | 57803 | Lime Wind | OR | Baker | T1-6 | Onshore Wind Turbine | WND | Wind | 3 | 2011
57123 | Middlebury College Biomass | 57804 | Middlebury College | VT | Addison | 2 | Wood/Wood Waste Biomass | WDS | Biomass | 0.6 | 1985
57123 | Middlebury College Biomass | 57804 | Middlebury College | VT | Addison | 3 | Wood/Wood Waste Biomass | WDS | Biomass | 0.8 | 1999
57124 | Nautilus Solar WPU LLC | 57805 | William Paterson University | NJ | Passaic | WPU1 | Solar Photovoltaic | SUN | Solar PV | 1.4 | 2010
57087 | RE Dillard LLC | 57806 | RE Dillard 4 | CA | Sacramento | DIL4 | Solar Photovoltaic | SUN | Solar PV | 0.4 | 2012
56778 | Bloom Energy 2009 PPA | 57807 | Coca Cola American Canyon | CA | Napa | COK01 | Other Natural Gas | NG | Natural Gas Peaker | 1.1 | 2011
57128 | Bloom Energy | 57808 | Lockheed Martin Sunnyvale | CA | Santa Clara | LOK00 | Other Natural Gas | NG | Natural Gas Peaker | 1.1 | 2011
57128 | Bloom Energy | 57809 | Franklin Templeton San Mateo | CA | San Mateo | FRK00 | Other Natural Gas | NG | Natural Gas Peaker | 1.1 | 2011
57128 | Bloom Energy | 57811 | Adobe San Jose | CA | Santa Clara | ADB00 | Other Natural Gas | NG | Natural Gas Peaker | 0.8 | 2010
57128 | Bloom Energy | 57811 | Adobe San Jose | CA | Santa Clara | ADB01 | Other Natural Gas | NG | Natural Gas Peaker | 0.4 | 2010
57127 | GL Wind LLC | 57813 | GL Wind | MN | Winona | TURB1 | Onshore Wind Turbine | WND | Wind | 2.5 | 2011
57127 | GL Wind LLC | 57813 | GL Wind | MN | Winona | TURB2 | Onshore Wind Turbine | WND | Wind | 2.5 | 2011
57130 | Janssen Pharmaceutical Co | 57815 | Titusville Solar | NJ | Mercer | PV1 | Solar Photovoltaic | SUN | Solar PV | 4.1 | 2010
57114 | RE McKenzie LLC | 57816 | RE McKenzie 1 | CA | Sacramento | MCK1 | Solar Photovoltaic | SUN | Solar PV | 5 | 2012
57114 | RE McKenzie LLC | 57817 | RE McKenzie 2 | CA | Sacramento | MCK2 | Solar Photovoltaic | SUN | Solar PV | 5 | 2012
57114 | RE McKenzie LLC | 57818 | RE McKenzie 3 | CA | Sacramento | MCK3 | Solar Photovoltaic | SUN | Solar PV | 5 | 2012
57114 | RE McKenzie LLC | 57819 | RE McKenzie 4 | CA | Sacramento | MCK4 | Solar Photovoltaic | SUN | Solar PV | 5 | 2012
57114 | RE McKenzie LLC | 57820 | RE McKenzie 5 | CA | Sacramento | MCK5 | Solar Photovoltaic | SUN | Solar PV | 5 | 2012
57114 | RE McKenzie LLC | 57821 | RE McKenzie 6 | CA | Sacramento | MCK6 | Solar Photovoltaic | SUN | Solar PV | 5 | 2012
56069 | SunCoke Energy, Inc. | 57822 | Middletown Coke Company, LLC | OH | Butler | YNKE | Other Gases | OG | Biomass | 67 | 2011
57138 | University of Minnesota WCROC | 57823 | WCROC Wind Farm | MN | Stevens | WTG1 | Onshore Wind Turbine | WND | Wind | 1.7 | 2005
57142 | Gundersen Lutheran Biogas I LLC | 57824 | Onalaska Campus Landfill Biogas | WI | La Crosse | 416LF | Landfill Gas | LFG | Biomass | 1.1 | 2012
58661 | Sustainable Power Group, LLC | 57827 | Dinuba Wastewater Treatment Plant | CA | Tulare | DSPV | Solar Photovoltaic | SUN | Solar PV | 1 | 2011
57146 | Tulsa LFG LLC | 57828 | Tulsa LFG LLC | OK | Osage | GEN1 | Landfill Gas | LFG | Biomass | 1.6 | 2013
57146 | Tulsa LFG LLC | 57828 | Tulsa LFG LLC | OK | Osage | GEN2 | Landfill Gas | LFG | Biomass | 1.6 | 2013
57148 | Glendale Energy LLC | 57829 | Glendale Energy Power Plant | AZ | Maricopa | GLEN1 | Landfill Gas | LFG | Biomass | 1.4 | 2010
57148 | Glendale Energy LLC | 57829 | Glendale Energy Power Plant | AZ | Maricopa | GLEN2 | Landfill Gas | LFG | Biomass | 1.4 | 2010
57149 | Rippey Wind Energy LLC | 57830 | Rippey Wind Farm | IA | Greene | NORD | Onshore Wind Turbine | WND | Wind | 50 | 2012
57154 | Heliocentric LLC | 57831 | Heliocentric | CA | Los Angeles | 1 | Solar Photovoltaic | SUN | Solar PV | 1.5 | 2012
57150 | Bethel Wind Energy LLC | 57832 | Hawkeye Wind Farm | IA | Bremer | NORD | Onshore Wind Turbine | WND | Wind | 35 | 2012
58672 | Everpower Wind Holdings Inc | 57833 | Mustang Hills LLC | CA | Kern | AW06 | Onshore Wind Turbine | WND | Wind | 150 | 2012
59868 | Pinyon Pines Wind I, LLC | 57834 | Pinyon Pine I | CA | Kern | AW07 | Onshore Wind Turbine | WND | Wind | 168 | 2012
11556 | Brookfield Energy Marketing LP | 57835 | Alta Wind VIII | CA | Kern | AW08 | Onshore Wind Turbine | WND | Wind | 150 | 2012
57159 | L-8 Solar Project LLC | 57836 | L-8 Solar Project | CA | Los Angeles | TSM | Solar Photovoltaic | SUN | Solar PV | 1.5 | 2012
59869 | Pinyon Pines Wind II, LLC | 57837 | Pinyon Pine II | CA | Kern | AW09 | Onshore Wind Turbine | WND | Wind | 132 | 2012
56769 | Consolidated Edison Development Inc. | 57838 | Dartmouth II Solar | MA | Bristol | D2MA | Solar Photovoltaic | SUN | Solar PV | 2 | 2012
57166 | Woodbridge Energy Center | 57839 | Woodbridge Energy Center | NJ | Middlesex | CT001 | Natural Gas Fired Combined Cycle | NG | Natural Gas Nonpeaker | 240 | 2015
57166 | Woodbridge Energy Center | 57839 | Woodbridge Energy Center | NJ | Middlesex | CT002 | Natural Gas Fired Combined Cycle | NG | Natural Gas Nonpeaker | 240 | 2015
57166 | Woodbridge Energy Center | 57839 | Woodbridge Energy Center | NJ | Middlesex | ST001 | Natural Gas Fired Combined Cycle | NG | Natural Gas Nonpeaker | 315 | 2015
57167 | ISH Solar Hospitals LLC | 57840 | ISH Solar Hospital SDMC | CA | San Diego | 1 | Solar Photovoltaic | SUN | Solar PV | 1.1 | 2011
57167 | ISH Solar Hospitals LLC | 57841 | ISH Solar Hospital Downey | CA | Los Angeles | 1 | Solar Photovoltaic | SUN | Solar PV | 1.1 | 2011
40211 | Wabash Valley Power Assn, Inc | 57842 | Wabash Valley Power IGCC | IN | Vigo | 1 | Petroleum Coke | SGP | Hard Coal | 112.5 | 1953
40211 | Wabash Valley Power Assn, Inc | 57842 | Wabash Valley Power IGCC | IN | Vigo | 1A | Petroleum Coke | SGP | Hard Coal | 192 | 1995
57172 | SC Landfill Energy LLC | 57843 | SC Landfill Energy LLC | NJ | Salem | GEN1 | Landfill Gas | LFG | Biomass | 1.9 | 2008
57171 | Franklin County Wind LLC | 57844 | Franklin County Wind Farm | IA | Franklin | 1 | Onshore Wind Turbine | WND | Wind | 99 | 2012
57173 | AC Landfill Energy LLC | 57845 | AC Landfill Energy LLC | NJ | Atlantic | UNIT1 | Landfill Gas | LFG | Biomass | 1.6 | 2005
57173 | AC Landfill Energy LLC | 57845 | AC Landfill Energy LLC | NJ | Atlantic | UNIT2 | Landfill Gas | LFG | Biomass | 1.9 | 2005
57173 | AC Landfill Energy LLC | 57845 | AC Landfill Energy LLC | NJ | Atlantic | UNIT3 | Landfill Gas | LFG | Biomass | 1.9 | 2005
57174 | SX Landfill Energy LLC | 57846 | SX Landfill Energy LLC | NJ | Sussex | UNIT1 | Landfill Gas | LFG | Biomass | 1.6 | 2011
57174 | SX Landfill Energy LLC | 57846 | SX Landfill Energy LLC | NJ | Sussex | UNIT2 | Landfill Gas | LFG | Biomass | 1.6 | 2011
57175 | BC Landfill Energy LLC | 57847 | BC Landfill Energy LLC | NJ | Burlington | UNIT1 | Landfill Gas | LFG | Biomass | 1.5 | 2007
57175 | BC Landfill Energy LLC | 57847 | BC Landfill Energy LLC | NJ | Burlington | UNIT2 | Landfill Gas | LFG | Biomass | 1.5 | 2007
57175 | BC Landfill Energy LLC | 57847 | BC Landfill Energy LLC | NJ | Burlington | UNIT3 | Landfill Gas | LFG | Biomass | 1.5 | 2007
57175 | BC Landfill Energy LLC | 57847 | BC Landfill Energy LLC | NJ | Burlington | UNIT4 | Landfill Gas | LFG | Biomass | 1.5 | 2007
57175 | BC Landfill Energy LLC | 57847 | BC Landfill Energy LLC | NJ | Burlington | UNIT5 | Landfill Gas | LFG | Biomass | 1.5 | 2007
57176 | WC Landfill Energy LLC | 57848 | WC Landfill Energy LLC | NJ | Warren | GEN1 | Landfill Gas | LFG | Biomass | 2 | 2006
57176 | WC Landfill Energy LLC | 57848 | WC Landfill Energy LLC | NJ | Warren | SOLAR | Solar Photovoltaic | SUN | Solar PV | 1.2 | 2013
57177 | SEAI Elk Grove LLC | 57849 | Green Acres Solar Facility 1 | CA | Sacramento | GASF1 | Solar Photovoltaic | SUN | Solar PV | 3 | 2012
57177 | SEAI Elk Grove LLC | 57850 | Green Acres Solar Facility 2 | CA | Sacramento | GASF2 | Solar Photovoltaic | SUN | Solar PV | 1 | 2012
5109 | DTE Electric Company | 57851 | Sigel Wind Park | MI | Huron | 1 | Onshore Wind Turbine | WND | Wind | 64 | 2012
5109 | DTE Electric Company | 57852 | Minden Wind Park | MI | Sanilac | 1 | Onshore Wind Turbine | WND | Wind | 32 | 2012
5109 | DTE Electric Company | 57853 | McKinley Wind Park | MI | Huron | 1 | Onshore Wind Turbine | WND | Wind | 14.4 | 2012
11208 | Los Angeles Department of Water & Power | 57854 | North Hollywood | CA | Los Angeles | 1PT1 | Hydroelectric Pumped Storage | WAT | Other | 1.8 | 1993
11208 | Los Angeles Department of Water & Power | 57854 | North Hollywood | CA | Los Angeles | 1PT2 | Hydroelectric Pumped Storage | WAT | Other | 1.8 | 1993
11208 | Los Angeles Department of Water & Power | 57854 | North Hollywood | CA | Los Angeles | 1PT3 | Hydroelectric Pumped Storage | WAT | Other | 1.8 | 1993
11208 | Los Angeles Department of Water & Power | 57854 | North Hollywood | CA | Los Angeles | 2T1 | Conventional Hydroelectric | WAT | Hydro | 1.2 | 1993
11208 | Los Angeles Department of Water & Power | 57854 | North Hollywood | CA | Los Angeles | 2T2 | Conventional Hydroelectric | WAT | Hydro | 1.2 | 1993
11208 | Los Angeles Department of Water & Power | 57854 | North Hollywood | CA | Los Angeles | 2T3 | Conventional Hydroelectric | WAT | Hydro | 0.5 | 1993
11208 | Los Angeles Department of Water & Power | 57854 | North Hollywood | CA | Los Angeles | 3T1 | Conventional Hydroelectric | WAT | Hydro | 0.5 | 1993
11208 | Los Angeles Department of Water & Power | 57854 | North Hollywood | CA | Los Angeles | 3T2 | Conventional Hydroelectric | WAT | Hydro | 0.2 | 1993
9442 | Town of Ipswich - (MA) | 57855 | Ipswich Wind Turbine | MA | Essex | 1 | Onshore Wind Turbine | WND | Wind | 1.6 | 2011
56918 | University of California San Diego | 57856 | Univ of California San Diego Solar | CA | San Diego | SGU1 | Solar Photovoltaic | SUN | Solar PV | 1.2 | 2008
57183 | Shasta Renewable Resources LLC | 57857 | Shasta Renewable Resources Plant | CA | Shasta | 1 | Wood/Wood Waste Biomass | WDS | Biomass | 5.5 | 2012
57191 | Caney River Wind Project | 57858 | Caney River Wind Project | KS | Elk | 1 | Onshore Wind Turbine | WND | Wind | 200 | 2011
57194 | City of Industry | 57860 | Industry MetroLink PV 1 | CA | Los Angeles | 1 | Solar Photovoltaic | SUN | Solar PV | 1.5 | 2012
57189 | Hidden Hollow Energy LLC | 57861 | Hidden Hollow Energy | ID | Ada | UNT1 | Landfill Gas | LFG | Biomass | 1.5 | 2007
57189 | Hidden Hollow Energy LLC | 57861 | Hidden Hollow Energy | ID | Ada | UNT2 | Landfill Gas | LFG | Biomass | 1.5 | 2007
56215 | E ON Climate Renewables N America LLC | 57862 | Wildcat Wind Farm I, LLC | IN | Tipton | 1 | Onshore Wind Turbine | WND | Wind | 200 | 2012
56997 | Marina Energy LLC | 57863 | McKee City Solar Phase 2 | NJ | Atlantic | UNIT1 | Solar Photovoltaic | SUN | Solar PV | 2.6 | 2011
56997 | Marina Energy LLC | 57864 | Stockton Athletic Center | NJ | Atlantic | 2LOT7 | Solar Photovoltaic | SUN | Solar PV | 0.5 | 2009
56997 | Marina Energy LLC | 57864 | Stockton Athletic Center | NJ | Atlantic | LOT7 | Solar Photovoltaic | SUN | Solar PV | 0.2 | 2009
56997 | Marina Energy LLC | 57864 | Stockton Athletic Center | NJ | Atlantic | LOT7B | Solar Photovoltaic | SUN | Solar PV | 0.2 | 2009
56997 | Marina Energy LLC | 57864 | Stockton Athletic Center | NJ | Atlantic | SAC | Solar Photovoltaic | SUN | Solar PV | 0.3 | 2009
7349 | Golden Spread Electric Cooperative, Inc | 57865 | Antelope Station | TX | Hale | E01 | Natural Gas Internal Combustion Engine | NG | Natural Gas Peaker | 9.3 | 2011
7349 | Golden Spread Electric Cooperative, Inc | 57865 | Antelope Station | TX | Hale | E02 | Natural Gas Internal Combustion Engine | NG | Natural Gas Peaker | 9.3 | 2011
7349 | Golden Spread Electric Cooperative, Inc | 57865 | Antelope Station | TX | Hale | E03 | Natural Gas Internal Combustion Engine | NG | Natural Gas Peaker | 9.3 | 2011
7349 | Golden Spread Electric Cooperative, Inc | 57865 | Antelope Station | TX | Hale | E04 | Natural Gas Internal Combustion Engine | NG | Natural Gas Peaker | 9.3 | 2011
7349 | Golden Spread Electric Cooperative, Inc | 57865 | Antelope Station | TX | Hale | E05 | Natural Gas Internal Combustion Engine | NG | Natural Gas Peaker | 9.3 | 2011
7349 | Golden Spread Electric Cooperative, Inc | 57865 | Antelope Station | TX | Hale | E06 | Natural Gas Internal Combustion Engine | NG | Natural Gas Peaker | 9.3 | 2011
7349 | Golden Spread Electric Cooperative, Inc | 57865 | Antelope Station | TX | Hale | E07 | Natural Gas Internal Combustion Engine | NG | Natural Gas Peaker | 9.3 | 2011
7349 | Golden Spread Electric Cooperative, Inc | 57865 | Antelope Station | TX | Hale | E08 | Natural Gas Internal Combustion Engine | NG | Natural Gas Peaker | 9.3 | 2011
7349 | Golden Spread Electric Cooperative, Inc | 57865 | Antelope Station | TX | Hale | E09 | Natural Gas Internal Combustion Engine | NG | Natural Gas Peaker | 9.3 | 2011
7349 | Golden Spread Electric Cooperative, Inc | 57865 | Antelope Station | TX | Hale | E10 | Natural Gas Internal Combustion Engine | NG | Natural Gas Peaker | 9.3 | 2011
7349 | Golden Spread Electric Cooperative, Inc | 57865 | Antelope Station | TX | Hale | E11 | Natural Gas Internal Combustion Engine | NG | Natural Gas Peaker | 9.3 | 2011
7349 | Golden Spread Electric Cooperative, Inc | 57865 | Antelope Station | TX | Hale | E12 | Natural Gas Internal Combustion Engine | NG | Natural Gas Peaker | 9.3 | 2011
7349 | Golden Spread Electric Cooperative, Inc | 57865 | Antelope Station | TX | Hale | E13 | Natural Gas Internal Combustion Engine | NG | Natural Gas Peaker | 9.3 | 2011
7349 | Golden Spread Electric Cooperative, Inc | 57865 | Antelope Station | TX | Hale | E14 | Natural Gas Internal Combustion Engine | NG | Natural Gas Peaker | 9.3 | 2011
7349 | Golden Spread Electric Cooperative, Inc | 57865 | Antelope Station | TX | Hale | E15 | Natural Gas Internal Combustion Engine | NG | Natural Gas Peaker | 9.3 | 2011
7349 | Golden Spread Electric Cooperative, Inc | 57865 | Antelope Station | TX | Hale | E16 | Natural Gas Internal Combustion Engine | NG | Natural Gas Peaker | 9.3 | 2011
7349 | Golden Spread Electric Cooperative, Inc | 57865 | Antelope Station | TX | Hale | E17 | Natural Gas Internal Combustion Engine | NG | Natural Gas Peaker | 9.3 | 2011
7349 | Golden Spread Electric Cooperative, Inc | 57865 | Antelope Station | TX | Hale | E18 | Natural Gas Internal Combustion Engine | NG | Natural Gas Peaker | 9.3 | 2011
7349 | Golden Spread Electric Cooperative, Inc | 57866 | Golden Spread Panhandle Wnd Rch | TX | Oldham | PWR | Onshore Wind Turbine | WND | Wind | 78.2 | 2011
58672 | Everpower Wind Holdings Inc | 57867 | Howard Wind Farm | NY | Steuben | 1 | Onshore Wind Turbine | WND | Wind | 55.4 | 2011
58672 | Everpower Wind Holdings Inc | 57867 | Howard Wind Farm | NY | Steuben | 2 | Onshore Wind Turbine | WND | Wind | 4.1 | 2012
56997 | Marina Energy LLC | 57868 | L'Oreal Piscataway | NJ | Middlesex | UNIT1 | Solar Photovoltaic | SUN | Solar PV | 1.3 | 2011
56997 | Marina Energy LLC | 57869 | Heller Industrial Parks | NJ | Middlesex | UNIT1 | Solar Photovoltaic | SUN | Solar PV | 2.7 | 2011
57213 | Castle Rock Cooling | 57870 | Castle Rock Vineyards | CA | Tulare | SOLAR | Solar Photovoltaic | SUN | Solar PV | 1 | 2010
11208 | Los Angeles Department of Water & Power | 57871 | 2555 E Olympic Bl | CA | Los Angeles | 1 | Solar Photovoltaic | SUN | Solar PV | 1 | 2012
20447 | Western Farmers Elec Coop, Inc | 57872 | LCEC Generation LLVC | NM | Lea | UNIT1 | Natural Gas Internal Combustion Engine | NG | Natural Gas Peaker | 9.3 | 2012
20447 | Western Farmers Elec Coop, Inc | 57872 | LCEC Generation LLVC | NM | Lea | UNIT2 | Natural Gas Internal Combustion Engine | NG | Natural Gas Peaker | 9.3 | 2012
20447 | Western Farmers Elec Coop, Inc | 57872 | LCEC Generation LLVC | NM | Lea | UNIT3 | Natural Gas Internal Combustion Engine | NG | Natural Gas Peaker | 9.3 | 2012
20447 | Western Farmers Elec Coop, Inc | 57872 | LCEC Generation LLVC | NM | Lea | UNIT4 | Natural Gas Internal Combustion Engine | NG | Natural Gas Peaker | 9.3 | 2012
20447 | Western Farmers Elec Coop, Inc | 57872 | LCEC Generation LLVC | NM | Lea | UNIT5 | Natural Gas Internal Combustion Engine | NG | Natural Gas Peaker | 9.3 | 2012
12341 | MidAmerican Energy Co | 57873 | Eclipse Wind Farm | IA | Guthrie | EWF | Onshore Wind Turbine | WND | Wind | 200.1 | 2012
12341 | MidAmerican Energy Co | 57874 | Vienna Wind Farm | IA | Marshall | VIIWF | Onshore Wind Turbine | WND | Wind | 44.6 | 2013
12341 | MidAmerican Energy Co | 57874 | Vienna Wind Farm | IA | Marshall | VIWF | Onshore Wind Turbine | WND | Wind | 105.6 | 2012
12341 | MidAmerican Energy Co | 57875 | Morning Light Wind Farm | IA | Adair | MLWF | Onshore Wind Turbine | WND | Wind | 101.2 | 2012
57197 | Santa Cruz Energy LLC | 57876 | Santa Cruz Energy | CA | Santa Cruz | UNT1 | Landfill Gas | LFG | Biomass | 1.6 | 2009
57081 | WGL Energy Systems, Inc | 57879 | Perdue Salisbury Photovoltaic | MD | Wicomico | SALI | Solar Photovoltaic | SUN | Solar PV | 1 | 2011
57215 | Regents of the University of Minnesota | 57880 | Eolos Wind Energy Research Field Station | MN | Dakota | 1 | Onshore Wind Turbine | WND | Wind | 2.5 | 2011
1307 | Basin Electric Power Coop | 57881 | Pioneer Generating Station | ND | Williams | 01 | Natural Gas Fired Combustion Turbine | NG | Natural Gas Peaker | 60.5 | 2013
1307 | Basin Electric Power Coop | 57881 | Pioneer Generating Station | ND | Williams | 02 | Natural Gas Fired Combustion Turbine | NG | Natural Gas Peaker | 60.5 | 2014
1307 | Basin Electric Power Coop | 57881 | Pioneer Generating Station | ND | Williams | 03 | Natural Gas Fired Combustion Turbine | NG | Natural Gas Peaker | 60.5 | 2014
15248 | Portland General Electric Co | 57882 | Baldock Solar Highway | OR | Clackamas | BSH1 | Solar Photovoltaic | SUN | Solar PV | 1.7 | 2012
57219 | Siete Solar LLC | 57883 | Queen Creek Solar Farm | AZ | Maricopa | GEN1 | Solar Photovoltaic | SUN | Solar PV | 19 | 2012
5065 | Equistar Chemicals LP | 57884 | Lake Charles Polymers | LA | Calcasieu | G-900 | Natural Gas Fired Combustion Turbine | NG | Natural Gas Peaker | 14.3 | 2011
5065 | Equistar Chemicals LP | 57884 | Lake Charles Polymers | LA | Calcasieu | G-901 | Natural Gas Internal Combustion Engine | NG | Natural Gas Peaker | 8.4 | 2011
5065 | Equistar Chemicals LP | 57884 | Lake Charles Polymers | LA | Calcasieu | G-902 | Natural Gas Internal Combustion Engine | NG | Natural Gas Peaker | 8.4 | 2011
11118 | Lockhart Power Co | 57885 | Wellford Renewable Energy Plant | SC | Spartanburg | LFG1 | Landfill Gas | LFG | Biomass | 1.6 | 2011
11118 | Lockhart Power Co | 57886 | City West Diesel Plant | SC | Union | DI1 | Petroleum Liquids | DFO | Petroleum | 1.8 | 2011
11118 | Lockhart Power Co | 57886 | City West Diesel Plant | SC | Union | DI2 | Petroleum Liquids | DFO | Petroleum | 1.8 | 2011
11118 | Lockhart Power Co | 57886 | City West Diesel Plant | SC | Union | DI3 | Petroleum Liquids | DFO | Petroleum | 1.8 | 2011
11118 | Lockhart Power Co | 57886 | City West Diesel Plant | SC | Union | DI4 | Petroleum Liquids | DFO | Petroleum | 1.8 | 2011
57257 | Wildcat Wind LLC | 57887 | Wildcat Wind | NM | Lea | 1 | Onshore Wind Turbine | WND | Wind | 27.3 | 2012
57256 | Harvest II Windfarm LLC | 57888 | Harvest II Windfarm | MI | Huron | 1 | Onshore Wind Turbine | WND | Wind | 59.4 | 2012
56627 | DeWind Co. | 57889 | KODE Novus II | OK | Texas | NOVII | Onshore Wind Turbine | WND | Wind | 40 | 2012
58208 | Horse Butte Wind I, LLC | 57890 | Horse Butte Wind I, LLC | ID | Bonneville | 1 | Onshore Wind Turbine | WND | Wind | 57.6 | 2012
14328 | Pacific Gas & Electric Co | 57891 | Guernsey Solar Station | CA | Kings | 1 | Solar Photovoltaic | SUN | Solar PV | 20 | 2013
14328 | Pacific Gas & Electric Co | 57892 | Gates Solar Station | CA | Fresno | 1 | Solar Photovoltaic | SUN | Solar PV | 20 | 2013
11770 | City of Martinsville - (VA) | 57893 | Martinsville LFG Generator | VA | Henry | LFG1 | Landfill Gas | LFG | Biomass | 1.1 | 2012
57262 | Kern County Water Agency | 57895 | Improvement Dst No. 4 | CA | Kern | ID4 | Solar Photovoltaic | SUN | Solar PV | 1.1 | 2009
57258 | Concord Energy LLC | 57896 | Concord Energy | NC | Cabarrus | UNT1 | Landfill Gas | LFG | Biomass | 4.8 | 2012
57258 | Concord Energy LLC | 57896 | Concord Energy | NC | Cabarrus | UNT2 | Landfill Gas | LFG | Biomass | 4.8 | 2012
57259 | Richmond Energy LLC | 57897 | Richmond Energy | VA | Henrico | UNT1 | Landfill Gas | LFG | Biomass | 1.6 | 2012
57259 | Richmond Energy LLC | 57897 | Richmond Energy | VA | Henrico | UNT2 | Landfill Gas | LFG | Biomass | 1.6 | 2012
57259 | Richmond Energy LLC | 57897 | Richmond Energy | VA | Henrico | UNT3 | Landfill Gas | LFG | Biomass | 1.6 | 2012
57259 | Richmond Energy LLC | 57897 | Richmond Energy | VA | Henrico | UNT4 | Landfill Gas | LFG | Biomass | 1.6 | 2012
17445 | Solid Waste Authority of Palm Beach Co | 57898 | Palm Beach Renewable Energy Facility 2 | FL | Palm Beach | GEN2 | Municipal Solid Waste | MSW | Municipal Solid Waste | 96 | 2015
9128 | Hurricane City Power | 57899 | Hurricane City Power | UT | Washington | 1 | Petroleum Liquids | DFO | Petroleum | 1.7 | 2001
9128 | Hurricane City Power | 57899 | Hurricane City Power | UT | Washington | 2 | Petroleum Liquids | DFO | Petroleum | 1.7 | 1999
9128 | Hurricane City Power | 57899 | Hurricane City Power | UT | Washington | 3 | Petroleum Liquids | DFO | Petroleum | 1.7 | 1999
9128 | Hurricane City Power | 57899 | Hurricane City Power | UT | Washington | 4 | Natural Gas Internal Combustion Engine | NG | Natural Gas Peaker | 2 | 2004
9128 | Hurricane City Power | 57899 | Hurricane City Power | UT | Washington | 5 | Natural Gas Internal Combustion Engine | NG | Natural Gas Peaker | 2 | 2004
9128 | Hurricane City Power | 57899 | Hurricane City Power | UT | Washington | 6 | Natural Gas Internal Combustion Engine | NG | Natural Gas Peaker | 2 | 2006
9128 | Hurricane City Power | 57899 | Hurricane City Power | UT | Washington | 7 | Natural Gas Internal Combustion Engine | NG | Natural Gas Peaker | 2 | 2007
9128 | Hurricane City Power | 57899 | Hurricane City Power | UT | Washington | 8 | Natural Gas Internal Combustion Engine | NG | Natural Gas Peaker | 2 | 2007
17609 | Southern California Edison Co | 57900 | Solar Photovoltaic Project #48 | CA | San Bernardino | S48A | Solar Photovoltaic | SUN | Solar PV | 0.5 | 2015
17609 | Southern California Edison Co | 57900 | Solar Photovoltaic Project #48 | CA | San Bernardino | S48B | Solar Photovoltaic | SUN | Solar PV | 0.5 | 2015
17609 | Southern California Edison Co | 57900 | Solar Photovoltaic Project #48 | CA | San Bernardino | S48C | Solar Photovoltaic | SUN | Solar PV | 0.5 | 2015
17609 | Southern California Edison Co | 57900 | Solar Photovoltaic Project #48 | CA | San Bernardino | S48D | Solar Photovoltaic | SUN | Solar PV | 0.5 | 2015
17609 | Southern California Edison Co | 57900 | Solar Photovoltaic Project #48 | CA | San Bernardino | S48E | Solar Photovoltaic | SUN | Solar PV | 0.5 | 2015
17609 | Southern California Edison Co | 57900 | Solar Photovoltaic Project #48 | CA | San Bernardino | S48F | Solar Photovoltaic | SUN | Solar PV | 0.5 | 2015
17609 | Southern California Edison Co | 57900 | Solar Photovoltaic Project #48 | CA | San Bernardino | S48G | Solar Photovoltaic | SUN | Solar PV | 0.5 | 2015
17609 | Southern California Edison Co | 57900 | Solar Photovoltaic Project #48 | CA | San Bernardino | S48H | Solar Photovoltaic | SUN | Solar PV | 0.5 | 2015
17609 | Southern California Edison Co | 57900 | Solar Photovoltaic Project #48 | CA | San Bernardino | S48I | Solar Photovoltaic | SUN | Solar PV | 0.5 | 2015
17609 | Southern California Edison Co | 57900 | Solar Photovoltaic Project #48 | CA | San Bernardino | S48J | Solar Photovoltaic | SUN | Solar PV | 0.5 | 2015
13584 | NRG El Segundo Operations Inc | 57901 | El Segundo Energy Center LLC | CA | Los Angeles | 5 | Natural Gas Fired Combined Cycle | NG | Natural Gas Nonpeaker | 198 | 2013
13584 | NRG El Segundo Operations Inc | 57901 | El Segundo Energy Center LLC | CA | Los Angeles | 6 | Natural Gas Fired Combined Cycle | NG | Natural Gas Nonpeaker | 70.7 | 2013
13584 | NRG El Segundo Operations Inc | 57901 | El Segundo Energy Center LLC | CA | Los Angeles | 7 | Natural Gas Fired Combined Cycle | NG | Natural Gas Nonpeaker | 198 | 2013
13584 | NRG El Segundo Operations Inc | 57901 | El Segundo Energy Center LLC | CA | Los Angeles | 8 | Natural Gas Fired Combined Cycle | NG | Natural Gas Nonpeaker | 70.7 | 2013
57272 | Kootenai Electric Cooperative Inc | 57902 | Fighting Creek LFGTE Plant | ID | Kootenai | G-123 | Landfill Gas | LFG | Biomass | 1.6 | 2012
57272 | Kootenai Electric Cooperative Inc | 57902 | Fighting Creek LFGTE Plant | ID | Kootenai | G-162 | Landfill Gas | LFG | Biomass | 1.6 | 2012
40580 | Southern Minnesota Mun P Agny | 57903 | SMMPA Methane Energy Facility | MN | Kanabec | UNIT1 | Landfill Gas | LFG | Biomass | 1.6 | 2012
57273 | SS San Antonio West LLC | 57904 | San Antonio West Solar Rooftop | CA | Riverside | CHNO | Solar Photovoltaic | SUN | Solar PV | 1.5 | 2012
57281 | University of Cincinnati | 57908 | Central Utility Plant Cincinnati | OH | Hamilton | CTG1 | Natural Gas Fired Combined Cycle | NG | Natural Gas Nonpeaker | 11.9 | 2004
57281 | University of Cincinnati | 57908 | Central Utility Plant Cincinnati | OH | Hamilton | CTG2 | Natural Gas Fired Combined Cycle | NG | Natural Gas Nonpeaker | 11.9 | 2004
57281 | University of Cincinnati | 57908 | Central Utility Plant Cincinnati | OH | Hamilton | P005 | Petroleum Liquids | DFO | Petroleum | 1.9 | 2004
57281 | University of Cincinnati | 57908 | Central Utility Plant Cincinnati | OH | Hamilton | STG | Natural Gas Fired Combined Cycle | NG | Natural Gas Nonpeaker | 21.5 | 2004
57282 | Piedmont Green Power LLC | 57909 | Piedmont Green Power | GA | Lamar | GEN1 | Wood/Wood Waste Biomass | WDS | Biomass | 60 | 2013
12894 | City of Moorhead - (MN) | 57910 | Centennial Generating Station | MN | Clay | 1 | Petroleum Liquids | DFO | Petroleum | 2.3 | 2011
12894 | City of Moorhead - (MN) | 57910 | Centennial Generating Station | MN | Clay | 2 | Petroleum Liquids | DFO | Petroleum | 2.3 | 2011
12894 | City of Moorhead - (MN) | 57910 | Centennial Generating Station | MN | Clay | 3 | Petroleum Liquids | DFO | Petroleum | 2.3 | 2011
12894 | City of Moorhead - (MN) | 57910 | Centennial Generating Station | MN | Clay | 4 | Petroleum Liquids | DFO | Petroleum | 2.3 | 2011
12894 | City of Moorhead - (MN) | 57910 | Centennial Generating Station | MN | Clay | 5 | Petroleum Liquids | DFO | Petroleum | 2.3 | 2011
57285 | Roseburg LFG Energy LLC | 57911 | Roseburg LFG | OR | Douglas | 1 | Landfill Gas | LFG | Biomass | 1.6 | 2011
49893 | Invenergy Services LLC | 57912 | Grand Ridge Solar Farm | IL | LaSalle | 1 | Solar Photovoltaic | SUN | Solar PV | 20 | 2012
57296 | Sidney Sugars Incorporated | 57914 | Sidney MT Plant | MT | Richland | 1 | Conventional Steam Coal | LIG | Lignite | 2 | 1950
57296 | Sidney Sugars Incorporated | 57914 | Sidney MT Plant | MT | Richland | 2 | Conventional Steam Coal | LIG | Lignite | 2 | 1950
57297 | Tronox | 57915 | Tronox | WY | Sweetwater | 1 | Conventional Steam Coal | SUB | Hard Coal | 3.5 | 1953
57297 | Tronox | 57915 | Tronox | WY | Sweetwater | 2 | Conventional Steam Coal | SUB | Hard Coal | 3.5 | 1953
57297 | Tronox | 57915 | Tronox | WY | Sweetwater | 3 | Conventional Steam Coal | SUB | Hard Coal | 4 | 1964
57297 | Tronox | 57915 | Tronox | WY | Sweetwater | 4 | Conventional Steam Coal | SUB | Hard Coal | 10 | 1972
57297 | Tronox | 57915 | Tronox | WY | Sweetwater | 5 | Conventional Steam Coal | SUB | Hard Coal | 10 | 1975
57297 | Tronox | 57915 | Tronox | WY | Sweetwater | 6 | Conventional Steam Coal | SUB | Hard Coal | 10 | 1975
57299 | Spreckels Sugar Company | 57916 | Spreckels Sugar Company | CA | Imperial | 1 | Natural Gas Steam Turbine | NG | Natural Gas Peaker | 8.9 | 1948
57302 | Sonoco Products Co | 57919 | Sonoco Products Co | SC | Darlington | 2 | Natural Gas Steam Turbine | NG | Natural Gas Peaker | 2.5 | 1950
57302 | Sonoco Products Co | 57919 | Sonoco Products Co | SC | Darlington | 3 | Wood/Wood Waste Biomass | WDS | Biomass | 10 | 1947
57302 | Sonoco Products Co | 57919 | Sonoco Products Co | SC | Darlington | 4 | Conventional Steam Coal | BIT | Hard Coal | 28 | 1957
57305 | Wright Patterson AFB | 57926 | Heat Plant 770 | OH | Greene | HP | Natural Gas Steam Turbine | NG | Natural Gas Peaker | 1.2 | 2003
57305 | Wright Patterson AFB | 57926 | Heat Plant 770 | OH | Greene | LP | Natural Gas Steam Turbine | NG | Natural Gas Peaker | 0.8 | 2003
15399 | Avangrid Renewables Inc | 57927 | Baffin Wind | TX | Kenedy | 1 | Onshore Wind Turbine | WND | Wind | 188 | 2014
57306 | Southern Illinois University Carbondale | 57928 | SIUC | IL | Jackson | EMER | Petroleum Liquids | DFO | Petroleum | 1.6 | 1998
57306 | Southern Illinois University Carbondale | 57928 | SIUC | IL | Jackson | GEN5 | Conventional Steam Coal | BIT | Hard Coal | 3.5 | 1998
57281 | University of Cincinnati | 57929 | East Campus Utility Plant | OH | Hamilton | P007 | Petroleum Liquids | DFO | Petroleum | 2 | 2006
57281 | University of Cincinnati | 57929 | East Campus Utility Plant | OH | Hamilton | P008 | Petroleum Liquids | DFO | Petroleum | 1.5 | 2006
57281 | University of Cincinnati | 57929 | East Campus Utility Plant | OH | Hamilton | STG | Natural Gas Steam Turbine | NG | Natural Gas Peaker | 1.3 | 2010
57308 | Amonix UASTP Solar Generation 1 LLC | 57930 | Amonix UASTP Solar Power Station | AZ | Pima | UAST | Solar Photovoltaic | SUN | Solar PV | 1.9 | 2011
57309 | Holyoke Solar LLC | 57931 | Holyoke Solar Cooperative at Mueller | MA | Hampden | PV1 | Solar Photovoltaic | SUN | Solar PV | 2.7 | 2011
57310 | General Motors LLC | 57932 | Wentzville Assembly & Contiguous | MO | St Charles | GEN1 | Natural Gas Steam Turbine | NG | Natural Gas Peaker | 3 | 1981
58101 | Solar Star California II LLC | 57933 | Solar Star California II LLC | CA | Sacramento | 1 | Solar Photovoltaic | SUN | Solar PV | 2 | 2012
56769 | Consolidated Edison Development Inc. | 57934 | Douglas Solar | MA | Worcester | DOMA | Solar Photovoltaic | SUN | Solar PV | 2 | 2012
7353 | Golden Valley Elec Assn Inc | 57935 | Eva Creek Wind | AK | Denali | EVW | Onshore Wind Turbine | WND | Wind | 24.6 | 2013
57315 | Western Sugar Cooperative | 57937 | Western Sugar Coop - Scottsbluff | NE | Scotts Bluff | SCBF | Conventional Steam Coal | SUB | Hard Coal | 5 | 1987
57314 | ADA Carbon Solutions (Red River), LLC | 57938 | ADA Carbon Solutions Red River | LA | Red River | GEN1 | All Other | WH | Other | 20.8 | 2011
57313 | SolarCity Corporation | 57939 | Walmart Casa Grande | AZ | Pinal | 1 | Solar Photovoltaic | SUN | Solar PV | 1 | 2011
57313 | SolarCity Corporation | 57939 | Walmart Casa Grande | AZ | Pinal | 2 | Solar Photovoltaic | SUN | Solar PV | 1 | 2011
57317 | Wausau Paper Middletown | 57940 | Wausau Paper Middletown | OH | Butler | G3 | Conventional Steam Coal | BIT | Hard Coal | 7.5 | 1986
57318 | Constellation Solar Net Metering LLC | 57941 | Town of Uxbridge MA at Commerce Dr | MA | Worcester | PV1 | Solar Photovoltaic | SUN | Solar PV | 1.8 | 2012
57319 | Constellation Solar Massachusetts LLC | 57942 | Town of Norfolk MA at Medway Branch | MA | Norfolk | PV1 | Solar Photovoltaic | SUN | Solar PV | 1.2 | 2012
1307 | Basin Electric Power Coop | 57943 | Lonesome Creek Station | ND | McKenzie | 01 | Natural Gas Fired Combustion Turbine | NG | Natural Gas Peaker | 60.5 | 2013
1307 | Basin Electric Power Coop | 57943 | Lonesome Creek Station | ND | McKenzie | 02 | Natural Gas Fired Combustion Turbine | NG | Natural Gas Peaker | 60.5 | 2015
1307 | Basin Electric Power Coop | 57943 | Lonesome Creek Station | ND | McKenzie | 03 | Natural Gas Fired Combustion Turbine | NG | Natural Gas Peaker | 60.5 | 2015
17543 | South Carolina Public Service Authority | 57945 | Berkeley County Landfill | SC | Berkeley | B1 | Landfill Gas | LFG | Biomass | 1.6 | 2011
17543 | South Carolina Public Service Authority | 57945 | Berkeley County Landfill | SC | Berkeley | B2 | Landfill Gas | LFG | Biomass | 1.6 | 2011
12670 | Missouri Jnt Muni.Pwr Elec. Ut. Comm. | 57946 | Fredericktown Energy Center | MO | Madison | UNIT1 | Natural Gas Fired Combustion Turbine | NG | Natural Gas Peaker | 13.8 | 2015
12670 | Missouri Jnt Muni.Pwr Elec. Ut. Comm. | 57946 | Fredericktown Energy Center | MO | Madison | UNIT2 | Natural Gas Fired Combustion Turbine | NG | Natural Gas Peaker | 13.8 | 2015
59365 | Capital Power Corporation | 57947 | Macho Springs Power I | NM | Luna | GEN | Onshore Wind Turbine | WND | Wind | 50.4 | 2011
57326 | NJ Oak Solar LLC | 57948 | NJ Oak Solar Plant | NJ | Cumberland | OAK | Solar Photovoltaic | SUN | Solar PV | 10 | 2011
57324 | Michigan Sugar Company | 57949 | MSC Sebewaing | MI | Huron | 1 | Conventional Steam Coal | BIT | Hard Coal | 1.5 | 1990
57324 | Michigan Sugar Company | 57949 | MSC Sebewaing | MI | Huron | 2 | Conventional Steam Coal | BIT | Hard Coal | 1 | 1979
57324 | Michigan Sugar Company | 57950 | MSC Croswell | MI | Sanilac | 1 | Conventional Steam Coal | BIT | Hard Coal | 1.3 | 1948
57328 | Shore Point Solar LLC | 57951 | Shore Point Solar | NJ | Monmouth | 1 | Solar Photovoltaic | SUN | Solar PV | 1 | 2011
59344 | Energy Transfer Field Services LLC | 57952 | Woodall Gas Plant | TX | Hemphill | GEN1 | Natural Gas Internal Combustion Engine | NG | Natural Gas Peaker | 1 | 2012
59344 | Energy Transfer Field Services LLC | 57952 | Woodall Gas Plant | TX | Hemphill | GEN2 | Natural Gas Internal Combustion Engine | NG | Natural Gas Peaker | 1 | 2012
59344 | Energy Transfer Field Services LLC | 57952 | Woodall Gas Plant | TX | Hemphill | GEN3 | Natural Gas Internal Combustion Engine | NG | Natural Gas Peaker | 1 | 2012
57332 | Roquette America | 57953 | Roquette America | IA | Lee | GT | Natural Gas Fired Combined Cycle | NG | Natural Gas Nonpeaker | 40 | 2004
57332 | Roquette America | 57953 | Roquette America | IA | Lee | HRSG | Natural Gas Fired Combined Cycle | NG | Natural Gas Nonpeaker | 10 | 2004
57332 | Roquette America | 57953 | Roquette America | IA | Lee | ST | Petroleum Coke | PC | Hard Coal | 34.4 | 2007
56925 | FPLE Wind, LLC | 57956 | Minco Wind II, LLC | OK | Grady | 1 | Onshore Wind Turbine | WND | Wind | 100.8 | 2011
49893 | Invenergy Services LLC | 57959 | Desert Green Solar Farm LLC | CA | San Diego | 1 | Solar Photovoltaic | SUN | Solar PV | 6.3 | 2014
60081 | Coram California Development, L.P. | 57962 | Brookfield Tehachapi 1 | CA | Kern | BT1 | Onshore Wind Turbine | WND | Wind | 102 | 2012
57333 | Musselshell Wind Project LLC | 57963 | Musselshell Wind Project | MT | Wheatland | MS01 | Onshore Wind Turbine | WND | Wind | 10 | 2012
59050 | Algonquin Power Co | 57964 | Shady Oaks Wind Farm | IL | Lee | 1 | Onshore Wind Turbine | WND | Wind | 109.5 | 2012
57338 | Musselshell Wind Project Two LLC | 57965 | Musselshell Wind Project Two LLC | MT | Wheatland | MS02 | Onshore Wind Turbine | WND | Wind | 10 | 2012
57341 | Veolia Energy | 57966 | Southeast Steam Plant | MN | Hennepin | SSP | Natural Gas Steam Turbine | NG | Natural Gas Peaker | 13 | 1998
57315 | Western Sugar Cooperative | 57967 | Western Sugar Coop - Torrington | WY | Goshen | GEGEN | Natural Gas Steam Turbine | NG | Natural Gas Peaker | 2 | 1978
57340 | Cashton Greens Wind Farm LLC | 57968 | Cashton Greens Wind Farm | WI | Monroe | CGWF | Onshore Wind Turbine | WND | Wind | 5 | 2012
57344 | Hampton Lumber Mills - Washington Inc | 57969 | Darrington | WA | Snohomish | GEN1 | Wood/Wood Waste Biomass | WDS | Biomass | 4.5 | 2007
57345 | Butte-Glenn Community College District | 57970 | Butte College Main Campus Solar | CA | Butte | SOL1 | Solar Photovoltaic | SUN | Solar PV | 3.5 | 2011
16612 | City & County of San Francisco | 57971 | SF Southeast Cogen Plant | CA | San Francisco | COGEN | Other Waste Biomass | OBG | Biomass | 2.1 | 2002
57170 | EDF Renewable Asset Holdings, Inc. | 57973 | Spinning Spur Wind LLC | TX | Oldham | GEN1 | Onshore Wind Turbine | WND | Wind | 161 | 2012
57170 | EDF Renewable Asset Holdings, Inc. | 57974 | Bobcat Bluff Wind Project LLC | TX | Archer | GEN1 | Onshore Wind Turbine | WND | Wind | 150 | 2012
57170 | EDF Renewable Asset Holdings, Inc. | 57975 | Spearville 3 LLC | KS | Ford | GEN1 | Onshore Wind Turbine | WND | Wind | 108 | 2012
56482 | Gamesa Wind US | 57976 | Pocahontas Prairie Wind Farm | IA | Pocahontas | 1 | Onshore Wind Turbine | WND | Wind | 80 | 2012
57353 | Plumas Sierra Rural Electric Coop | 57977 | High Sierra Cogeneration Plant | CA | Lassen | ENG1 | Natural Gas Internal Combustion Engine | NG | Natural Gas Peaker | 3 | 2010
57353 | Plumas Sierra Rural Electric Coop | 57977 | High Sierra Cogeneration Plant | CA | Lassen | ENG2 | Natural Gas Internal Combustion Engine | NG | Natural Gas Peaker | 3 | 2010
40613 | Northern California Power Agny | 57978 | Lodi Energy Center | CA | San Joaquin | CT1 | Natural Gas Fired Combined Cycle | NG | Natural Gas Nonpeaker | 185 | 2012
40613 | Northern California Power Agny | 57978 | Lodi Energy Center | CA | San Joaquin | ST1 | Natural Gas Fired Combined Cycle | NG | Natural Gas Nonpeaker | 103.9 | 2012
7601 | Green Mountain Power Corp | 57979 | Kingdom Community Wind | VT | Orleans | KCW | Onshore Wind Turbine | WND | Wind | 65 | 2012
56146 | Black Hills/Colorado Elec.Util | 57980 | Busch Ranch Wind Energy Farm | CO | Huerfano | WTG | Onshore Wind Turbine | WND | Wind | 29 | 2012
59050 | Algonquin Power Co | 57981 | Senate Wind LLC | TX | Jack | GEN1 | Onshore Wind Turbine | WND | Wind | 150 | 2012
57354 | X-Elio North America Inc | 57982 | Meridian Vineyards | CA | San Luis Obispo | PV-1 | Solar Photovoltaic | SUN | Solar PV | 0.5 | 2010
57354 | X-Elio North America Inc | 57982 | Meridian Vineyards | CA | San Luis Obispo | PV-2 | Solar Photovoltaic | SUN | Solar PV | 0.6 | 2010
57355 | Stephens Ranch Wind Energy LLC | 57983 | Stephens Ranch Wind Energy LLC | TX | Borden | 1 | Onshore Wind Turbine | WND | Wind | 211 | 2014
57355 | Stephens Ranch Wind Energy LLC | 57983 | Stephens Ranch Wind Energy LLC | TX | Borden | 2 | Onshore Wind Turbine | WND | Wind | 165 | 2015
4254 | Consumers Energy Co | 57984 | Lake Winds Energy Park | MI | Mason | LWEP | Onshore Wind Turbine | WND | Wind | 100.8 | 2012
57361 | SunE EPE2 LLC | 57985 | SunE EPE2 LLC | NM | Dona Ana | 1 | Solar Photovoltaic | SUN | Solar PV | 12 | 2012
57360 | SunE EPE1 LLC | 57986 | SunE EPE1 LLC | NM | Dona Ana | 1 | Solar Photovoltaic | SUN | Solar PV | 10 | 2012
57363 | Canadian Hills Wind LLC | 57987 | Canadian Hills Wind | OK | Canadian | 1 | Onshore Wind Turbine | WND | Wind | 298.5 | 2012
57362 | Energy 2001 Inc | 57988 | Lincoln Landfill | CA | Placer | GEN 5 | Landfill Gas | LFG | Biomass | 0.8 | 2012
57362 | Energy 2001 Inc | 57988 | Lincoln Landfill | CA | Placer | GEN 6 | Landfill Gas | LFG | Biomass | 0.8 | 2012
57362 | Energy 2001 Inc | 57988 | Lincoln Landfill | CA | Placer | GEN1 | Landfill Gas | LFG | Biomass | 0.8 | 2004
57362 | Energy 2001 Inc | 57988 | Lincoln Landfill | CA | Placer | GEN2 | Landfill Gas | LFG | Biomass | 0.8 | 2004
57362 | Energy 2001 Inc | 57988 | Lincoln Landfill | CA | Placer | GEN3 | Landfill Gas | LFG | Biomass | 0.8 | 2004
57362 | Energy 2001 Inc | 57988 | Lincoln Landfill | CA | Placer | GEN4 | Landfill Gas | LFG | Biomass | 0.8 | 2012
56769 | Consolidated Edison Development Inc. | 57989 | Groveland Solar | MA | Essex | GSMA | Solar Photovoltaic | SUN | Solar PV | 3.2 | 2012
56769 | Consolidated Edison Development Inc. | 57990 | Shrewsbury Solar | MA | Worcester | SSMA | Solar Photovoltaic | SUN | Solar PV | 2.5 | 2012
58672 | Everpower Wind Holdings Inc | 57991 | Highland North Wind Farm | PA | Cambria | 1 | Onshore Wind Turbine | WND | Wind | 75 | 2012
57365 | Consolidated Edison Solutions Inc | 57992 | Boston Scientific Solar | MA | Norfolk | BSMA | Solar Photovoltaic | SUN | Solar PV | 1.1 | 2012
58289 | NextEra Energy Desert Sunlight 300, LLC | 57993 | Desert Sunlight 300, LLC | CA | Riverside | DSL1 | Solar Photovoltaic | SUN | Solar PV | 40.3 | 2013
58289 | NextEra Energy Desert Sunlight 300, LLC | 57993 | Desert Sunlight 300, LLC | CA | Riverside | DSL10 | Solar Photovoltaic | SUN | Solar PV | 30.2 | 2013
58289 | NextEra Energy Desert Sunlight 300, LLC | 57993 | Desert Sunlight 300, LLC | CA | Riverside | DSL11 | Solar Photovoltaic | SUN | Solar PV | 20.2 | 2013
58289 | NextEra Energy Desert Sunlight 300, LLC | 57993 | Desert Sunlight 300, LLC | CA | Riverside | DSL2 | Solar Photovoltaic | SUN | Solar PV | 40.3 | 2013
58289 | NextEra Energy Desert Sunlight 300, LLC | 57993 | Desert Sunlight 300, LLC | CA | Riverside | DSL3 | Solar Photovoltaic | SUN | Solar PV | 40.3 | 2013
58289 | NextEra Energy Desert Sunlight 300, LLC | 57993 | Desert Sunlight 300, LLC | CA | Riverside | DSL4 | Solar Photovoltaic | SUN | Solar PV | 30.2 | 2013
58289 | NextEra Energy Desert Sunlight 300, LLC | 57993 | Desert Sunlight 300, LLC | CA | Riverside | DSL5 | Solar Photovoltaic | SUN | Solar PV | 25.2 | 2014
58289 | NextEra Energy Desert Sunlight 300, LLC | 57993 | Desert Sunlight 300, LLC | CA | Riverside | DSL6 | Solar Photovoltaic | SUN | Solar PV | 25.2 | 2014
58289 | NextEra Energy Desert Sunlight 300, LLC | 57993 | Desert Sunlight 300, LLC | CA | Riverside | DSL7 | Solar Photovoltaic | SUN | Solar PV | 20.2 | 2014
58289 | NextEra Energy Desert Sunlight 300, LLC | 57993 | Desert Sunlight 300, LLC | CA | Riverside | DSL8 | Solar Photovoltaic | SUN | Solar PV | 18.9 | 2014
58289 | NextEra Energy Desert Sunlight 300, LLC | 57993 | Desert Sunlight 300, LLC | CA | Riverside | DSL9 | Solar Photovoltaic | SUN | Solar PV | 22.7 | 2014
57369 | Apple, Inc | 57994 | Apple Data Center PV | NC | Catawba | PV1 | Solar Photovoltaic | SUN | Solar PV | 21 | 2013
57370 | NaturEner Rim Rock Energy LLC | 57995 | NaturEner Rim Rock Energy | MT | Toole | RR | Onshore Wind Turbine | WND | Wind | 189 | 2012
57372 | Auwahi Wind Energy LLC | 57996 | Auwahi Wind Energy | HI | Maui | AWEB | Batteries | MWH | Other | 11 | 2012
57372 | Auwahi Wind Energy LLC | 57996 | Auwahi Wind Energy | HI | Maui | AWET | Onshore Wind Turbine | WND | Wind | 24 | 2012
803 | Arizona Public Service Co | 57997 | Foothills Solar Plant | AZ | Yuma | PV1 | Solar Photovoltaic | SUN | Solar PV | 17 | 2013
803 | Arizona Public Service Co | 57997 | Foothills Solar Plant | AZ | Yuma | PV2 | Solar Photovoltaic | SUN | Solar PV | 18 | 2013
58672 | Everpower Wind Holdings Inc | 57998 | Twin Ridges Wind Farm | PA | Somerset | 1 | Onshore Wind Turbine | WND | Wind | 139.4 | 2012
58672 | Everpower Wind Holdings Inc | 57999 | Patton Wind Farm | PA | Cambria | 1 | Onshore Wind Turbine | WND | Wind | 30 | 2012
56215 | E ON Climate Renewables N America LLC | 58000 | Anacacho Wind Farm, LLC | TX | Kinney | ANA | Onshore Wind Turbine | WND | Wind | 99.8 | 2012
57377 | PPG - O&M Panda Temple Power LLC | 58001 | Panda Temple Power Station | TX | Bell | CTG-1 | Natural Gas Fired Combined Cycle | NG | Natural Gas Nonpeaker | 232 | 2014
57377 | PPG - O&M Panda Temple Power LLC | 58001 | Panda Temple Power Station | TX | Bell | CTG-2 | Natural Gas Fired Combined Cycle | NG | Natural Gas Nonpeaker | 232 | 2014
57377 | PPG - O&M Panda Temple Power LLC | 58001 | Panda Temple Power Station | TX | Bell | CTG-3 | Natural Gas Fired Combined Cycle | NG | Natural Gas Nonpeaker | 232 | 2015
57377 | PPG - O&M Panda Temple Power LLC | 58001 | Panda Temple Power Station | TX | Bell | CTG-4 | Natural Gas Fired Combined Cycle | NG | Natural Gas Nonpeaker | 232 | 2015
57377 | PPG - O&M Panda Temple Power LLC | 58001 | Panda Temple Power Station | TX | Bell | STG-1 | Natural Gas Fired Combined Cycle | NG | Natural Gas Nonpeaker | 339.2 | 2014
57377 | PPG - O&M Panda Temple Power LLC | 58001 | Panda Temple Power Station | TX | Bell | STG-2 | Natural Gas Fired Combined Cycle | NG | Natural Gas Nonpeaker | 339.2 | 2015
56769 | Consolidated Edison Development Inc. | 58002 | Alpaugh North | CA | Tulare | SPS | Solar Photovoltaic | SUN | Solar PV | 20 | 2012
56769 | Consolidated Edison Development Inc. | 58003 | Alpaugh 50 | CA | Tulare | SPS50 | Solar Photovoltaic | SUN | Solar PV | 50 | 2012
57378 | Granite Reliable Power | 58004 | Granite Reliable Power | NH | Coos | 1 | Onshore Wind Turbine | WND | Wind | 99 | 2012
57379 | PPG - O&M Panda Sherman Power LLC | 58005 | Panda Sherman Power Station | TX | Grayson | CTG-1 | Natural Gas Fired Combined Cycle | NG | Natural Gas Nonpeaker | 232 | 2014
57379 | PPG - O&M Panda Sherman Power LLC | 58005 | Panda Sherman Power Station | TX | Grayson | CTG-2 | Natural Gas Fired Combined Cycle | NG | Natural Gas Nonpeaker | 232 | 2014
57379 | PPG - O&M Panda Sherman Power LLC | 58005 | Panda Sherman Power Station | TX | Grayson | STG-1 | Natural Gas Fired Combined Cycle | NG | Natural Gas Nonpeaker | 339.2 | 2014
57383 | Wasatch View Solar LLC | 58006 | Salt Palace Solar Gen Plant | UT | Salt Lake | 1 | Solar Photovoltaic | SUN | Solar PV | 0.8 | 2012
57383 | Wasatch View Solar LLC | 58006 | Salt Palace Solar Gen Plant | UT | Salt Lake | 2 | Solar Photovoltaic | SUN | Solar PV | 0.5 | 2012
57384 | Brea Power II | 58007 | Brea Expansion Plant | CA | Orange | G1 | Landfill Gas | LFG | Biomass | 6.8 | 2012
57384 | Brea Power II | 58007 | Brea Expansion Plant | CA | Orange | G2 | Landfill Gas | LFG | Biomass | 6.8 | 2012
57384 | Brea Power II | 58007 | Brea Expansion Plant | CA | Orange | G3 | Landfill Gas | LFG | Biomass | 6.8 | 2012
57384 | Brea Power II | 58007 | Brea Expansion Plant | CA | Orange | G4 | Landfill Gas | LFG | Biomass | 6.8 | 2012
57384 | Brea Power II | 58007 | Brea Expansion Plant | CA | Orange | G5 | Landfill Gas | LFG | Biomass | 10 | 2012
49893 | Invenergy Services LLC | 58008 | California Ridge Wind Energy LLC | IL | Vermilion | CR | Onshore Wind Turbine | WND | Wind | 217 | 2012
57386 | SunE CPS3 LLC | 58009 | SunE CPS3 LLC | TX | Bexar | 1 | Solar Photovoltaic | SUN | Solar PV | 5.6 | 2012
57386 | SunE CPS3 LLC | 58009 | SunE CPS3 LLC | TX | Bexar | 2 | Solar Photovoltaic | SUN | Solar PV | 5 | 2012
57390 | Siemens Government Technologies Inc | 58010 | WSMR I | NM | Dona Ana | WSMR1 | Solar Photovoltaic | SUN | Solar PV | 4.2 | 2012
57390 | Siemens Government Technologies Inc | 58010 | WSMR I | NM | Dona Ana | WSMR2 | Solar Photovoltaic | SUN | Solar PV | 0.4 | 2012
57389 | IKEA Property Inc | 58011 | IKEA Savannah 490 | GA | Chatham | PV | Solar Photovoltaic | SUN | Solar PV | 1.2 | 2012
57389 | IKEA Property Inc | 58012 | IKEA Tampa 042 | FL | Hillsborough | PV | Solar Photovoltaic | SUN | Solar PV | 1 | 2012
57389 | IKEA Property Inc | 58013 | IKEA Round Rock 027 | TX | Williamson | PV | Solar Photovoltaic | SUN | Solar PV | 1.4 | 2012
57389 | IKEA Property Inc | 58014 | IKEA Perryville 460 | MD | Cecil | PV | Solar Photovoltaic | SUN | Solar PV | 2.1 | 2013
57389 | IKEA Property Inc | 58015 | IKEA College Park 411 | MD | Prince Georges | PV | Solar Photovoltaic | SUN | Solar PV | 1 | 2012
57389 | IKEA Property Inc | 58016 | IKEA Westhampton 061 | NJ | Burlington | PV | Solar Photovoltaic | SUN | Solar PV | 1.8 | 2013
57391 | Copper Mountain Solar 2, LLC | 58017 | Copper Mountain Solar 2 | NV | Clark | PV01 | Solar Photovoltaic | SUN | Solar PV | 30 | 2012
57391 | Copper Mountain Solar 2, LLC | 58017 | Copper Mountain Solar 2 | NV | Clark | PV02 | Solar Photovoltaic | SUN | Solar PV | 30 | 2012
57391 | Copper Mountain Solar 2, LLC | 58017 | Copper Mountain Solar 2 | NV | Clark | PV03 | Solar Photovoltaic | SUN | Solar PV | 34 | 2012
57391 | Copper Mountain Solar 2, LLC | 58017 | Copper Mountain Solar 2 | NV | Clark | PV04 | Solar Photovoltaic | SUN | Solar PV | 30 | 2015
57391 | Copper Mountain Solar 2, LLC | 58017 | Copper Mountain Solar 2 | NV | Clark | PV05 | Solar Photovoltaic | SUN | Solar PV | 30 | 2015
57395 | Shooting Star Wind Project LLC | 58018 | Shooting Star Wind Project LLC | KS | Kiowa | 1 | Onshore Wind Turbine | WND | Wind | 104 | 2012
57396 | High Mesa Energy LLC | 58019 | High Mesa Energy LLC | ID | Twin Falls | 1 | Onshore Wind Turbine | WND | Wind | 40 | 2012
57397 | Beebe Renewable Energy LLC | 58020 | Beebe Renewable Energy LLC | MI | Gratiot | 1 | Onshore Wind Turbine | WND | Wind | 81.6 | 2012
57398 | Whitetail Wind Energy LLC | 58021 | Whitetail Wind Energy LLC | TX | Webb | 1 | Onshore Wind Turbine | WND | Wind | 92 | 2012
50147 | US Geothermal Inc. | 58022 | Neal Hot Springs Geothermal Project | OR | Malheur | NHS1 | Geothermal | GEO | Geothermal | 11 | 2012
50147 | US Geothermal Inc. | 58022 | Neal Hot Springs Geothermal Project | OR | Malheur | NHS2 | Geothermal | GEO | Geothermal | 11 | 2012
50147 | US Geothermal Inc. | 58022 | Neal Hot Springs Geothermal Project | OR | Malheur | NHS3 | Geothermal | GEO | Geothermal | 11 | 2012
57400 | Evergreen Community Power, LLC | 58023 | Evergreen Community Power | PA | Berks | ECP | Wood/Wood Waste Biomass | WDS | Biomass | 33 | 2009
56211 | KCP&L Greater Missouri Operations Co | 58024 | St Joseph Landfill Generating Station | MO | Buchanan | UNIT1 | Landfill Gas | LFG | Biomass | 1.6 | 2011
57401 | Mt Wachusett Community College | 58025 | Mt Wachusett Community College | MA | Worcester | WTG1 | Onshore Wind Turbine | WND | Wind | 1.7 | 2011
57401 | Mt Wachusett Community College | 58025 | Mt Wachusett Community College | MA | Worcester | WTG2 | Onshore Wind Turbine | WND | Wind | 1.7 | 2011
57402 | Spruce Mountain Wind LLC | 58026 | Spruce Mountain WInd | ME | Oxford | 1 | Onshore Wind Turbine | WND | Wind | 20 | 2011
57403 | SunE CPS2 LLC | 58027 | SunE CPS2 LLC | TX | Bexar | 1 | Solar Photovoltaic | SUN | Solar PV | 10 | 2012
57389 | IKEA Property Inc | 58028 | IKEA Tejon 345 | CA | Kern | PV | Solar Photovoltaic | SUN | Solar PV | 1.5 | 2011
57311 | Constellation Solar Federal LLC | 58029 | Constellation New Energy Inc | NJ | Burlington | PV1 | Solar Photovoltaic | SUN | Solar PV | 3.9 | 2011
56990 | NJR Clean Energy Ventures Corporation | 58030 | Reeves Station Rd East | NJ | Burlington | REEVE | Solar Photovoltaic | SUN | Solar PV | 5.5 | 2012
57365 | Consolidated Edison Solutions Inc | 58032 | Padelford Solar | MA | Bristol | PSMA | Solar Photovoltaic | SUN | Solar PV | 2.2 | 2012
57405 | NLH1 Solar LLC | 58034 | Nickel 1 Solar Facility | CA | Kern | 1 | Solar Photovoltaic | SUN | Solar PV | 1.5 | 2012
57407 | Riverside Renewable Energy | 58036 | Riverside Renewable Energy LLC | NJ | Camden | 1 | Solar Photovoltaic | SUN | Solar PV | 7.5 | 2011
57408 | Constellation Solar Arizona LLC | 58037 | Buckeye Union HS District 201 | AZ | Maricopa | PV1 | Solar Photovoltaic | SUN | Solar PV | 3.3 | 2011
57409 | Buffalo Center Wind LLC | 58038 | Buffalo Center Wind LLC | IA | Mitchell | BCW | Onshore Wind Turbine | WND | Wind | 1.5 | 2011
57410 | RET Modesto Solar LLC | 58039 | RET Modesto Solar | CA | Stanislaus | 1 | Solar Photovoltaic | SUN | Solar PV | 25 | 2012
57411 | KDC Solar O&M LLC | 58040 | United Stationers Supply Solar Electric | NJ | Middlesex | SEF-A | Solar Photovoltaic | SUN | Solar PV | 2 | 2011
57411 | KDC Solar O&M LLC | 58040 | United Stationers Supply Solar Electric | NJ | Middlesex | SEF-B | Solar Photovoltaic | SUN | Solar PV | 0.8 | 2011
57412 | Chisholm View Wind Project | 58041 | Chisholm View Wind Project | OK | Garfield | 1 | Onshore Wind Turbine | WND | Wind | 235.2 | 2012
57413 | Black Mountain Solar LLC | 58042 | Black Mountain Solar LLC | AZ | Mohave | 1 | Solar Photovoltaic | SUN | Solar PV | 9 | 2012
57414 | Eli Lilly and Company | 58043 | Lilly Technical Center | IN | Marion | 1 | Petroleum Liquids | DFO | Petroleum | 1 | 1998
57414 | Eli Lilly and Company | 58043 | Lilly Technical Center | IN | Marion | 2 | Petroleum Liquids | DFO | Petroleum | 1 | 2001
57414 | Eli Lilly and Company | 58043 | Lilly Technical Center | IN | Marion | 3 | Petroleum Liquids | DFO | Petroleum | 2 | 2005
57414 | Eli Lilly and Company | 58043 | Lilly Technical Center | IN | Marion | 4 | Petroleum Liquids | DFO | Petroleum | 2 | 2010
57414 | Eli Lilly and Company | 58043 | Lilly Technical Center | IN | Marion | 5 | All Other | PUR | Other | 1 | 1996
57416 | Acciona Energy USA Global, LLC | 58044 | Anchor Wind, LLC | IA | Cedar | GEN1 | Onshore Wind Turbine | WND | Wind | 6 | 2012
57417 | Zephyr Wind LLC | 58045 | Community Wind South | MN | Nobles | GEN1 | Onshore Wind Turbine | WND | Wind | 30 | 2012
57422 | PPG Ind Fiber Glass Prdcts Inc | 58046 | Works 53 | NC | Davidson | 1 | Petroleum Liquids | DFO | Petroleum | 1 | 1967
57422 | PPG Ind Fiber Glass Prdcts Inc | 58046 | Works 53 | NC | Davidson | 2 | Petroleum Liquids | DFO | Petroleum | 1.2 | 1975
57422 | PPG Ind Fiber Glass Prdcts Inc | 58046 | Works 53 | NC | Davidson | 3 | Petroleum Liquids | DFO | Petroleum | 0.8 | 1988
57423 | PPG Monroeville Chemicals Center | 58047 | PPG Monroeville Chemicals Center | PA | Allegheny | 2 | Petroleum Liquids | DFO | Petroleum | 0.3 | 2000
57423 | PPG Monroeville Chemicals Center | 58047 | PPG Monroeville Chemicals Center | PA | Allegheny | 3 | Petroleum Liquids | DFO | Petroleum | 0.8 | 1998
57421 | BayWa r.e Wind LLC | 58048 | BayWa r.e Mozart LLC | TX | Kent | 1 | Onshore Wind Turbine | WND | Wind | 30 | 2012
57420 | Jordache Enterprises | 58049 | Jordache Enterprises Solar | NJ | Middlesex | PV | Solar Photovoltaic | SUN | Solar PV | 1.3 | 2011
57425 | PPG Industries, Inc. Works 6 | 58051 | PPG Industries, Inc. Works 6 | PA | Cumberland | L1 | Petroleum Liquids | DFO | Petroleum | 2 | 1972
57425 | PPG Industries, Inc. Works 6 | 58051 | PPG Industries, Inc. Works 6 | PA | Cumberland | L2AE | Petroleum Liquids | DFO | Petroleum | 1.5 | 1996
57425 | PPG Industries, Inc. Works 6 | 58051 | PPG Industries, Inc. Works 6 | PA | Cumberland | L2BW | Petroleum Liquids | DFO | Petroleum | 1.5 | 1996
57427 | RockTenn-Battle Creek Mill | 58052 | Battle Creek Mill | MI | Calhoun | 1TG | Natural Gas Steam Turbine | NG | Natural Gas Peaker | 2 | 2000
57427 | RockTenn-Battle Creek Mill | 58052 | Battle Creek Mill | MI | Calhoun | 2TG | Natural Gas Steam Turbine | NG | Natural Gas Peaker | 2 | 1951
57429 | PPG Industries, Inc. Works 15 | 58053 | PPG Industries, Inc. Works 15 | CA | Fresno | IG#2 | Petroleum Liquids | DFO | Petroleum | 0.9 | 1992
57429 | PPG Industries, Inc. Works 15 | 58053 | PPG Industries, Inc. Works 15 | CA | Fresno | OG#1 | Petroleum Liquids | DFO | Petroleum | 1.3 | 2000
57429 | PPG Industries, Inc. Works 15 | 58053 | PPG Industries, Inc. Works 15 | CA | Fresno | OG#3 | Petroleum Liquids | DFO | Petroleum | 1.1 | 1983
57430 | Berlin Station, LLC | 58054 | Burgess BioPower | NH | Coos | ST01 | Wood/Wood Waste Biomass | WDS | Biomass | 75 | 2013
57434 | T&M Limited Partnership | 58055 | Windy Ridge Generating Facility | IN | Jasper | 1 | Other Waste Biomass | OBG | Biomass | 0.7 | 2012
57434 | T&M Limited Partnership | 58055 | Windy Ridge Generating Facility | IN | Jasper | 2 | Other Waste Biomass | OBG | Biomass | 0.7 | 2012
57435 | MillerCoors Irwindale Brewery | 58056 | MillerCoors Irwindale Brewery | CA | Los Angeles | JEN1 | Other Waste Biomass | OBG | Biomass | 0.5 | 2007
57435 | MillerCoors Irwindale Brewery | 58056 | MillerCoors Irwindale Brewery | CA | Los Angeles | JEN2 | Other Waste Biomass | OBG | Biomass | 0.5 | 2007
57435 | MillerCoors Irwindale Brewery | 58056 | MillerCoors Irwindale Brewery | CA | Los Angeles | PV | Solar Photovoltaic | SUN | Solar PV | 2.5 | 2015
57435 | MillerCoors Irwindale Brewery | 58056 | MillerCoors Irwindale Brewery | CA | Los Angeles | T100 | Natural Gas Fired Combustion Turbine | NG | Natural Gas Peaker | 5.2 | 2002
57435 | MillerCoors Irwindale Brewery | 58056 | MillerCoors Irwindale Brewery | CA | Los Angeles | T200 | Natural Gas Fired Combustion Turbine | NG | Natural Gas Peaker | 5.2 | 2002
57436 | MillerCoors Shenandoah Brewery | 58057 | MillerCoors Shenandoah Brewery | VA | Rockingham | WWTP | Other Waste Biomass | OBG | Biomass | 1.4 | 2012
57438 | Paramount Petroleum Corporation | 58058 | Paramount Refinery | CA | Los Angeles | 1 | Natural Gas Fired Combustion Turbine | NG | Natural Gas Peaker | 6.7 | 2002
7477 | Granger Electric Co | 58061 | Decatur-Morgan Co LFG Recovery Project | AL | Morgan | 0290 | Landfill Gas | LFG | Biomass | 0.8 | 2011
7477 | Granger Electric Co | 58061 | Decatur-Morgan Co LFG Recovery Project | AL | Morgan | 1496 | Landfill Gas | LFG | Biomass | 0.8 | 2010
57439 | Imperial Valley Solar Company 1 LLC | 58062 | Imperial Valley Solar Company 1 LLC | CA | Imperial | 0001 | Solar Photovoltaic | SUN | Solar PV | 23 | 2012
57440 | SABIC IP Mt. Vernon, LLC | 58063 | SABIC Innovative Plastics Mt. Vernon | IN | Posey | 1 | Conventional Steam Coal | BIT | Hard Coal | 5.5 | 1996
57441 | MARTA | 58064 | Laredo Bus Facility Solar Canopies | GA | DeKalb | LBFS | Solar Photovoltaic | SUN | Solar PV | 1 | 2012
57443 | MWRA Charlestown | 58065 | Charlestown Wind Turbine | MA | Suffolk | CWT1 | Onshore Wind Turbine | WND | Wind | 1.5 | 2011
57442 | PCA, Filer City Mill | 58066 | PCA, Filer City Mill | MI | Manistee | TG2 | Natural Gas Steam Turbine | NG | Natural Gas Peaker | 8 | 1950
57442 | PCA, Filer City Mill | 58066 | PCA, Filer City Mill | MI | Manistee | TG3 | Natural Gas Steam Turbine | NG | Natural Gas Peaker | 11.5 | 1950
57419 | SunE CPS1 LLC | 58068 | SunE CPS1 LLC | TX | Bexar | 1 | Solar Photovoltaic | SUN | Solar PV | 10 | 2012
57445 | Pasadena Refining System Inc | 58069 | PRSI FCC Generator | TX | Harris | 55M1 | Petroleum Coke | PC | Hard Coal | 4.7 | 1979
57446 | FRIT Solar Inc | 58070 | Mercer Mall | NJ | Mercer | 1 | Solar Photovoltaic | SUN | Solar PV | 1.1 | 2012
57444 | 5045 Wind Partners LLC | 58071 | Windwalkers LLC | IA | Worth | 1 | Onshore Wind Turbine | WND | Wind | 1.6 | 2011
57354 | X-Elio North America Inc | 58073 | SEPV 1 | CA | Los Angeles | SEPV | Solar Photovoltaic | SUN | Solar PV | 2 | 2012
57354 | X-Elio North America Inc | 58074 | SEPV 2 | CA | San Bernardino | SEPV | Solar Photovoltaic | SUN | Solar PV | 2 | 2012
57448 | Frontier El Dorado Refinery LLC | 58075 | El Dorado Refinery | KS | Butler | L3804 | Natural Gas Fired Combustion Turbine | NG | Natural Gas Peaker | 38.9 | 1996
59622 | Ahana Renewables, LLC | 58076 | Edwards Air Force Base | CA | Kern | 1 | Solar Photovoltaic | SUN | Solar PV | 1 | 2011
59622 | Ahana Renewables, LLC | 58076 | Edwards Air Force Base | CA | Kern | 2 | Solar Photovoltaic | SUN | Solar PV | 1 | 2011
59622 | Ahana Renewables, LLC | 58076 | Edwards Air Force Base | CA | Kern | 3 | Solar Photovoltaic | SUN | Solar PV | 1 | 2011
57451 | Rocky Ridge Wind Project LLC | 58078 | Rocky Ridge Wind Project | OK | Kiowa | GE 1. | Onshore Wind Turbine | WND | Wind | 148.8 | 2012
57457 | Newark Energy Center, LLC | 58079 | Newark Energy Center | NJ | Essex | GT-1 | Natural Gas Fired Combined Cycle | NG | Natural Gas Nonpeaker | 225 | 2015
57457 | Newark Energy Center, LLC | 58079 | Newark Energy Center | NJ | Essex | GT-2 | Natural Gas Fired Combined Cycle | NG | Natural Gas Nonpeaker | 225 | 2015
57457 | Newark Energy Center, LLC | 58079 | Newark Energy Center | NJ | Essex | STG-1 | Natural Gas Fired Combined Cycle | NG | Natural Gas Nonpeaker | 285 | 2015
57460 | NextEra Wolf Ridge LLC | 58080 | Wolf Ridge Wind | TX | Cooke | 1 | Onshore Wind Turbine | WND | Wind | 112.5 | 2008
57315 | Western Sugar Cooperative | 58081 | Western Sugar Coop- Ft Morgan | CO | Morgan | ATB-2 | Conventional Steam Coal | SUB | Hard Coal | 3 | 1947
40577 | American Mun Power-Ohio, Inc | 58082 | AMP Napoleon Solar Facility | OH | Henry | NSF1 | Solar Photovoltaic | SUN | Solar PV | 3.5 | 2012
57463 | Kimberly-Clark Worldwide Inc | 58083 | Fullerton Mill CHP | CA | Orange | GTG1 | Natural Gas Fired Combined Cycle | NG | Natural Gas Nonpeaker | 19 | 2002
57463 | Kimberly-Clark Worldwide Inc | 58083 | Fullerton Mill CHP | CA | Orange | STG1 | Natural Gas Fired Combined Cycle | NG | Natural Gas Nonpeaker | 2 | 2002
57464 | Kimberly-Clark Corporation | 58084 | Kimberly Clark-Unit 1,2,3 | CT | Litchfield | GT100 | Natural Gas Fired Combined Cycle | NG | Natural Gas Nonpeaker | 16.1 | 2008
57464 | Kimberly-Clark Corporation | 58084 | Kimberly Clark-Unit 1,2,3 | CT | Litchfield | GT200 | Natural Gas Fired Combustion Turbine | NG | Natural Gas Peaker | 16.1 | 2008
57464 | Kimberly-Clark Corporation | 58084 | Kimberly Clark-Unit 1,2,3 | CT | Litchfield | GT300 | Natural Gas Fired Combined Cycle | NG | Natural Gas Nonpeaker | 4.1 | 2008
57468 | PRC-Desoto Intl Corp./PPG | 58085 | PRC-Desoto Intl/PPG Aerospace | CA | Kern | CATR1 | Petroleum Liquids | DFO | Petroleum | 0.5 | 1999
57468 | PRC-Desoto Intl Corp./PPG | 58085 | PRC-Desoto Intl/PPG Aerospace | CA | Kern | CATR2 | Petroleum Liquids | DFO | Petroleum | 1 | 2000
57313 | SolarCity Corporation | 58086 | Intel Folsom | CA | Sacramento | 1 | Solar Photovoltaic | SUN | Solar PV | 0.5 | 2010
57313 | SolarCity Corporation | 58086 | Intel Folsom | CA | Sacramento | 2 | Solar Photovoltaic | SUN | Solar PV | 0.5 | 2010
57469 | Stony Creek Wind Farm NY | 58088 | Stony Creek Wind Farm NY | NY | Wyoming | 1 | Onshore Wind Turbine | WND | Wind | 94.4 | 2013
57444 | 5045 Wind Partners LLC | 58089 | Roeder Family Wind Farm LLC | IA | Worth | 1 | Onshore Wind Turbine | WND | Wind | 1.6 | 2011
57411 | KDC Solar O&M LLC | 58090 | Middlesex Apple Orchard Solar | NJ | Middlesex | SEF-1 | Solar Photovoltaic | SUN | Solar PV | 1.3 | 2013
57411 | KDC Solar O&M LLC | 58090 | Middlesex Apple Orchard Solar | NJ | Middlesex | SEF-2 | Solar Photovoltaic | SUN | Solar PV | 3.4 | 2013
57465 | Keystone Solar, LLC | 58091 | Keystone Solar | PA | Lancaster | KSTN | Solar Photovoltaic | SUN | Solar PV | 5 | 2012
57474 | Bed Bath & Beyond | 58093 | BBB Corporate Headquarters | NJ | Union | HQNJ | Solar Photovoltaic | SUN | Solar PV | 1 | 2010
57474 | Bed Bath & Beyond | 58094 | Christmas Tree Shops DC Burlington NJ | NJ | Burlington | FINJ | Solar Photovoltaic | SUN | Solar PV | 2.1 | 2011
57474 | Bed Bath & Beyond | 58095 | Harmon DC Totowa NJ | NJ | Passaic | TONJ | Solar Photovoltaic | SUN | Solar PV | 1.5 | 2012
57474 | Bed Bath & Beyond | 58096 | Bed Bath & Beyond DC Port Reading NJ | NJ | Middlesex | PTNJ | Solar Photovoltaic | SUN | Solar PV | 1.8 | 2011
58465 | Green States Energy, Inc. | 58097 | Green Meadows | MA | Barnstable | 1 | Solar Photovoltaic | SUN | Solar PV | 3.5 | 2014
57477 | Kern Oil & Refining Co | 58100 | Kern Oil & Refining Co | CA | Kern | 5900 | Natural Gas Fired Combustion Turbine | NG | Natural Gas Peaker | 4.5 | 2002
57476 | Foundation CA Fund VI Manager LLC | 58101 | Foundation Cemex River Plant | CA | San Bernardino | WTG1 | Onshore Wind Turbine | WND | Wind | 1.6 | 2012
57476 | Foundation CA Fund VI Manager LLC | 58101 | Foundation Cemex River Plant | CA | San Bernardino | WTG2 | Onshore Wind Turbine | WND | Wind | 1.6 | 2012
57476 | Foundation CA Fund VI Manager LLC | 58102 | Foundation Cemex BMQ | CA | San Bernardino | WTG1 | Onshore Wind Turbine | WND | Wind | 1.5 | 2012
57476 | Foundation CA Fund VI Manager LLC | 58102 | Foundation Cemex BMQ | CA | San Bernardino | WTG2 | Onshore Wind Turbine | WND | Wind | 1.5 | 2012
57480 | Heritage Garden Wind Farm I LLC | 58103 | Heritage Garden Wind Farm I LLC | MI | Delta | 1 | Onshore Wind Turbine | WND | Wind | 28 | 2012
57476 | Foundation CA Fund VI Manager LLC | 58104 | Foundation Superior Farms | CA | Solano | WTG1 | Onshore Wind Turbine | WND | Wind | 1 | 2012
57476 | Foundation CA Fund VI Manager LLC | 58105 | Foundation Wal-Mart Red Bluff | CA | Tehama | WTG1 | Onshore Wind Turbine | WND | Wind | 1 | 2012
57075 | Ridgeline Energy LLC | 58106 | Meadow Creek Project Company | ID | Bonneville | MCPC | Onshore Wind Turbine | WND | Wind | 119.7 | 2012
57481 | Red River Mill Intl Paper Company | 58108 | International Paper Red River Mill | LA | Natchitoches | 3 T-G | Wood/Wood Waste Biomass | BLQ | Biomass | 78.8 | 2008
57492 | Georgia-Pacific Toledo LLC | 58109 | Georgia-Pacific Toledo Mill | OR | Lincoln | TG1 | Wood/Wood Waste Biomass | BLQ | Biomass | 18.5 | 2007
57492 | Georgia-Pacific Toledo LLC | 58109 | Georgia-Pacific Toledo Mill | OR | Lincoln | TG2 | Wood/Wood Waste Biomass | BLQ | Biomass | 18.8 | 2007
57485 | Diamond State Generation Partners, LLC | 58110 | Brookside Newark | DE | New Castle | BRK | Other Natural Gas | NG | Natural Gas Peaker | 3.1 | 2012
59870 | Bishop Hill Energy II, LLC | 58111 | Bishop Hill II Wind Farm | IL | Henry | 1 | Onshore Wind Turbine | WND | Wind | 81 | 2012
57484 | Foundation CA Fund V Manager, LLC | 58112 | Foundation Cemex Madison | CA | Yolo | WTG1 | Onshore Wind Turbine | WND | Wind | 1 | 2012
57484 | Foundation CA Fund V Manager, LLC | 58113 | Foundation RRM | CA | Riverside | WTG1 | Onshore Wind Turbine | WND | Wind | 1 | 2012
57484 | Foundation CA Fund V Manager, LLC | 58113 | Foundation RRM | CA | Riverside | WTG2 | Onshore Wind Turbine | WND | Wind | 1 | 2012
57484 | Foundation CA Fund V Manager, LLC | 58114 | Foundation NWNA | CA | Riverside | WTG1 | Onshore Wind Turbine | WND | Wind | 1.6 | 2012
57484 | Foundation CA Fund V Manager, LLC | 58114 | Foundation NWNA | CA | Riverside | WTG2 | Onshore Wind Turbine | WND | Wind | 1.6 | 2012
57495 | Cellu Tissue LLC | 58116 | Cellu Tissue | CT | Hartford | GEN1 | Natural Gas Internal Combustion Engine | NG | Natural Gas Peaker | 3 | 2009
57494 | TDX North Slope Generating Inc. | 58117 | TNSG South Plant | AK | North Slope | 1A | Natural Gas Internal Combustion Engine | NG | Natural Gas Peaker | 1.4 | 2006
57494 | TDX North Slope Generating Inc. | 58117 | TNSG South Plant | AK | North Slope | 2 | Natural Gas Internal Combustion Engine | NG | Natural Gas Peaker | 0.8 | 1992
57494 | TDX North Slope Generating Inc. | 58117 | TNSG South Plant | AK | North Slope | 3 | Natural Gas Internal Combustion Engine | NG | Natural Gas Peaker | 0.8 | 1992
57494 | TDX North Slope Generating Inc. | 58117 | TNSG South Plant | AK | North Slope | 4A | Natural Gas Internal Combustion Engine | NG | Natural Gas Peaker | 1.4 | 2006
57494 | TDX North Slope Generating Inc. | 58117 | TNSG South Plant | AK | North Slope | 6 | Natural Gas Internal Combustion Engine | NG | Natural Gas Peaker | 3.4 | 2003
57354 | X-Elio North America Inc | 58118 | La Joya Del Sol | CA | Fresno | JDS1 | Solar Photovoltaic | SUN | Solar PV | 1.5 | 2012
57497 | Golden State Energy LLC | 58119 | Depot Park Solar System | CA | Sacramento | DPSS | Solar Photovoltaic | SUN | Solar PV | 3 | 2010
5109 | DTE Electric Company | 58121 | Echo Wind Park | MI | Huron | GEN1 | Onshore Wind Turbine | WND | Wind | 49.6 | 2014
5109 | DTE Electric Company | 58121 | Echo Wind Park | MI | Huron | GEN2 | Onshore Wind Turbine | WND | Wind | 62.4 | 2014
20323 | Wellhead Services Inc | 58122 | Delano Energy Center | CA | Tulare | GEN1 | Natural Gas Fired Combustion Turbine | NG | Natural Gas Peaker | 48.5 | 2013
56990 | NJR Clean Energy Ventures Corporation | 58123 | Wakefern Food Corp | NJ | Middlesex | 1 | Solar Photovoltaic | SUN | Solar PV | 2 | 2012
20847 | Wisconsin Electric Power Co | 58124 | Rothschild Biomass Cogen Facility | WI | Marathon | 1 | Wood/Wood Waste Biomass | WDS | Biomass | 57.5 | 2013
17718 | Southwestern Public Service Co | 58125 | Quay County | NM | Quay | 1 | Petroleum Liquids | DFO | Petroleum | 27 | 2013
57503 | Limon | 58126 | Limon Wind I | CO | Lincoln | 1 | Onshore Wind Turbine | WND | Wind | 200 | 2012
57503 | Limon | 58127 | Limon Wind II | CO | Lincoln | 1 | Onshore Wind Turbine | WND | Wind | 200 | 2012
56778 | Bloom Energy 2009 PPA | 58128 | Kaiser Downey | CA | Los Angeles | KRSO1 | Landfill Gas | LFG | Biomass | 0.2 | 2012
56778 | Bloom Energy 2009 PPA | 58128 | Kaiser Downey | CA | Los Angeles | KRSO2 | Landfill Gas | LFG | Biomass | 0.2 | 2012
56778 | Bloom Energy 2009 PPA | 58128 | Kaiser Downey | CA | Los Angeles | KRSO3 | Landfill Gas | LFG | Biomass | 0.2 | 2012
56778 | Bloom Energy 2009 PPA | 58128 | Kaiser Downey | CA | Los Angeles | KRSO4 | Landfill Gas | LFG | Biomass | 0.2 | 2012
56778 | Bloom Energy 2009 PPA | 58128 | Kaiser Downey | CA | Los Angeles | KRSO5 | Landfill Gas | LFG | Biomass | 0.2 | 2012
58082 | Prairies Edge Dairy Farms LLC | 58129 | Prairies Edge Generating Facility | IN | Jasper | GEN1 | Other Waste Biomass | OBG | Biomass | 1.1 | 2011
58081 | Blue Mountain Biogas LLC | 58130 | Blue Mountain Biogas | UT | Beaver | BMB N | Other Waste Biomass | OBG | Biomass | 1.6 | 2012
58081 | Blue Mountain Biogas LLC | 58130 | Blue Mountain Biogas | UT | Beaver | BMB S | Other Waste Biomass | OBG | Biomass | 1.6 | 2012
58083 | Outback Solar, LLC | 58131 | Outback Solar At Christmas Valley | OR | Lake | PV1 | Solar Photovoltaic | SUN | Solar PV | 4.4 | 2012
56778 | Bloom Energy 2009 PPA | 58132 | Kaiser Ontario | CA | San Bernardino | KSRO1 | Other Waste Biomass | OBG | Biomass | 0.2 | 2012
56778 | Bloom Energy 2009 PPA | 58132 | Kaiser Ontario | CA | San Bernardino | KSRO2 | Other Waste Biomass | OBG | Biomass | 0.2 | 2012
56778 | Bloom Energy 2009 PPA | 58132 | Kaiser Ontario | CA | San Bernardino | KSRO3 | Other Waste Biomass | OBG | Biomass | 0.2 | 2012
56778 | Bloom Energy 2009 PPA | 58132 | Kaiser Ontario | CA | San Bernardino | KSRO4 | Other Waste Biomass | OBG | Biomass | 0.2 | 2012
56778 | Bloom Energy 2009 PPA | 58132 | Kaiser Ontario | CA | San Bernardino | KSRO5 | Other Waste Biomass | OBG | Biomass | 0.2 | 2012
58084 | Oberlin Spear Point Solar One, LLC | 58134 | Oberlin Spear Point Solar One | OH | Lorain | OSSO | Solar Photovoltaic | SUN | Solar PV | 2 | 2012
58088 | Washington White Post Solar LLC | 58135 | Washington White Post Solar LLC | NC | Beaufort | 1 | Solar Photovoltaic | SUN | Solar PV | 12.4 | 2012
58089 | Adkins Energy LLC | 58136 | Adkins Energy LLC | IL | Stephenson | S5MW | Natural Gas Fired Combustion Turbine | NG | Natural Gas Peaker | 5 | 2002
58090 | NextEra Energy Resources Ensign Wind | 58137 | Ensign Wind LLC | KS | Gray | 1 | Onshore Wind Turbine | WND | Wind | 98.9 | 2012
58093 | Otter Creek Ethanol LLC - Poet Ashton | 58138 | Otter Creek Ethanol Poet - Ashton | IA | Osceola | 1 | Natural Gas Fired Combustion Turbine | NG | Natural Gas Peaker | 7.5 | 2004
19663 | Utah State University | 58139 | Central Energy Plant USU | UT | Cache | TURBI | Natural Gas Fired Combustion Turbine | NG | Natural Gas Peaker | 5 | 2004
58097 | Kent State University | 58140 | Summit Street Power Plant | OH | Portage | GT-1 | Natural Gas Fired Combustion Turbine | NG | Natural Gas Peaker | 5.7 | 2003
58097 | Kent State University | 58140 | Summit Street Power Plant | OH | Portage | GT-2 | Natural Gas Fired Combustion Turbine | NG | Natural Gas Peaker | 7.5 | 2004
15399 | Avangrid Renewables Inc | 58141 | Groton Wind LLC | NH | Grafton | 1 | Onshore Wind Turbine | WND | Wind | 48 | 2012
58098 | New Energy One LLC | 58142 | Rock Creek Dairy | ID | Twin Falls | CHP1 | Other Waste Biomass | OBG | Biomass | 1.6 | 2012
58098 | New Energy One LLC | 58142 | Rock Creek Dairy | ID | Twin Falls | CHP2 | Other Waste Biomass | OBG | Biomass | 1.6 | 2012
57354 | X-Elio North America Inc | 58144 | SVEP Solar Project Company | VT | Bennington | SVEP1 | Solar Photovoltaic | SUN | Solar PV | 2 | 2012
57354 | X-Elio North America Inc | 58145 | Williamstown Solar | VT | Orange | WTS_1 | Solar Photovoltaic | SUN | Solar PV | 2 | 2012
58103 | Twin Rivers Paper Co LLC | 58146 | Twin Rivers Paper Co LLC | ME | Aroostook | GEN5 | All Other | PUR | Other | 22 | 1987
58108 | SunE AZ1, LLC | 58147 | Prescott Solar Plant | AZ | Yavapai | PV1 | Solar Photovoltaic | SUN | Solar PV | 10.8 | 2011
58111 | RE Kansas South LLC | 58148 | RE Kansas South LLC | CA | Kings | KS | Solar Photovoltaic | SUN | Solar PV | 20 | 2013
58112 | TA-High Desert LLC | 58149 | TA-High Desert LLC | CA | Los Angeles | TAHD | Solar Photovoltaic | SUN | Solar PV | 20 | 2013
14354 | PacifiCorp | 58150 | Black Cap Solar Plant | OR | Lake | 1 | Solar Photovoltaic | SUN | Solar PV | 2 | 2012
58113 | Texas A&M, Utilities & Energy Services | 58151 | Central Utility Plant - Texas A&M | TX | Brazos | GTG01 | Natural Gas Fired Combined Cycle | NG | Natural Gas Nonpeaker | 34.1 | 2011
58113 | Texas A&M, Utilities & Energy Services | 58151 | Central Utility Plant - Texas A&M | TX | Brazos | STG02 | Natural Gas Fired Combined Cycle | NG | Natural Gas Nonpeaker | 11 | 2011
58113 | Texas A&M, Utilities & Energy Services | 58151 | Central Utility Plant - Texas A&M | TX | Brazos | STG04 | Natural Gas Fired Combined Cycle | NG | Natural Gas Nonpeaker | 5 | 1956
58120 | Danbury Hospital | 58152 | Danbury Hospital Cogen Plant | CT | Fairfield | GEN1 | Natural Gas Fired Combustion Turbine | NG | Natural Gas Peaker | 4.3 | 2011
58122 | Eastern Maine Medical Center | 58153 | Eastern Maine Medical Center | ME | Penobscot | COGE | Natural Gas Fired Combustion Turbine | NG | Natural Gas Peaker | 3.8 | 2006
58121 | North Sky River Energy LLC | 58154 | North Sky River Energy LLC | CA | Kern | GEN1 | Onshore Wind Turbine | WND | Wind | 162 | 2012
58132 | Perrin Ranch Wind LLC | 58155 | Perrin Ranch Wind LLC | AZ | Coconino | GEN1 | Onshore Wind Turbine | WND | Wind | 99.2 | 2012
58110 | SUNY Old Westbury College | 58156 | SUNY Old Westbury College | NY | Nassau | GE | Natural Gas Internal Combustion Engine | NG | Natural Gas Peaker | 1.8 | 2007
58107 | University of Rochester | 58157 | University of Rochester | NY | Monroe | HP | Natural Gas Steam Turbine | NG | Natural Gas Peaker | 18.2 | 2005
58107 | University of Rochester | 58157 | University of Rochester | NY | Monroe | LP | Natural Gas Steam Turbine | NG | Natural Gas Peaker | 7.2 | 2005
58131 | Wesleyan University | 58158 | Wesleyan University Cogen 1 | CT | Middlesex | 1 | Natural Gas Internal Combustion Engine | NG | Natural Gas Peaker | 2.4 | 2009
58130 | University of Connecticut | 58159 | UCONN Cogen Facility | CT | Tolland | CGT1 | Natural Gas Fired Combined Cycle | NG | Natural Gas Nonpeaker | 6.9 | 2006
58130 | University of Connecticut | 58159 | UCONN Cogen Facility | CT | Tolland | CGT2 | Natural Gas Fired Combined Cycle | NG | Natural Gas Nonpeaker | 6.9 | 2006
58130 | University of Connecticut | 58159 | UCONN Cogen Facility | CT | Tolland | CGT3 | Natural Gas Fired Combined Cycle | NG | Natural Gas Nonpeaker | 6.9 | 2006
58130 | University of Connecticut | 58159 | UCONN Cogen Facility | CT | Tolland | STG1 | Natural Gas Fired Combined Cycle | NG | Natural Gas Nonpeaker | 5 | 2006
58109 | President & Trustees of Williams College | 58160 | Williams College - Campus CHP | MA | Berkshire | GEN2 | Natural Gas Steam Turbine | NG | Natural Gas Peaker | 3 | 2003
58106 | Western Michigan University | 58161 | Western Michigan University Power Plant | MI | Kalamazoo | EG-1 | Natural Gas Internal Combustion Engine | NG | Natural Gas Peaker | 0.8 | 1999
58106 | Western Michigan University | 58161 | Western Michigan University Power Plant | MI | Kalamazoo | GTG-7 | Natural Gas Fired Combined Cycle | NG | Natural Gas Nonpeaker | 5 | 1997
58106 | Western Michigan University | 58161 | Western Michigan University Power Plant | MI | Kalamazoo | GTG-8 | Natural Gas Fired Combined Cycle | NG | Natural Gas Nonpeaker | 5 | 1997
58106 | Western Michigan University | 58161 | Western Michigan University Power Plant | MI | Kalamazoo | STG-1 | Natural Gas Fired Combined Cycle | NG | Natural Gas Nonpeaker | 0.9 | 1999
58134 | Cirrus Wind 1 LLC | 58162 | Cirrus Wind 1 LLC | TX | Lynn | CW | Onshore Wind Turbine | WND | Wind | 61.2 | 2012
58133 | Mercy Medical Center | 58163 | Mercy Medical Center | NY | Nassau | 1 | Petroleum Liquids | DFO | Petroleum | 0.1 | 1959
58133 | Mercy Medical Center | 58163 | Mercy Medical Center | NY | Nassau | 3 | Petroleum Liquids | DFO | Petroleum | 0.4 | 1963
58133 | Mercy Medical Center | 58163 | Mercy Medical Center | NY | Nassau | 4 | Petroleum Liquids | DFO | Petroleum | 0.7 | 1985
58133 | Mercy Medical Center | 58163 | Mercy Medical Center | NY | Nassau | 5 | Petroleum Liquids | DFO | Petroleum | 0.3 | 1977
58133 | Mercy Medical Center | 58163 | Mercy Medical Center | NY | Nassau | 6 | Petroleum Liquids | DFO | Petroleum | 0.2 | 1995
58133 | Mercy Medical Center | 58163 | Mercy Medical Center | NY | Nassau | 7 | Petroleum Liquids | DFO | Petroleum | 0.3 | 1999
58133 | Mercy Medical Center | 58163 | Mercy Medical Center | NY | Nassau | 8 | Petroleum Liquids | DFO | Petroleum | 0.6 | 2004
58135 | Ecos Energy LLC | 58164 | Slayton Solar | MN | Murray | PV1 | Solar Photovoltaic | SUN | Solar PV | 1.7 | 2013
58137 | The College of New Jersey | 58165 | College of New Jersey | NJ | Mercer | COGEN | Natural Gas Internal Combustion Engine | NG | Natural Gas Peaker | 6.2 | 1996
58138 | The Trustees of Smith College | 58166 | Smith College Central Heating Plant | MA | Hampshire | GT-1 | Natural Gas Fired Combustion Turbine | NG | Natural Gas Peaker | 5.3 | 2008
58136 | William Floyd School District | 58167 | William Floyd School District | NY | Suffolk | GEN1 | Natural Gas Internal Combustion Engine | NG | Natural Gas Peaker | 1.3 | 2004
58136 | William Floyd School District | 58167 | William Floyd School District | NY | Suffolk | GEN2 | Natural Gas Internal Combustion Engine | NG | Natural Gas Peaker | 1.3 | 2004
58136 | William Floyd School District | 58167 | William Floyd School District | NY | Suffolk | GEN3 | Petroleum Liquids | DFO | Petroleum | 1.3 | 2004
58105 | University of Redlands | 58168 | Energy Center | CA | San Bernardino | EC01 | Natural Gas Internal Combustion Engine | NG | Natural Gas Peaker | 1.5 | 2007
58104 | California State University at Fullerton | 58169 | CSUF Trigeneration | CA | Orange | 1 | Natural Gas Fired Combustion Turbine | NG | Natural Gas Peaker | 4.6 | 2010
58104 | California State University at Fullerton | 58169 | CSUF Trigeneration | CA | Orange | CPAC | Solar Photovoltaic | SUN | Solar PV | 0.3 | 2012
58104 | California State University at Fullerton | 58169 | CSUF Trigeneration | CA | Orange | KHS | Solar Photovoltaic | SUN | Solar PV | 0.3 | 2012
58104 | California State University at Fullerton | 58169 | CSUF Trigeneration | CA | Orange | PS4 | Solar Photovoltaic | SUN | Solar PV | 0.3 | 2012
58140 | San Bernardino Comm College Dist | 58170 | Crafton Hills College Solar Farm | CA | San Bernardino | GEN1 | Solar Photovoltaic | SUN | Solar PV | 1.3 | 2012
24211 | Tucson Electric Power Co | 58171 | Prairie Fire | AZ | Pima | GEN1 | Solar Photovoltaic | SUN | Solar PV | 4.5 | 2012
16864 | Seaside Heights Municipal Utility | 58172 | Seaside Heights Power Plant | NJ | Ocean | UINT3 | Petroleum Liquids | DFO | Petroleum | 2 | 2012
16864 | Seaside Heights Municipal Utility | 58172 | Seaside Heights Power Plant | NJ | Ocean | UNIT1 | Petroleum Liquids | DFO | Petroleum | 2 | 2012
16864 | Seaside Heights Municipal Utility | 58172 | Seaside Heights Power Plant | NJ | Ocean | UNIT2 | Petroleum Liquids | DFO | Petroleum | 2 | 2012
58144 | BMW Manufacturing Co LLC | 58173 | BMW Manufacturing Co | SC | Spartanburg | GT601 | Landfill Gas | LFG | Biomass | 5.5 | 2009
58144 | BMW Manufacturing Co LLC | 58173 | BMW Manufacturing Co | SC | Spartanburg | GT602 | Landfill Gas | LFG | Biomass | 5.5 | 2009
57365 | Consolidated Edison Solutions Inc | 58174 | Wilson Solar | MA | Worcester | WSMA | Solar Photovoltaic | SUN | Solar PV | 2 | 2013
58129 | Rock River Water Reclamation District | 58177 | Kishwaukee CHP Plant | IL | Winnebago | 1 | Other Waste Biomass | OBG | Biomass | 1 | 2010
58129 | Rock River Water Reclamation District | 58177 | Kishwaukee CHP Plant | IL | Winnebago | 2 | Other Waste Biomass | OBG | Biomass | 1 | 2010
58129 | Rock River Water Reclamation District | 58177 | Kishwaukee CHP Plant | IL | Winnebago | 3 | Other Waste Biomass | OBG | Biomass | 1 | 2010
58148 | U.S. General Services Administration | 58178 | M. G. Emmett J. Bean Federal Center | IN | Marion | 1 | Solar Photovoltaic | SUN | Solar PV | 2 | 2011
58100 | Middle Tennessee State University | 58179 | MTSU Power Co-Gen Plant | TN | Rutherford | GT-01 | Natural Gas Fired Combustion Turbine | NG | Natural Gas Peaker | 5 | 1997
58100 | Middle Tennessee State University | 58179 | MTSU Power Co-Gen Plant | TN | Rutherford | SG-01 | Petroleum Liquids | DFO | Petroleum | 2 | 2004
58100 | Middle Tennessee State University | 58179 | MTSU Power Co-Gen Plant | TN | Rutherford | SG-02 | Petroleum Liquids | DFO | Petroleum | 2 | 2004
58100 | Middle Tennessee State University | 58179 | MTSU Power Co-Gen Plant | TN | Rutherford | SG-03 | Petroleum Liquids | DFO | Petroleum | 2 | 2004
58100 | Middle Tennessee State University | 58179 | MTSU Power Co-Gen Plant | TN | Rutherford | SG-04 | Petroleum Liquids | DFO | Petroleum | 2 | 2004
58100 | Middle Tennessee State University | 58179 | MTSU Power Co-Gen Plant | TN | Rutherford | SG-05 | Petroleum Liquids | DFO | Petroleum | 2 | 2004
58099 | Emcor Energy Services | 58180 | UNH 7.9 MW Plant | NH | Strafford | 1 | Landfill Gas | LFG | Biomass | 7.9 | 2006
58151 | Loyola University Health System | 58181 | Loyola University Health Plant | IL | Cook | UNIT1 | Natural Gas Fired Combustion Turbine | NG | Natural Gas Peaker | 5.3 | 2005
58151 | Loyola University Health System | 58181 | Loyola University Health Plant | IL | Cook | UNIT2 | Natural Gas Fired Combustion Turbine | NG | Natural Gas Peaker | 5.3 | 2005
58157 | Prairie Horizon Agri Energy LLC | 58183 | Prairie Horizon Agri Energy | KS | Phillips | T5741 | Natural Gas Steam Turbine | NG | Natural Gas Peaker | 1.7 | 2006
58156 | Rand Whitney Containerboard L.P. | 58184 | Rand Whitney CHP Plant | CT | New London | TG-1 | Natural Gas Fired Combustion Turbine | NG | Natural Gas Peaker | 14.6 | 2005
58152 | Amherst College | 58185 | Amherst College Co Gen | MA | Hampshire | CTG | Natural Gas Fired Combustion Turbine | NG | Natural Gas Peaker | 1.2 | 2006
58152 | Amherst College | 58185 | Amherst College Co Gen | MA | Hampshire | STG | Natural Gas Steam Turbine | NG | Natural Gas Peaker | 0.5 | 2006
58154 | Hudson Valley Community College | 58186 | HVCC Cogen Plant | NY | Rensselaer | CG01 | Natural Gas Internal Combustion Engine | NG | Natural Gas Peaker | 0.9 | 2004
58154 | Hudson Valley Community College | 58186 | HVCC Cogen Plant | NY | Rensselaer | CG02 | Natural Gas Internal Combustion Engine | NG | Natural Gas Peaker | 0.9 | 2004
58154 | Hudson Valley Community College | 58186 | HVCC Cogen Plant | NY | Rensselaer | CG03 | Natural Gas Internal Combustion Engine | NG | Natural Gas Peaker | 1.4 | 2004
58154 | Hudson Valley Community College | 58186 | HVCC Cogen Plant | NY | Rensselaer | CG04 | Natural Gas Internal Combustion Engine | NG | Natural Gas Peaker | 1.4 | 2004
58154 | Hudson Valley Community College | 58186 | HVCC Cogen Plant | NY | Rensselaer | CG05 | Petroleum Liquids | DFO | Petroleum | 2.1 | 2004
58154 | Hudson Valley Community College | 58186 | HVCC Cogen Plant | NY | Rensselaer | CG06 | Natural Gas Internal Combustion Engine | NG | Natural Gas Peaker | 1.4 | 2005
58164 | 180 Raritan Energy Solutions, LLC | 58187 | 180 Raritan Solar | NJ | Middlesex | 1 | Solar Photovoltaic | SUN | Solar PV | 1.9 | 2012
15174 | Freeport McMoRan Oil & Gas | 58190 | Thomas M Knott Cogen Facility | CA | San Luis Obispo | CG | Natural Gas Fired Combustion Turbine | NG | Natural Gas Peaker | 1.4 | 2003
58153 | US Magnesium | 58191 | US Magnesium | UT | Tooele | GT1 | Natural Gas Fired Combustion Turbine | NG | Natural Gas Peaker | 16 | 1972
58153 | US Magnesium | 58191 | US Magnesium | UT | Tooele | GT2 | Natural Gas Fired Combustion Turbine | NG | Natural Gas Peaker | 16 | 1972
58153 | US Magnesium | 58191 | US Magnesium | UT | Tooele | GT3 | Natural Gas Fired Combustion Turbine | NG | Natural Gas Peaker | 16 | 1972
58167 | Arkalon Ethanol LLC | 58192 | Arkalon Ethanol LLC | KS | Seward | ST961 | Natural Gas Steam Turbine | NG | Natural Gas Peaker | 3 | 2008
58166 | Bonanza BioEnergy LLC | 58193 | Bonanza BioEnergy LLC | KS | Finney | ST96 | Natural Gas Steam Turbine | NG | Natural Gas Peaker | 2 | 2008
58159 | Penn State University | 58195 | East Campus Steam Plant | PA | Centre | CT1 | Natural Gas Fired Combustion Turbine | NG | Natural Gas Peaker | 7 | 2011
58170 | Cargill Salt Hersey | 58196 | Cargill Salt Hersey | MI | Osceola | ST1 | Natural Gas Steam Turbine | NG | Natural Gas Peaker | 2.1 | 1998
58163 | Poet Biorefining Lake Crystal | 58197 | Poet Biorefining Lake Crystal | MN | Blue Earth | 1 | Petroleum Liquids | DFO | Petroleum | 6 | 2005
58163 | Poet Biorefining Lake Crystal | 58197 | Poet Biorefining Lake Crystal | MN | Blue Earth | 2 | Natural Gas Steam Turbine | NG | Natural Gas Peaker | 1 | 2005
58171 | University of California-San Francisco | 58198 | Parnassus Central Utility Plant | CA | San Francisco | GTG1 | Natural Gas Fired Combined Cycle | NG | Natural Gas Nonpeaker | 5 | 1996
58171 | University of California-San Francisco | 58198 | Parnassus Central Utility Plant | CA | San Francisco | GTG2 | Natural Gas Fired Combined Cycle | NG | Natural Gas Nonpeaker | 5 | 1996
58171 | University of California-San Francisco | 58198 | Parnassus Central Utility Plant | CA | San Francisco | STG1 | Natural Gas Fired Combined Cycle | NG | Natural Gas Nonpeaker | 3.5 | 1996
58172 | NRG Energy Center Phoenix LLC | 58199 | Arizona State University CHP | AZ | Maricopa | G1 | Natural Gas Fired Combined Cycle | NG | Natural Gas Nonpeaker | 9.2 | 2006
58173 | Almatis Burnside Inc. | 58200 | Burnside Alumina Plant | LA | Ascension | GEN1 | Natural Gas Steam Turbine | NG | Natural Gas Peaker | 4 | 1957
58173 | Almatis Burnside Inc. | 58200 | Burnside Alumina Plant | LA | Ascension | GEN2 | Natural Gas Steam Turbine | NG | Natural Gas Peaker | 4 | 1957
58173 | Almatis Burnside Inc. | 58200 | Burnside Alumina Plant | LA | Ascension | GEN3 | Natural Gas Steam Turbine | NG | Natural Gas Peaker | 4 | 1957
58174 | Monroe Newpower Corporation | 58201 | Monroe Community College Plant | NY | Monroe | 1 | Natural Gas Internal Combustion Engine | NG | Natural Gas Peaker | 1.6 | 2004
58174 | Monroe Newpower Corporation | 58201 | Monroe Community College Plant | NY | Monroe | 2 | Natural Gas Internal Combustion Engine | NG | Natural Gas Peaker | 1.6 | 2004
58174 | Monroe Newpower Corporation | 58201 | Monroe Community College Plant | NY | Monroe | 3 | Natural Gas Internal Combustion Engine | NG | Natural Gas Peaker | 1.6 | 2004
58174 | Monroe Newpower Corporation | 58201 | Monroe Community College Plant | NY | Monroe | 4 | Natural Gas Internal Combustion Engine | NG | Natural Gas Peaker | 1.6 | 2004
58175 | RE Victor Phelan Solar One LLC | 58202 | RE Victor Phelan Solar One LLC | CA | San Bernardino | VPS1 | Solar Photovoltaic | SUN | Solar PV | 20 | 2013
56925 | FPLE Wind, LLC | 58203 | Minco Wind III, LLC | OK | Caddo | 1 | Onshore Wind Turbine | WND | Wind | 100.8 | 2012
56751 | Yolo County of | 58204 | Grassland 3&4 Solar Project | CA | Yolo | INV3 | Solar Photovoltaic | SUN | Solar PV | 2.5 | 2013
58176 | Veolia Energy Kansas City | 58205 | Grand Ave Plant | MO | Jackson | 1 | Conventional Steam Coal | BIT | Hard Coal | 5 | 1991
14328 | Pacific Gas & Electric Co | 58206 | West Gates Solar Station | CA | Fresno | 1 | Solar Photovoltaic | SUN | Solar PV | 10 | 2013
58178 | GSA Metropolitan Service Center | 58207 | Central Utility Plant at White Oak | MD | Montgomery | G1 | Natural Gas Internal Combustion Engine | NG | Natural Gas Peaker | 5.7 | 2003
58178 | GSA Metropolitan Service Center | 58207 | Central Utility Plant at White Oak | MD | Montgomery | G10 | Petroleum Liquids | DFO | Petroleum | 2.3 | 2014
58178 | GSA Metropolitan Service Center | 58207 | Central Utility Plant at White Oak | MD | Montgomery | G11 | Petroleum Liquids | DFO | Petroleum | 2.3 | 2014
58178 | GSA Metropolitan Service Center | 58207 | Central Utility Plant at White Oak | MD | Montgomery | G12 | Natural Gas Fired Combined Cycle | NG | Natural Gas Nonpeaker | 5 | 2014
58178 | GSA Metropolitan Service Center | 58207 | Central Utility Plant at White Oak | MD | Montgomery | G2 | Petroleum Liquids | DFO | Petroleum | 2.3 | 2003
58178 | GSA Metropolitan Service Center | 58207 | Central Utility Plant at White Oak | MD | Montgomery | G3 | Natural Gas Fired Combustion Turbine | NG | Natural Gas Peaker | 4.3 | 2003
58178 | GSA Metropolitan Service Center | 58207 | Central Utility Plant at White Oak | MD | Montgomery | G4 | Natural Gas Fired Combustion Turbine | NG | Natural Gas Peaker | 4.3 | 2008
58178 | GSA Metropolitan Service Center | 58207 | Central Utility Plant at White Oak | MD | Montgomery | G5 | Natural Gas Fired Combustion Turbine | NG | Natural Gas Peaker | 4.3 | 2009
58178 | GSA Metropolitan Service Center | 58207 | Central Utility Plant at White Oak | MD | Montgomery | G6 | Natural Gas Fired Combustion Turbine | NG | Natural Gas Peaker | 4.3 | 2010
58178 | GSA Metropolitan Service Center | 58207 | Central Utility Plant at White Oak | MD | Montgomery | G7 | Natural Gas Fired Combined Cycle | NG | Natural Gas Nonpeaker | 7.5 | 2014
58178 | GSA Metropolitan Service Center | 58207 | Central Utility Plant at White Oak | MD | Montgomery | G8 | Natural Gas Fired Combined Cycle | NG | Natural Gas Nonpeaker | 7.5 | 2014
58178 | GSA Metropolitan Service Center | 58207 | Central Utility Plant at White Oak | MD | Montgomery | G9 | Natural Gas Fired Combustion Turbine | NG | Natural Gas Peaker | 4.5 | 2014
58179 | Cinnamon Bay LLC | 58208 | Cinnamon Bay Edgeboro Landfill | NJ | Middlesex | 1 | Landfill Gas | LFG | Biomass | 9.6 | 2011
58180 | Blackwell Wind, LLC | 58209 | NextEra-Blackwell Wind, LLC | OK | Kay | WT | Onshore Wind Turbine | WND | Wind | 59.8 | 2012
58185 | FirstLight Power Resources, Inc. - MA | 58210 | NFM Solar Power LLC | MA | Franklin | 1 | Solar Photovoltaic | SUN | Solar PV | 1.9 | 2012
58182 | SunE AZ2 LLC | 58213 | Saddle Mountain Solar I | AZ | Maricopa | AZ2 | Solar Photovoltaic | SUN | Solar PV | 15 | 2012
56769 | Consolidated Edison Development Inc. | 58214 | West Greenwich Solar | RI | Kent | WGRI | Solar Photovoltaic | SUN | Solar PV | 1.9 | 2013
3046 | Duke Energy Progress - (NC) | 58215 | Lee Combined Cycle Plant | NC | Wayne | 1A | Natural Gas Fired Combined Cycle | NG | Natural Gas Nonpeaker | 180 | 2012
3046 | Duke Energy Progress - (NC) | 58215 | Lee Combined Cycle Plant | NC | Wayne | 1B | Natural Gas Fired Combined Cycle | NG | Natural Gas Nonpeaker | 180 | 2012
3046 | Duke Energy Progress - (NC) | 58215 | Lee Combined Cycle Plant | NC | Wayne | 1C | Natural Gas Fired Combined Cycle | NG | Natural Gas Nonpeaker | 180 | 2012
3046 | Duke Energy Progress - (NC) | 58215 | Lee Combined Cycle Plant | NC | Wayne | ST1 | Natural Gas Fired Combined Cycle | NG | Natural Gas Nonpeaker | 380 | 2012
58183 | J.R. Simplot Company | 58216 | J.R. Simplot Company | CA | San Joaquin | 1 | All Other | WH | Other | 4 | 1993
56751 | Yolo County of | 58217 | Grassland 1&2 Solar Project | CA | Yolo | INV4 | Solar Photovoltaic | SUN | Solar PV | 2.5 | 2013
13902 | NorthWestern Energy | 58218 | Spion Kop Wind Farm | MT | Judith Basin | SKW25 | Onshore Wind Turbine | WND | Wind | 40 | 2012
58186 | GL Dairy Biogas LLC | 58219 | GL Dairy Biogas | WI | Dane | 1426 | Other Waste Biomass | OBG | Biomass | 1.4 | 2013
58186 | GL Dairy Biogas LLC | 58219 | GL Dairy Biogas | WI | Dane | 633 | Other Waste Biomass | OBG | Biomass | 0.6 | 2013
58187 | Haviland Plastic Products Co | 58220 | Haviland Plastic Products | OH | Paulding | WTGA | Onshore Wind Turbine | WND | Wind | 1.5 | 2013
58187 | Haviland Plastic Products Co | 58220 | Haviland Plastic Products | OH | Paulding | WTGB | Onshore Wind Turbine | WND | Wind | 1.5 | 2013
58187 | Haviland Plastic Products Co | 58220 | Haviland Plastic Products | OH | Paulding | WTGC | Onshore Wind Turbine | WND | Wind | 1.5 | 2013
58194 | E.B. Eddy Paper Inc | 58222 | E.B. Eddy Paper Inc | MI | St Clair | 3TU | Conventional Steam Coal | BIT | Hard Coal | 5 | 1969
58195 | Hoag Memorial Presbyterian Hospital | 58223 | Hoag Hospital Cogen Plant | CA | Orange | 1 | Natural Gas Internal Combustion Engine | NG | Natural Gas Peaker | 1.5 | 2006
58195 | Hoag Memorial Presbyterian Hospital | 58223 | Hoag Hospital Cogen Plant | CA | Orange | 2 | Natural Gas Internal Combustion Engine | NG | Natural Gas Peaker | 1.5 | 2006
58195 | Hoag Memorial Presbyterian Hospital | 58223 | Hoag Hospital Cogen Plant | CA | Orange | 3 | Natural Gas Internal Combustion Engine | NG | Natural Gas Peaker | 1.5 | 2006
58188 | Central Connecticut State University | 58224 | CCSU Co-Gen-STBY Gen | CT | Hartford | EC#1 | Natural Gas Internal Combustion Engine | NG | Natural Gas Peaker | 1.3 | 2004
58188 | Central Connecticut State University | 58224 | CCSU Co-Gen-STBY Gen | CT | Hartford | EC#2 | Natural Gas Internal Combustion Engine | NG | Natural Gas Peaker | 1.3 | 2004
58188 | Central Connecticut State University | 58224 | CCSU Co-Gen-STBY Gen | CT | Hartford | GRND | Petroleum Liquids | DFO | Petroleum | 0.3 | 2012
58188 | Central Connecticut State University | 58224 | CCSU Co-Gen-STBY Gen | CT | Hartford | MEMH | Petroleum Liquids | DFO | Petroleum | 0.7 | 1993
58197 | Newberry Solar 1 LLC | 58226 | Newberry Solar 1 LLC | CA | San Bernardino | 1 | Solar Photovoltaic | SUN | Solar PV | 1.5 | 2013
58198 | Highlander Solar 2, LLC | 58227 | SEPV9 Power Plant | CA | San Bernardino | SPV9 | Solar Photovoltaic | SUN | Solar PV | 9 | 2013
58201 | Milford Solar LLC | 58228 | Milford Solar Farm | DE | Kent | GEN1 | Solar Photovoltaic | SUN | Solar PV | 11.8 | 2012
58202 | Energy Alternatives Wholesale LLC | 58229 | Lake Marion | MN | Dakota | GEN1 | Petroleum Liquids | DFO | Petroleum | 8.8 | 2000
58202 | Energy Alternatives Wholesale LLC | 58230 | Hastings | MN | Dakota | GEN1 | Petroleum Liquids | DFO | Petroleum | 8.8 | 2000
58203 | NRG Energy Center Eagles LLC | 58231 | Lincoln Financial Field | PA | Philadelphia | GEN1 | Solar Photovoltaic | SUN | Solar PV | 2.9 | 2013
58661 | Sustainable Power Group, LLC | 58232 | Tahquitz High School | CA | Riverside | TAHQ | Solar Photovoltaic | SUN | Solar PV | 1 | 2012
57421 | BayWa r.e Wind LLC | 58233 | Wagner Wind LLC | CA | Riverside | GEN1 | Onshore Wind Turbine | WND | Wind | 6 | 2012
58211 | Highlander Solar 1, LLC | 58234 | SEPV 8 | CA | San Bernardino | SPV8 | Solar Photovoltaic | SUN | Solar PV | 12 | 2013
19856 | City of Vineland - (NJ) | 58235 | Clayville | NJ | Cumberland | 1 | Natural Gas Fired Combustion Turbine | NG | Natural Gas Peaker | 73 | 2015
58213 | New Britain Renewable Energy, LLC | 58237 | CCSU Fuel Cell Project | CT | Hartford | CCSU | Other Natural Gas | NG | Natural Gas Peaker | 1.4 | 2012
58212 | Georgia Mountain Community Wind, LLC | 58238 | Georgia Mountain Community Wind Farm | VT | Chittenden | GMCW | Onshore Wind Turbine | WND | Wind | 10 | 2012
57081 | WGL Energy Systems, Inc | 58239 | Kent County-Kennedyville | MD | Kent | PVKV | Solar Photovoltaic | SUN | Solar PV | 1 | 2012
57081 | WGL Energy Systems, Inc | 58240 | Kit Carson | NM | Taos | PV_KC | Solar Photovoltaic | SUN | Solar PV | 1.3 | 2012
57081 | WGL Energy Systems, Inc | 58241 | Rock Hall | MD | Kent | RCKHL | Solar Photovoltaic | SUN | Solar PV | 1 | 2012
56545 | Pattern Operators LP | 58242 | Pattern Panhandle Wind LLC | TX | Carson | 1 | Onshore Wind Turbine | WND | Wind | 218 | 2014
57081 | WGL Energy Systems, Inc | 58243 | Kent County - Worton Complex | MD | Kent | WRTN | Solar Photovoltaic | SUN | Solar PV | 1 | 2012
58661 | Sustainable Power Group, LLC | 58244 | West Valley High School Solar | CA | Riverside | WEST | Solar Photovoltaic | SUN | Solar PV | 1 | 2012
58220 | Northeastern Illinois University | 58245 | Northeastern Illinois University Cogen | IL | Cook | GEN1 | Natural Gas Internal Combustion Engine | NG | Natural Gas Peaker | 0.8 | 1995
58220 | Northeastern Illinois University | 58245 | Northeastern Illinois University Cogen | IL | Cook | GEN2 | Natural Gas Internal Combustion Engine | NG | Natural Gas Peaker | 0.8 | 1995
58220 | Northeastern Illinois University | 58245 | Northeastern Illinois University Cogen | IL | Cook | GEN3 | Natural Gas Internal Combustion Engine | NG | Natural Gas Peaker | 0.8 | 1995
58220 | Northeastern Illinois University | 58245 | Northeastern Illinois University Cogen | IL | Cook | GEN4 | Natural Gas Internal Combustion Engine | NG | Natural Gas Peaker | 0.8 | 1995
58221 | LES Operations Services LLC | 58246 | Millersville LFG | MD | Anne Arundel | CAT1 | Landfill Gas | LFG | Biomass | 1.6 | 2012
58221 | LES Operations Services LLC | 58246 | Millersville LFG | MD | Anne Arundel | CAT2 | Landfill Gas | LFG | Biomass | 1.6 | 2012
11208 | Los Angeles Department of Water & Power | 58248 | Pierce College | CA | Los Angeles | GEN1 | Solar Photovoltaic | SUN | Solar PV | 1.9 | 2013
11208 | Los Angeles Department of Water & Power | 58249 | VA Sepulveda Ambulatory Care Center | CA | Los Angeles | GEN1 | Solar Photovoltaic | SUN | Solar PV | 3.5 | 2014
54842 | WM Renewable Energy LLC | 58250 | Tullytown | PA | Bucks | GEN1 | Landfill Gas | LFG | Biomass | 1.6 | 2013
58223 | C&H Sugar Company Inc | 58251 | C&H Sugar Plant | CA | Contra Costa | TG3 | All Other | PUR | Other | 4 | 1958
58223 | C&H Sugar Company Inc | 58251 | C&H Sugar Plant | CA | Contra Costa | TG4 | All Other | PUR | Other | 4 | 1957
58229 | Howard County - Maryland | 58252 | Alpha Ridge LFG | MD | Howard | JEN1 | Landfill Gas | LFG | Biomass | 1 | 2012
11208 | Los Angeles Department of Water & Power | 58253 | CBS Television City | CA | Los Angeles | GEN1 | Solar Photovoltaic | SUN | Solar PV | 1.6 | 2013
11268 | City of Lowell - (MI) | 58254 | Chatham | MI | Kent | CTOIS | Natural Gas Fired Combustion Turbine | NG | Natural Gas Peaker | 3.7 | 2013
18315 | Sunflower Electric Power Corp | 58255 | Rubart | KS | Grant | 01 | Natural Gas Internal Combustion Engine | NG | Natural Gas Peaker | 10 | 2014
18315 | Sunflower Electric Power Corp | 58255 | Rubart | KS | Grant | 02 | Natural Gas Internal Combustion Engine | NG | Natural Gas Peaker | 10 | 2014
18315 | Sunflower Electric Power Corp | 58255 | Rubart | KS | Grant | 03 | Natural Gas Internal Combustion Engine | NG | Natural Gas Peaker | 10 | 2014
18315 | Sunflower Electric Power Corp | 58255 | Rubart | KS | Grant | 04 | Natural Gas Internal Combustion Engine | NG | Natural Gas Peaker | 10 | 2014
18315 | Sunflower Electric Power Corp | 58255 | Rubart | KS | Grant | 05 | Natural Gas Internal Combustion Engine | NG | Natural Gas Peaker | 10 | 2014
18315 | Sunflower Electric Power Corp | 58255 | Rubart | KS | Grant | 06 | Natural Gas Internal Combustion Engine | NG | Natural Gas Peaker | 10 | 2014
18315 | Sunflower Electric Power Corp | 58255 | Rubart | KS | Grant | 07 | Natural Gas Internal Combustion Engine | NG | Natural Gas Peaker | 10 | 2014
18315 | Sunflower Electric Power Corp | 58255 | Rubart | KS | Grant | 08 | Natural Gas Internal Combustion Engine | NG | Natural Gas Peaker | 10 | 2014
18315 | Sunflower Electric Power Corp | 58255 | Rubart | KS | Grant | 09 | Natural Gas Internal Combustion Engine | NG | Natural Gas Peaker | 10 | 2014
18315 | Sunflower Electric Power Corp | 58255 | Rubart | KS | Grant | 10 | Natural Gas Internal Combustion Engine | NG | Natural Gas Peaker | 10 | 2014
18315 | Sunflower Electric Power Corp | 58255 | Rubart | KS | Grant | 11 | Natural Gas Internal Combustion Engine | NG | Natural Gas Peaker | 10 | 2014
18315 | Sunflower Electric Power Corp | 58255 | Rubart | KS | Grant | 12 | Natural Gas Internal Combustion Engine | NG | Natural Gas Peaker | 10 | 2014
11204 | Los Alamos County | 58256 | Los Alamos PV Site | NM | Los Alamos | 1 | Solar Photovoltaic | SUN | Solar PV | 1 | 2012
11204 | Los Alamos County | 58256 | Los Alamos PV Site | NM | Los Alamos | 2 | Batteries | MWH | Other | 1 | 2012
11204 | Los Alamos County | 58256 | Los Alamos PV Site | NM | Los Alamos | 3 | Batteries | MWH | Other | 0.8 | 2012
11118 | Lockhart Power Co | 58257 | Upper Pacolet Hydro | SC | Spartanburg | UP1 | Conventional Hydroelectric | WAT | Hydro | 1.1 | 2013
10810 | LAX Airport | 58258 | Central Utilities Plant LAX 2 | CA | Los Angeles | GEN1 | Natural Gas Fired Combustion Turbine | NG | Natural Gas Peaker | 4.6 | 2015
10810 | LAX Airport | 58258 | Central Utilities Plant LAX 2 | CA | Los Angeles | GEN2 | Natural Gas Fired Combustion Turbine | NG | Natural Gas Peaker | 4.6 | 2015
58233 | Kalaeloa Solar Two LLC | 58259 | Kalaeloa Solar Two | HI | Honolulu | KAS2 | Solar Photovoltaic | SUN | Solar PV | 5 | 2012
58238 | Enfinity NorCal 1 FAA LLC | 58261 | FAA NorCal TRACON | CA | Sacramento | 1 | Solar Photovoltaic | SUN | Solar PV | 1 | 2012
58239 | Desert Sky Solar LLC | 58262 | Badger 1 | AZ | Maricopa | 1 | Solar Photovoltaic | SUN | Solar PV | 14.8 | 2013
58240 | COT/Division of Water Reclamation | 58263 | Bay View Cogeneration Facility | OH | Lucas | GTG | Landfill Gas | LFG | Biomass | 5.5 | 2010
58240 | COT/Division of Water Reclamation | 58263 | Bay View Cogeneration Facility | OH | Lucas | STG | Landfill Gas | LFG | Biomass | 6.5 | 2011
57369 | Apple, Inc | 58264 | Apple Data Center - Fuel Cell 1&2 | NC | Catawba | FC1 | Landfill Gas | LFG | Biomass | 5 | 2012
57369 | Apple, Inc | 58264 | Apple Data Center - Fuel Cell 1&2 | NC | Catawba | FC2 | Landfill Gas | LFG | Biomass | 5.5 | 2013
58247 | National Centers for Animal Health | 58265 | NCAH Central Utility Plant | IA | Story | C-3 | Petroleum Liquids | DFO | Petroleum | 0.2 | 2005
58247 | National Centers for Animal Health | 58265 | NCAH Central Utility Plant | IA | Story | EP-6 | Petroleum Liquids | DFO | Petroleum | 0.8 | 2003
58247 | National Centers for Animal Health | 58265 | NCAH Central Utility Plant | IA | Story | FRZRF | Petroleum Liquids | DFO | Petroleum | 0.2 | 2005
58247 | National Centers for Animal Health | 58265 | NCAH Central Utility Plant | IA | Story | MBGEN | Petroleum Liquids | DFO | Petroleum | 0.5 | 2004
58247 | National Centers for Animal Health | 58265 | NCAH Central Utility Plant | IA | Story | S-13 | Petroleum Liquids | DFO | Petroleum | 2.1 | 2006
58247 | National Centers for Animal Health | 58265 | NCAH Central Utility Plant | IA | Story | S-14 | Petroleum Liquids | DFO | Petroleum | 2.1 | 2004
58247 | National Centers for Animal Health | 58265 | NCAH Central Utility Plant | IA | Story | S-16 | Natural Gas Fired Combustion Turbine | NG | Natural Gas Peaker | 3 | 2006
58247 | National Centers for Animal Health | 58265 | NCAH Central Utility Plant | IA | Story | S-17 | Petroleum Liquids | DFO | Petroleum | 2 | 2004
58247 | National Centers for Animal Health | 58265 | NCAH Central Utility Plant | IA | Story | S-18 | Petroleum Liquids | DFO | Petroleum | 2 | 2000
58247 | National Centers for Animal Health | 58265 | NCAH Central Utility Plant | IA | Story | S-19 | Petroleum Liquids | DFO | Petroleum | 2 | 2010
58247 | National Centers for Animal Health | 58265 | NCAH Central Utility Plant | IA | Story | S-7A | Natural Gas Fired Combustion Turbine | NG | Natural Gas Peaker | 1 | 2000
15248 | Portland General Electric Co | 58266 | Port Westward Unit 2 | OR | Columbia | 1 | Natural Gas Internal Combustion Engine | NG | Natural Gas Peaker | 18.8 | 2014
15248 | Portland General Electric Co | 58266 | Port Westward Unit 2 | OR | Columbia | 10 | Natural Gas Internal Combustion Engine | NG | Natural Gas Peaker | 18.8 | 2014
15248 | Portland General Electric Co | 58266 | Port Westward Unit 2 | OR | Columbia | 11 | Natural Gas Internal Combustion Engine | NG | Natural Gas Peaker | 18.8 | 2014
15248 | Portland General Electric Co | 58266 | Port Westward Unit 2 | OR | Columbia | 12 | Natural Gas Internal Combustion Engine | NG | Natural Gas Peaker | 18.8 | 2014
15248 | Portland General Electric Co | 58266 | Port Westward Unit 2 | OR | Columbia | 2 | Natural Gas Internal Combustion Engine | NG | Natural Gas Peaker | 18.8 | 2014
15248 | Portland General Electric Co | 58266 | Port Westward Unit 2 | OR | Columbia | 3 | Natural Gas Internal Combustion Engine | NG | Natural Gas Peaker | 18.8 | 2014
15248 | Portland General Electric Co | 58266 | Port Westward Unit 2 | OR | Columbia | 4 | Natural Gas Internal Combustion Engine | NG | Natural Gas Peaker | 18.8 | 2014
15248 | Portland General Electric Co | 58266 | Port Westward Unit 2 | OR | Columbia | 5 | Natural Gas Internal Combustion Engine | NG | Natural Gas Peaker | 18.8 | 2014
15248 | Portland General Electric Co | 58266 | Port Westward Unit 2 | OR | Columbia | 6 | Natural Gas Internal Combustion Engine | NG | Natural Gas Peaker | 18.8 | 2014
15248 | Portland General Electric Co | 58266 | Port Westward Unit 2 | OR | Columbia | 7 | Natural Gas Internal Combustion Engine | NG | Natural Gas Peaker | 18.8 | 2014
15248 | Portland General Electric Co | 58266 | Port Westward Unit 2 | OR | Columbia | 8 | Natural Gas Internal Combustion Engine | NG | Natural Gas Peaker | 18.8 | 2014
15248 | Portland General Electric Co | 58266 | Port Westward Unit 2 | OR | Columbia | 9 | Natural Gas Internal Combustion Engine | NG | Natural Gas Peaker | 18.8 | 2015
19541 | University of North Carolina | 58268 | UNC-CH LFG Facility | NC | Orange | LFG1 | Landfill Gas | LFG | Biomass | 1 | 2013
58240 | COT/Division of Water Reclamation | 58269 | Bay View Backup Power Facility | OH | Lucas | G1 | Petroleum Liquids | DFO | Petroleum | 2 | 2007
58240 | COT/Division of Water Reclamation | 58269 | Bay View Backup Power Facility | OH | Lucas | G2 | Natural Gas Internal Combustion Engine | NG | Natural Gas Peaker | 2 | 2007
58240 | COT/Division of Water Reclamation | 58269 | Bay View Backup Power Facility | OH | Lucas | G3 | Natural Gas Internal Combustion Engine | NG | Natural Gas Peaker | 2 | 2007
58240 | COT/Division of Water Reclamation | 58269 | Bay View Backup Power Facility | OH | Lucas | G4 | Natural Gas Internal Combustion Engine | NG | Natural Gas Peaker | 2 | 2007
58240 | COT/Division of Water Reclamation | 58269 | Bay View Backup Power Facility | OH | Lucas | G5 | Natural Gas Internal Combustion Engine | NG | Natural Gas Peaker | 2 | 2007
58240 | COT/Division of Water Reclamation | 58269 | Bay View Backup Power Facility | OH | Lucas | G6 | Natural Gas Internal Combustion Engine | NG | Natural Gas Peaker | 2 | 2007
59622 | Ahana Renewables, LLC | 58270 | Acushnet AD Makepeace | MA | Plymouth | 1 | Solar Photovoltaic | SUN | Solar PV | 4.7 | 2012
59622 | Ahana Renewables, LLC | 58271 | Acushnet Hawes Reed Road | MA | Bristol | 1 | Solar Photovoltaic | SUN | Solar PV | 1 | 2012
59622 | Ahana Renewables, LLC | 58272 | Easthampton Landfill-City of Easthampton | MA | Hampshire | 1 | Solar Photovoltaic | SUN | Solar PV | 1.9 | 2012
60025 | Greenbacker Renewable Energy Corporation | 58273 | South Robeson Farm | NC | Robeson | SROB | Solar Photovoltaic | SUN | Solar PV | 5 | 2012
59462 | Heelstone Energy Holdings, LLC | 58274 | Raeford Farm | NC | Hoke | RAEF | Solar Photovoltaic | SUN | Solar PV | 5 | 2012
59155 | First Wind O&M, LLC | 58275 | Mass Midstate Solar 3 | MA | Worcester | 1 | Solar Photovoltaic | SUN | Solar PV | 4 | 2014
59155 | First Wind O&M, LLC | 58276 | Mass Midstate Solar 2 | MA | Worcester | 1 | Solar Photovoltaic | SUN | Solar PV | 5 | 2014
8286 | Hawaiian Commercial and Sugar Company | 58277 | Paia Hydroelectric Plant | HI | Maui | PAH1 | Conventional Hydroelectric | WAT | Hydro | 1.3 | 1912
57494 | TDX North Slope Generating Inc. | 58278 | TNSG North Plant | AK | North Slope | 13 | Petroleum Liquids | DFO | Petroleum | 0.3 | 2010
57494 | TDX North Slope Generating Inc. | 58278 | TNSG North Plant | AK | North Slope | CT1 | Natural Gas Fired Combustion Turbine | NG | Natural Gas Peaker | 5.2 | 2008
57494 | TDX North Slope Generating Inc. | 58278 | TNSG North Plant | AK | North Slope | CT2 | Natural Gas Fired Combustion Turbine | NG | Natural Gas Peaker | 5.2 | 2009
57494 | TDX North Slope Generating Inc. | 58278 | TNSG North Plant | AK | North Slope | CT3 | Natural Gas Fired Combustion Turbine | NG | Natural Gas Peaker | 7.5 | 2014
57494 | TDX North Slope Generating Inc. | 58278 | TNSG North Plant | AK | North Slope | CT4 | Natural Gas Fired Combustion Turbine | NG | Natural Gas Peaker | 7.5 | 2014
59155 | First Wind O&M, LLC | 58279 | Mass Midstate Solar 1 | MA | Worcester | 1 | Solar Photovoltaic | SUN | Solar PV | 5 | 2014
59155 | First Wind O&M, LLC | 58280 | Millbury Solar | MA | Worcester | 1 | Solar Photovoltaic | SUN | Solar PV | 3 | 2014
58258 | SunRay Power LLC | 58282 | Leicester One MA Solar LLC | MA | Worcester | 1 | Solar Photovoltaic | SUN | Solar PV | 6 | 2015
58598 | Mass Solar, LLC | 58283 | Freetown Solar | MA | Bristol | 1 | Solar Photovoltaic | SUN | Solar PV | 5 | 2015
15473 | Public Service Co of NM | 58284 | La Luz Energy Center | NM | Valencia | 0001 | Natural Gas Fired Combustion Turbine | NG | Natural Gas Peaker | 42.3 | 2015
59455 | Venable Solar, LLC | 58289 | Venable Solar 1 | CA | Riverside | VNPV | Solar Photovoltaic | SUN | Solar PV | 1.5 | 2015
59455 | Venable Solar, LLC | 58290 | Venable Solar 2 | CA | Riverside | VSPV | Solar Photovoltaic | SUN | Solar PV | 1.5 | 2015
58863 | Main Street Power | 58292 | Jewish Community Center PV | AZ | Maricopa | JCC | Solar Photovoltaic | SUN | Solar PV | 1.1 | 2012
58863 | Main Street Power | 58293 | Paradise Valley H.S. PV | AZ | Maricopa | PVH | Solar Photovoltaic | SUN | Solar PV | 1.3 | 2013
50158 | Innovative Energy Systems Inc | 58295 | SREC Bath LFGTE | NY | Steuben | GEN1 | Landfill Gas | LFG | Biomass | 1.6 | 2010
50158 | Innovative Energy Systems Inc | 58295 | SREC Bath LFGTE | NY | Steuben | GEN2 | Landfill Gas | LFG | Biomass | 1.6 | 2010
57128 | Bloom Energy | 58296 | Roll Delano 2 | CA | Kern | ROL6 | Other Natural Gas | NG | Natural Gas Peaker | 1 | 2012
57128 | Bloom Energy | 58297 | Roll Delano | CA | Kern | ROL4 | Other Natural Gas | NG | Natural Gas Peaker | 1.1 | 2012
57128 | Bloom Energy | 58298 | Roll Lost Hills | CA | Kern | ROL3 | Other Natural Gas | NG | Natural Gas Peaker | 1.1 | 2012
57128 | Bloom Energy | 58299 | Xilinx San Jose | CA | Santa Clara | XLX | Other Natural Gas | NG | Natural Gas Peaker | 1.1 | 2012
57128 | Bloom Energy | 58300 | Honda Torrance | CA | Los Angeles | HON | Other Natural Gas | NG | Natural Gas Peaker | 1.1 | 2012
57128 | Bloom Energy | 58301 | Juniper Networks Sunnyvale | CA | Santa Clara | JPR | Other Natural Gas | NG | Natural Gas Peaker | 1.1 | 2012
57128 | Bloom Energy | 58302 | Life Technologies Carlsbad | CA | San Diego | LFT | Other Natural Gas | NG | Natural Gas Peaker | 1.1 | 2012
57128 | Bloom Energy | 58303 | Taylor Farms Salinas | CA | Monterey | TLR | Other Natural Gas | NG | Natural Gas Peaker | 1.1 | 2012
58269 | Tulare PV II LLC | 58304 | Kingsburg Solar | CA | Tulare | 1 | Solar Photovoltaic | SUN | Solar PV | 1.5 | 2013
58269 | Tulare PV II LLC | 58304 | Kingsburg Solar | CA | Tulare | 2 | Solar Photovoltaic | SUN | Solar PV | 1.5 | 2013
58269 | Tulare PV II LLC | 58304 | Kingsburg Solar | CA | Tulare | 3 | Solar Photovoltaic | SUN | Solar PV | 0.7 | 2013
60025 | Greenbacker Renewable Energy Corporation | 58305 | PCIP Solar | NC | Person | PCIP | Solar Photovoltaic | SUN | Solar PV | 1 | 2011
58268 | Tulare PV I LLC | 58306 | Exeter Solar | CA | Tulare | 1 | Solar Photovoltaic | SUN | Solar PV | 1 | 2014
58268 | Tulare PV I LLC | 58306 | Exeter Solar | CA | Tulare | 2 | Solar Photovoltaic | SUN | Solar PV | 1 | 2014
58268 | Tulare PV I LLC | 58306 | Exeter Solar | CA | Tulare | 3 | Solar Photovoltaic | SUN | Solar PV | 1.5 | 2014
58268 | Tulare PV I LLC | 58307 | Ivanhoe Solar | CA | Tulare | 1 | Solar Photovoltaic | SUN | Solar PV | 1.5 | 2014
58268 | Tulare PV I LLC | 58307 | Ivanhoe Solar | CA | Tulare | 2 | Solar Photovoltaic | SUN | Solar PV | 0.5 | 2014
58268 | Tulare PV I LLC | 58307 | Ivanhoe Solar | CA | Tulare | 3 | Solar Photovoltaic | SUN | Solar PV | 1.5 | 2014
58268 | Tulare PV I LLC | 58308 | Lindsay Solar | CA | Tulare | 1 | Solar Photovoltaic | SUN | Solar PV | 1.5 | 2014
58268 | Tulare PV I LLC | 58308 | Lindsay Solar | CA | Tulare | 3 | Solar Photovoltaic | SUN | Solar PV | 1.5 | 2014
58268 | Tulare PV I LLC | 58308 | Lindsay Solar | CA | Tulare | 4 | Solar Photovoltaic | SUN | Solar PV | 1 | 2014
58268 | Tulare PV I LLC | 58309 | Porterville Solar | CA | Tulare | 1 | Solar Photovoltaic | SUN | Solar PV | 1 | 2014
58268 | Tulare PV I LLC | 58309 | Porterville Solar | CA | Tulare | 2 | Solar Photovoltaic | SUN | Solar PV | 1 | 2014
58268 | Tulare PV I LLC | 58309 | Porterville Solar | CA | Tulare | 5 | Solar Photovoltaic | SUN | Solar PV | 1.5 | 2014
58287 | Rain CII Carbon LLC | 58310 | Lake Charles Plant | LA | Calcasieu | G-1 | All Other | WH | Other | 36.4 | 2012
58279 | Chadbourn Farm LLC | 58311 | Chadbourn Farm | NC | Columbus | 1 | Solar Photovoltaic | SUN | Solar PV | 5 | 2012
58280 | Warrenton Farm LLC | 58312 | Warrenton Farm | NC | Warren | 1 | Solar Photovoltaic | SUN | Solar PV | 4 | 2012
58281 | Mocksville Lessee LLC | 58313 | Mocksville Farm | NC | Davie | 1 | Solar Photovoltaic | SUN | Solar PV | 5 | 2012
58282 | Belwood Farm LLC | 58314 | Belwood Farm | NC | Cleveland | 1 | Solar Photovoltaic | SUN | Solar PV | 4 | 2012
58283 | Strata Fund 2 Lessee LLC | 58315 | Arndt Farm | NC | Catawba | 1 | Solar Photovoltaic | SUN | Solar PV | 5 | 2012
58284 | Railroad Farm LLC | 58316 | Railroad Farm | NC | Robeson | 1 | Solar Photovoltaic | SUN | Solar PV | 5 | 2012
58285 | Watts Farm LLC | 58317 | Watts Farm | NC | Robeson | 1 | Solar Photovoltaic | SUN | Solar PV | 5 | 2012
58286 | Farrington Solar Farm LLC | 58318 | Farrington Farm | NC | Chatham | 1 | Solar Photovoltaic | SUN | Solar PV | 1 | 2012
58245 | Patua Project LLC | 58319 | Patua Geothermal Project Phase 1A | NV | Churchill | 1 | Geothermal | GEO | Geothermal | 16 | 2013
58245 | Patua Project LLC | 58319 | Patua Geothermal Project Phase 1A | NV | Churchill | 3 | Geothermal | GEO | Geothermal | 16 | 2013
58245 | Patua Project LLC | 58319 | Patua Geothermal Project Phase 1A | NV | Churchill | 5 | Geothermal | GEO | Geothermal | 16 | 2013
56440 | G2 Energy LLC | 58320 | G2 Energy Hay Rd | CA | Solano | 362 | Landfill Gas | LFG | Biomass | 1.6 | 2013
49893 | Invenergy Services LLC | 58321 | Goldthwaite Wind Energy Facility | TX | Mills | 1 | Onshore Wind Turbine | WND | Wind | 150 | 2013
49893 | Invenergy Services LLC | 58322 | Prairie Breeze | NE | Antelope | 1 | Onshore Wind Turbine | WND | Wind | 206.5 | 2014
58283 | Strata Fund 2 Lessee LLC | 58323 | Shannon Farm | NC | Robeson | 1 | Solar Photovoltaic | SUN | Solar PV | 5 | 2012
58298 | FPL Energy Stateline II Inc | 58324 | Vansycle II Wind Energy Center | OR | Umatilla | SIE23 | Onshore Wind Turbine | WND | Wind | 98.9 | 2009
14077 | Oklahoma Municipal Power Authority | 58325 | Charles D. Lamb Energy Center | OK | Kay | 1 | Natural Gas Fired Combustion Turbine | NG | Natural Gas Peaker | 122 | 2015
56205 | Philadelphia Water Department | 58326 | PWD Northeast WPCP Biogas Cogen Plant | PA | Philadelphia | NBG1 | Other Waste Biomass | OBG | Biomass | 1.4 | 2013
56205 | Philadelphia Water Department | 58326 | PWD Northeast WPCP Biogas Cogen Plant | PA | Philadelphia | NBG2 | Other Waste Biomass | OBG | Biomass | 1.4 | 2013
56205 | Philadelphia Water Department | 58326 | PWD Northeast WPCP Biogas Cogen Plant | PA | Philadelphia | NBG3 | Other Waste Biomass | OBG | Biomass | 1.4 | 2013
56205 | Philadelphia Water Department | 58326 | PWD Northeast WPCP Biogas Cogen Plant | PA | Philadelphia | NBG4 | Other Waste Biomass | OBG | Biomass | 1.4 | 2013
58300 | Ameresco Select Inc | 58327 | Bradley Energy Center | CT | Hartford | UNIT1 | Natural Gas Internal Combustion Engine | NG | Natural Gas Peaker | 1.5 | 2002
58300 | Ameresco Select Inc | 58327 | Bradley Energy Center | CT | Hartford | UNIT2 | Natural Gas Internal Combustion Engine | NG | Natural Gas Peaker | 1.2 | 2002
58300 | Ameresco Select Inc | 58327 | Bradley Energy Center | CT | Hartford | UNIT3 | Natural Gas Internal Combustion Engine | NG | Natural Gas Peaker | 1.2 | 2002
58300 | Ameresco Select Inc | 58327 | Bradley Energy Center | CT | Hartford | UNIT4 | Natural Gas Internal Combustion Engine | NG | Natural Gas Peaker | 1.9 | 2010
58303 | Energy Systems Group LLC | 58328 | North Chicago Energy Center | IL | Lake | GT1 | Natural Gas Fired Combustion Turbine | NG | Natural Gas Peaker | 5.2 | 2003
58303 | Energy Systems Group LLC | 58328 | North Chicago Energy Center | IL | Lake | GT2 | Natural Gas Fired Combustion Turbine | NG | Natural Gas Peaker | 7.2 | 2005
58304 | Constellation Solar Maryland II LLC | 58329 | UMMS at Pocomoke | MD | Somerset | PV1 | Solar Photovoltaic | SUN | Solar PV | 2.8 | 2013
58313 | The Andersons Albion Ethanol LLC | 58330 | The Andersons Albion Ethanol LLC | MI | Calhoun | 9611 | Natural Gas Steam Turbine | NG | Natural Gas Peaker | 2 | 2006
58318 | Haynes Farm LLC | 58332 | Haynes Farm | NC | Lincoln | 1 | Solar Photovoltaic | SUN | Solar PV | 5 | 2013
58319 | Lenoir Farm LLC | 58333 | Lenoir Farm | NC | Lenoir | 1 | Solar Photovoltaic | SUN | Solar PV | 5 | 2013
58320 | Lenoir Farm 2 LLC | 58334 | Lenoir Farm 2 | NC | Lenoir | 1 | Solar Photovoltaic | SUN | Solar PV | 5 | 2013
58321 | Marshville Farm LLC | 58335 | Marshville Farm | NC | Union | 1 | Solar Photovoltaic | SUN | Solar PV | 5 | 2013
58322 | Mile Farm LLC | 58336 | Mile Farm | NC | Durham | 1 | Solar Photovoltaic | SUN | Solar PV | 5 | 2014
58323 | Moore Solar Farm LLC | 58337 | Moore Solar Farm | NC | Rockingham | 1 | Solar Photovoltaic | SUN | Solar PV | 5 | 2013
58324 | Moorings Farm LLC | 58338 | Moorings Farm | NC | Wayne | 1 | Solar Photovoltaic | SUN | Solar PV | 5 | 2013
58325 | New Bern Farm LLC | 58339 | New Bern Farm | NC | Craven | 1 | Solar Photovoltaic | SUN | Solar PV | 5 | 2014
58326 | Roxboro Farm LLC | 58340 | Roxboro Farm | NC | Person | 1 | Solar Photovoltaic | SUN | Solar PV | 5 | 2014
58327 | White Cross Farm LLC | 58341 | White Cross Farm | NC | Orange | 1 | Solar Photovoltaic | SUN | Solar PV | 5 | 2013
58328 | Wilson Farm 1 LLC | 58342 | Wilson Farm 1 | NC | Wilson | 1 | Solar Photovoltaic | SUN | Solar PV | 5 | 2013
58329 | Yanceyville Farm LLC | 58343 | Yanceyville Farm | NC | Caswell | 1 | Solar Photovoltaic | SUN | Solar PV | 5 | 2013
58330 | AM Best Farm | 58344 | AM Best Farm | NC | Wayne | 1 | Solar Photovoltaic | SUN | Solar PV | 5 | 2013
58331 | Mt Olive Farm 2 LLC | 58345 | Mt Olive Farm 2 | NC | Wayne | 1 | Solar Photovoltaic | SUN | Solar PV | 5 | 2013
58332 | Dibrell Farm LLC | 58346 | Dibrell Farm | NC | Rockingham | 1 | Solar Photovoltaic | SUN | Solar PV | 5 | 2013
58333 | Rock Farm LLC | 58347 | Rock Farm | NC | Richmond | 1 | Solar Photovoltaic | SUN | Solar PV | 5 | 2013
58334 | Two Lines Farm LLC | 58348 | Two Lines Farm | NC | Catawba | 1 | Solar Photovoltaic | SUN | Solar PV | 5 | 2013
58335 | Bolton Farm LLC | 58349 | Bolton Farm | NC | Warren | 1 | Solar Photovoltaic | SUN | Solar PV | 5 | 2013
58336 | McCallum Farm LLC | 58350 | McCallum Farm | NC | Robeson | 1 | Solar Photovoltaic | SUN | Solar PV | 5 | 2013
58340 | Tuscola Bay Wind LLC | 58351 | Tuscola Bay Wind | MI | Tuscola | GE16 | Onshore Wind Turbine | WND | Wind | 120 | 2012
58341 | Nippon Paper Industries USA | 58352 | NPI USA Cogeneration Plant | WA | Clallam | G-11 | Wood/Wood Waste Biomass | WDS | Biomass | 20 | 2013
58309 | Radiance Solar LLC | 58354 | Radiance Solar 4 | CA | Los Angeles | 1 | Solar Photovoltaic | SUN | Solar PV | 1.5 | 2013
58309 | Radiance Solar LLC | 58355 | Radiance Solar 5 | CA | Los Angeles | 1 | Solar Photovoltaic | SUN | Solar PV | 1.5 | 2013
57411 | KDC Solar O&M LLC | 58356 | The Lawrenceville School Solar Facility | NJ | Mercer | TLS | Solar Photovoltaic | SUN | Solar PV | 5.2 | 2012
57411 | KDC Solar O&M LLC | 58357 | White Rose Foods Solar Facility | NJ | Middlesex | WR | Solar Photovoltaic | SUN | Solar PV | 4.2 | 2011
57411 | KDC Solar O&M LLC | 58358 | North Jersey Media Group Solar Facility | NJ | Morris | NJMG | Solar Photovoltaic | SUN | Solar PV | 4.1 | 2013
57411 | KDC Solar O&M LLC | 58359 | Gerresheimer Glass Solar Facility | NJ | Cumberland | GG | Solar Photovoltaic | SUN | Solar PV | 2.3 | 2012
57411 | KDC Solar O&M LLC | 58360 | Atlantic Coast Freezers Solar Facility | NJ | Cumberland | ACF | Solar Photovoltaic | SUN | Solar PV | 2.2 | 2012
57411 | KDC Solar O&M LLC | 58361 | Williams-Sonoma Solar Facility | NJ | Middlesex | WS | Solar Photovoltaic | SUN | Solar PV | 3 | 2011
57365 | Consolidated Edison Solutions Inc | 58362 | Quittacas Pond Solar | MA | Plymouth | QPMA | Solar Photovoltaic | SUN | Solar PV | 3.5 | 2013
58353 | NextEra Energy Majestic Wind | 58363 | Majestic II Wind | TX | Carson | WND1 | Onshore Wind Turbine | WND | Wind | 79.6 | 2012
58300 | Ameresco Select Inc | 58365 | CJTS Energy Center | CT | MIddlesex | UNIT7 | Other Natural Gas | NG | Natural Gas Peaker | 0.4 | 2013
58355 | SPS Atwell Island LLC | 58366 | Atwell Island | CA | Tulare | 1 | Solar Photovoltaic | SUN | Solar PV | 20.2 | 2013
58358 | Light Beam Power Co LLC | 58370 | Gridley Main | CA | Butte | GEN1 | Solar Photovoltaic | SUN | Solar PV | 1 | 2013
58358 | Light Beam Power Co LLC | 58371 | Gridley Main Two | CA | Butte | GEN1 | Solar Photovoltaic | SUN | Solar PV | 2.5 | 2013
58360 | Blue Summit Wind LLC | 58372 | Blue Summit Wind LLC | TX | Wilbarger | GEN1 | Onshore Wind Turbine | WND | Wind | 135.4 | 2012
56769 | Consolidated Edison Development Inc. | 58373 | White River Solar | CA | Tulare | WRCA | Solar Photovoltaic | SUN | Solar PV | 20 | 2013
56769 | Consolidated Edison Development Inc. | 58374 | Corcoran Solar | CA | Kings | CSCA | Solar Photovoltaic | SUN | Solar PV | 20 | 2013
58361 | Triton College | 58375 | Triton East and West Cogen | IL | Cook | 1 | Natural Gas Internal Combustion Engine | NG | Natural Gas Peaker | 0.8 | 1998
58361 | Triton College | 58375 | Triton East and West Cogen | IL | Cook | 2 | Natural Gas Internal Combustion Engine | NG | Natural Gas Peaker | 0.8 | 1998
58361 | Triton College | 58375 | Triton East and West Cogen | IL | Cook | 3 | Natural Gas Internal Combustion Engine | NG | Natural Gas Peaker | 0.8 | 2000
58361 | Triton College | 58375 | Triton East and West Cogen | IL | Cook | 4 | Natural Gas Internal Combustion Engine | NG | Natural Gas Peaker | 0.8 | 2000
58361 | Triton College | 58375 | Triton East and West Cogen | IL | Cook | 5 | Natural Gas Internal Combustion Engine | NG | Natural Gas Peaker | 0.4 | 2015
58363 | Oakley Solar Project LLC | 58376 | Oakley Solar Project | CA | Contra Costa | 1 | Solar Photovoltaic | SUN | Solar PV | 1.5 | 2013
59370 | ENERGYneering Solutions, Inc | 58377 | Rochelle Energy Center | IL | Ogle | REC1 | Landfill Gas | LFG | Biomass | 1.6 | 2011
59370 | ENERGYneering Solutions, Inc | 58377 | Rochelle Energy Center | IL | Ogle | REC2 | Landfill Gas | LFG | Biomass | 1.6 | 2011
59370 | ENERGYneering Solutions, Inc | 58377 | Rochelle Energy Center | IL | Ogle | REC3 | Landfill Gas | LFG | Biomass | 1.6 | 2011
58365 | Petra Nova Power I LLC | 58378 | W.A. Parish Carbon Capture Plant | TX | Fort Bend | GT2 | Natural Gas Fired Combustion Turbine | NG | Natural Gas Peaker | 102.7 | 2013
58366 | Toro Energy of California SLO | 58379 | Cold Canyon 1 | CA | San Luis Obispo | W3998 | Landfill Gas | LFG | Biomass | 1.5 | 2013
58368 | Doyon Utilities, LLC | 58380 | JBER Landfill Gas Power Plant | AK | Anchorage | 1 | Landfill Gas | LFG | Biomass | 2.3 | 2012
58368 | Doyon Utilities, LLC | 58380 | JBER Landfill Gas Power Plant | AK | Anchorage | 2 | Landfill Gas | LFG | Biomass | 2.3 | 2012
58368 | Doyon Utilities, LLC | 58380 | JBER Landfill Gas Power Plant | AK | Anchorage | 3 | Landfill Gas | LFG | Biomass | 2.3 | 2012
58368 | Doyon Utilities, LLC | 58380 | JBER Landfill Gas Power Plant | AK | Anchorage | 4 | Landfill Gas | LFG | Biomass | 2.3 | 2012
58368 | Doyon Utilities, LLC | 58380 | JBER Landfill Gas Power Plant | AK | Anchorage | 5 | Landfill Gas | LFG | Biomass | 2.3 | 2013
2439 | City of Bryan - (OH) | 58381 | Bryan Solar Field | OH | Williams | 1 | Solar Photovoltaic | SUN | Solar PV | 2.1 | 2012
58370 | TMF Biofuels, LLC | 58382 | Threemile Digester | OR | Morrow | GEN1 | Other Waste Biomass | OBG | Biomass | 1.6 | 2012
58370 | TMF Biofuels, LLC | 58382 | Threemile Digester | OR | Morrow | GEN2 | Other Waste Biomass | OBG | Biomass | 1.6 | 2012
58370 | TMF Biofuels, LLC | 58382 | Threemile Digester | OR | Morrow | GEN3 | Other Waste Biomass | OBG | Biomass | 1.6 | 2012
803 | Arizona Public Service Co | 58383 | Hyder II | AZ | Yuma | PV1 | Solar Photovoltaic | SUN | Solar PV | 14 | 2013
58372 | Riverside Investments LLC | 58384 | Fargo Drop | ID | Canyon | GEN1 | Conventional Hydroelectric | WAT | Hydro | 1.1 | 2013
56769 | Consolidated Edison Development Inc. | 58385 | Northbridge Solar | MA | Worcester | NSMA | Solar Photovoltaic | SUN | Solar PV | 1.9 | 2013
58373 | CU Solar LLC | 58386 | CU Solar Plant | OH | Greene | CU | Solar Photovoltaic | SUN | Solar PV | 1.8 | 2013
58374 | CES Sterling LLC | 58387 | CES Sterling LLC | MA | Worcester | 1 | Solar Photovoltaic | SUN | Solar PV | 2.4 | 2013
59873 | Solar Star California XIX, LLC | 58388 | Solar Star 1 | CA | Kern | AVS1 | Solar Photovoltaic | SUN | Solar PV | 39 | 2014
59873 | Solar Star California XIX, LLC | 58388 | Solar Star 1 | CA | Kern | SS11 | Solar Photovoltaic | SUN | Solar PV | 54 | 2015
59873 | Solar Star California XIX, LLC | 58388 | Solar Star 1 | CA | Kern | SS12 | Solar Photovoltaic | SUN | Solar PV | 54 | 2015
59873 | Solar Star California XIX, LLC | 58388 | Solar Star 1 | CA | Kern | SS13 | Solar Photovoltaic | SUN | Solar PV | 58.5 | 2014
59873 | Solar Star California XIX, LLC | 58388 | Solar Star 1 | CA | Kern | SS14 | Solar Photovoltaic | SUN | Solar PV | 33 | 2015
59873 | Solar Star California XIX, LLC | 58388 | Solar Star 1 | CA | Kern | SS15 | Solar Photovoltaic | SUN | Solar PV | 15 | 2014
59873 | Solar Star California XIX, LLC | 58388 | Solar Star 1 | CA | Kern | SS16 | Solar Photovoltaic | SUN | Solar PV | 64.5 | 2014
59872 | Solar Star California XX, LLC | 58389 | Solar Star 2 | CA | Kern | AVS2 | Solar Photovoltaic | SUN | Solar PV | 19.5 | 2014
59872 | Solar Star California XX, LLC | 58389 | Solar Star 2 | CA | Kern | SS21 | Solar Photovoltaic | SUN | Solar PV | 60 | 2014
59872 | Solar Star California XX, LLC | 58389 | Solar Star 2 | CA | Kern | SS22 | Solar Photovoltaic | SUN | Solar PV | 55.5 | 2014
59872 | Solar Star California XX, LLC | 58389 | Solar Star 2 | CA | Kern | SS23 | Solar Photovoltaic | SUN | Solar PV | 48 | 2014
59872 | Solar Star California XX, LLC | 58389 | Solar Star 2 | CA | Kern | SS24 | Solar Photovoltaic | SUN | Solar PV | 43.5 | 2015
59872 | Solar Star California XX, LLC | 58389 | Solar Star 2 | CA | Kern | SS25 | Solar Photovoltaic | SUN | Solar PV | 52.5 | 2014
58378 | Jordan Hydroelectric LTD PTP | 58390 | Jordan Hydroelectric Project | NC | Chatham | EMOD | Conventional Hydroelectric | WAT | Hydro | 2.2 | 2012
58378 | Jordan Hydroelectric LTD PTP | 58390 | Jordan Hydroelectric Project | NC | Chatham | WMOD | Conventional Hydroelectric | WAT | Hydro | 2.2 | 2012
58376 | IND Solar Farm | 58391 | IND Solar Farm 1st Phase | IN | Marion | 1 | Solar Photovoltaic | SUN | Solar PV | 10 | 2013
9370 | Hydrodynamics Inc | 58392 | Flint Creek Hydroelectric LLC | MT | Granite | GEN1 | Conventional Hydroelectric | WAT | Hydro | 2 | 2013
2770 | Terra-Gen Operating Co LLC | 58394 | Alta Wind X | CA | Kern | AW10 | Onshore Wind Turbine | WND | Wind | 138 | 2014
2770 | Terra-Gen Operating Co LLC | 58395 | Alta Wind XI | CA | Kern | AW11 | Onshore Wind Turbine | WND | Wind | 90 | 2014
58382 | Ameresco Johnson Canyon LLC | 58397 | Ameresco Johnson Canyon | CA | Monterey | ENG1 | Landfill Gas | LFG | Biomass | 1.4 | 2013
59475 | Imperial Solar 1 LLC | 58398 | Heber Solar | CA | Imperial | 1 | Solar Photovoltaic | SUN | Solar PV | 10.9 | 2014
58383 | CH4 Biogas LLC | 58399 | Synergy Biogas | NY | Wyoming | 1 | Other Waste Biomass | OBG | Biomass | 1.4 | 2011
58384 | Clemson University - Main Campus | 58400 | Central Energy Facility | SC | Pickens | GT01 | Natural Gas Fired Combustion Turbine | NG | Natural Gas Peaker | 5.5 | 2000
58384 | Clemson University - Main Campus | 58400 | Central Energy Facility | SC | Pickens | GT02 | Natural Gas Fired Combustion Turbine | NG | Natural Gas Peaker | 4.5 | 2000
58385 | SR Enterprise South LLC | 58401 | Volkswagen Solar System | TN | Hamilton | 1 | Solar Photovoltaic | SUN | Solar PV | 9.6 | 2012
58387 | Solar Star New Jersey VI LLC | 58402 | Solar Star New Jersey NJ LLC | NJ | Somerset | 1 | Solar Photovoltaic | SUN | Solar PV | 1.5 | 2012
57081 | WGL Energy Systems, Inc | 58403 | Bellingham PV | MA | Worcester | SO032 | Solar Photovoltaic | SUN | Solar PV | 3 | 2013
58388 | Pantex (NNSA) | 58404 | Pantex | TX | Carson | 1 | Onshore Wind Turbine | WND | Wind | 11.5 | 2014
10433 | Kodiak Electric Assn Inc | 58405 | ESS Battery | AK | Kodiak Island | 1 | Batteries | MWH | Other | 3 | 2012
58389 | Luther College Wind Energy Project LLC | 58407 | Luther College Wind Project | IA | Winneshiek | WTG01 | Onshore Wind Turbine | WND | Wind | 1.6 | 2011
59745 | First Solar Asset Management | 58408 | Maryland Solar | MD | Washington | MSH1 | Solar Photovoltaic | SUN | Solar PV | 27 | 2013
57081 | WGL Energy Systems, Inc | 58410 | Marshfield PV | MA | Plymouth | SO032 | Solar Photovoltaic | SUN | Solar PV | 3 | 2013
57081 | WGL Energy Systems, Inc | 58411 | Orange PV | MA | Franklin | SO023 | Solar Photovoltaic | SUN | Solar PV | 2 | 2013
57081 | WGL Energy Systems, Inc | 58412 | Maynard PV | MA | Middlesex | SO026 | Solar Photovoltaic | SUN | Solar PV | 1 | 2014
13468 | New London Municipal Utilities | 58414 | NLMU Wind | IA | Henry | NLMU | Onshore Wind Turbine | WND | Wind | 1.5 | 2011
58412 | Headwaters Wind Farm LLC | 58416 | Headwaters Wind Farm LLC | IN | Randolph | 1 | Onshore Wind Turbine | WND | Wind | 200 | 2014
58413 | Lone Valley Solar Park I LLC | 58417 | Lone Valley Solar Park I LLC | CA | San Bernardino | CP1 | Solar Photovoltaic | SUN | Solar PV | 10 | 2014
58661 | Sustainable Power Group, LLC | 58418 | Victor Dry Farm Ranch A | CA | San Bernardino | 1 | Solar Photovoltaic | SUN | Solar PV | 5 | 2015
58661 | Sustainable Power Group, LLC | 58419 | Victor Dry Farm Ranch B | CA | San Bernardino | 1 | Solar Photovoltaic | SUN | Solar PV | 5 | 2015
58418 | State Fair Community College | 58421 | Missouri Center for Waste to Energy | MO | Pettis | 320 | Landfill Gas | LFG | Biomass | 1 | 2014
58418 | State Fair Community College | 58421 | Missouri Center for Waste to Energy | MO | Pettis | 420 | Landfill Gas | LFG | Biomass | 1.4 | 2014
58416 | California State University, Northridge | 58422 | CSU Northridge Plant | CA | Los Angeles | 63 | Other Natural Gas | NG | Natural Gas Peaker | 0.3 | 2007
58416 | California State University, Northridge | 58422 | CSU Northridge Plant | CA | Los Angeles | 64 | Other Natural Gas | NG | Natural Gas Peaker | 0.3 | 2007
58416 | California State University, Northridge | 58422 | CSU Northridge Plant | CA | Los Angeles | 65 | Other Natural Gas | NG | Natural Gas Peaker | 0.3 | 2007
58416 | California State University, Northridge | 58422 | CSU Northridge Plant | CA | Los Angeles | 67 | Other Natural Gas | NG | Natural Gas Peaker | 0.3 | 2007
58416 | California State University, Northridge | 58422 | CSU Northridge Plant | CA | Los Angeles | B2PV | Solar Photovoltaic | SUN | Solar PV | 0.3 | 2005
58416 | California State University, Northridge | 58422 | CSU Northridge Plant | CA | Los Angeles | CP1 | Natural Gas Fired Combustion Turbine | NG | Natural Gas Peaker | 0.2 | 2001
58416 | California State University, Northridge | 58422 | CSU Northridge Plant | CA | Los Angeles | E6PV | Solar Photovoltaic | SUN | Solar PV | 0.2 | 2003
57081 | WGL Energy Systems, Inc | 58423 | Southbridge PV | MA | Worcester | SO022 | Solar Photovoltaic | SUN | Solar PV | 3 | 2014
58420 | Harbor Wind Tenant LLC | 58424 | Harbor Wind LLC | TX | Nueces | 1 | Onshore Wind Turbine | WND | Wind | 9 | 2012
58422 | Fire Island Wind LLC | 58425 | Fire Island Wind | AK | Anchorage | WT1 | Onshore Wind Turbine | WND | Wind | 18 | 2012
56155 | Lansing Board of Water and Light | 58427 | Lansing BWL REO Town Plant | MI | Ingham | CTG1 | Natural Gas Fired Combined Cycle | NG | Natural Gas Nonpeaker | 42 | 2013
56155 | Lansing Board of Water and Light | 58427 | Lansing BWL REO Town Plant | MI | Ingham | CTG2 | Natural Gas Fired Combined Cycle | NG | Natural Gas Nonpeaker | 42 | 2013
56155 | Lansing Board of Water and Light | 58427 | Lansing BWL REO Town Plant | MI | Ingham | ST | Natural Gas Fired Combined Cycle | NG | Natural Gas Nonpeaker | 14 | 2013
58425 | LSU and A&M College | 58428 | LSU Cogen | LA | East Baton Rouge | 1-02 | Natural Gas Fired Combustion Turbine | NG | Natural Gas Peaker | 19.6 | 2004
58426 | Sunshine Gas Producers LLC | 58429 | Sunshine Gas Producers | CA | Los Angeles | 1 | Landfill Gas | LFG | Biomass | 4.6 | 2014
58426 | Sunshine Gas Producers LLC | 58429 | Sunshine Gas Producers | CA | Los Angeles | 2 | Landfill Gas | LFG | Biomass | 4.6 | 2014
58426 | Sunshine Gas Producers LLC | 58429 | Sunshine Gas Producers | CA | Los Angeles | 3 | Landfill Gas | LFG | Biomass | 4.6 | 2014
58426 | Sunshine Gas Producers LLC | 58429 | Sunshine Gas Producers | CA | Los Angeles | 4 | Landfill Gas | LFG | Biomass | 4.6 | 2014
58426 | Sunshine Gas Producers LLC | 58429 | Sunshine Gas Producers | CA | Los Angeles | 5 | Landfill Gas | LFG | Biomass | 4.6 | 2014
58427 | Centinela Solar Energy LLC | 58430 | Centinela Solar Energy | CA | Imperial | CSE1 | Solar Photovoltaic | SUN | Solar PV | 34.2 | 2013
58427 | Centinela Solar Energy LLC | 58430 | Centinela Solar Energy | CA | Imperial | CSE2 | Solar Photovoltaic | SUN | Solar PV | 26.6 | 2013
58427 | Centinela Solar Energy LLC | 58430 | Centinela Solar Energy | CA | Imperial | CSE3 | Solar Photovoltaic | SUN | Solar PV | 34.2 | 2013
58427 | Centinela Solar Energy LLC | 58430 | Centinela Solar Energy | CA | Imperial | CSE4 | Solar Photovoltaic | SUN | Solar PV | 34.2 | 2013
58427 | Centinela Solar Energy LLC | 58430 | Centinela Solar Energy | CA | Imperial | CSE5 | Solar Photovoltaic | SUN | Solar PV | 19 | 2014
58427 | Centinela Solar Energy LLC | 58430 | Centinela Solar Energy | CA | Imperial | CSE6 | Solar Photovoltaic | SUN | Solar PV | 26.6 | 2014
58428 | UT West Tennessee Solar Farm | 58431 | West Tennessee Solar Farm | TN | Haywood | SNVA | Solar Photovoltaic | SUN | Solar PV | 4.2 | 2012
58429 | Houweling's Tomatoes | 58432 | Houweling Nurseries | CA | Ventura | COG1 | Natural Gas Internal Combustion Engine | NG | Natural Gas Peaker | 4.4 | 2012
58429 | Houweling's Tomatoes | 58432 | Houweling Nurseries | CA | Ventura | COG2 | Natural Gas Internal Combustion Engine | NG | Natural Gas Peaker | 4.4 | 2012
58429 | Houweling's Tomatoes | 58432 | Houweling Nurseries | CA | Ventura | COG3 | Natural Gas Internal Combustion Engine | NG | Natural Gas Peaker | 4.4 | 2013
57485 | Diamond State Generation Partners, LLC | 58433 | Red Lion Energy Center | DE | New Castle | RED1 | Other Natural Gas | NG | Natural Gas Peaker | 5.8 | 2012
57485 | Diamond State Generation Partners, LLC | 58433 | Red Lion Energy Center | DE | New Castle | RED2 | Other Natural Gas | NG | Natural Gas Peaker | 6.4 | 2013
57485 | Diamond State Generation Partners, LLC | 58433 | Red Lion Energy Center | DE | New Castle | RED3 | Other Natural Gas | NG | Natural Gas Peaker | 3.7 | 2013
57485 | Diamond State Generation Partners, LLC | 58433 | Red Lion Energy Center | DE | New Castle | RED4 | Other Natural Gas | NG | Natural Gas Peaker | 3.7 | 2013
57485 | Diamond State Generation Partners, LLC | 58433 | Red Lion Energy Center | DE | New Castle | RED5 | Other Natural Gas | NG | Natural Gas Peaker | 3.7 | 2013
57485 | Diamond State Generation Partners, LLC | 58433 | Red Lion Energy Center | DE | New Castle | RED6 | Other Natural Gas | NG | Natural Gas Peaker | 3.7 | 2013
58431 | Ameresco Vasco Road, LLC | 58435 | Ameresco Vasco Road | CA | Alameda | ENG1 | Landfill Gas | LFG | Biomass | 2.2 | 2014
58431 | Ameresco Vasco Road, LLC | 58435 | Ameresco Vasco Road | CA | Alameda | ENG2 | Landfill Gas | LFG | Biomass | 2.2 | 2014
58432 | Ameresco San Joaquin, LLC | 58436 | Ameresco San Joaquin | CA | San Joaquin | ENG1 | Landfill Gas | LFG | Biomass | 2.2 | 2014
58432 | Ameresco San Joaquin, LLC | 58436 | Ameresco San Joaquin | CA | San Joaquin | ENG2 | Landfill Gas | LFG | Biomass | 2.2 | 2014
58433 | Ameresco Forward, LLC | 58437 | Ameresco Forward | CA | San Joaquin | ENG1 | Landfill Gas | LFG | Biomass | 2.2 | 2014
58433 | Ameresco Forward, LLC | 58437 | Ameresco Forward | CA | San Joaquin | ENG2 | Landfill Gas | LFG | Biomass | 2.2 | 2014
58434 | City of Spearfish | 58438 | Spearfish Hydro | SD | Lawrence | TURB1 | Conventional Hydroelectric | WAT | Hydro | 2 | 1912
58434 | City of Spearfish | 58438 | Spearfish Hydro | SD | Lawrence | TURB2 | Conventional Hydroelectric | WAT | Hydro | 2 | 1912
58435 | Collinwood BioEnergy | 58439 | Collinwood BioEnergy Facility | OH | Cuyahoga | CBE01 | Other Waste Biomass | OBG | Biomass | 1 | 2011
59413 | Crestmark Bank | 58440 | CBS Studio Center | CA | Los Angeles | 9560 | Other Natural Gas | NG | Natural Gas Peaker | 0.4 | 2013
59413 | Crestmark Bank | 58440 | CBS Studio Center | CA | Los Angeles | 9580 | Other Natural Gas | NG | Natural Gas Peaker | 0.4 | 2013
59413 | Crestmark Bank | 58440 | CBS Studio Center | CA | Los Angeles | 9581 | Other Natural Gas | NG | Natural Gas Peaker | 0.4 | 2013
59413 | Crestmark Bank | 58440 | CBS Studio Center | CA | Los Angeles | 9583 | Other Natural Gas | NG | Natural Gas Peaker | 0.4 | 2013
59413 | Crestmark Bank | 58440 | CBS Studio Center | CA | Los Angeles | 9585 | Other Natural Gas | NG | Natural Gas Peaker | 0.4 | 2013
59413 | Crestmark Bank | 58440 | CBS Studio Center | CA | Los Angeles | 9587 | Other Natural Gas | NG | Natural Gas Peaker | 0.4 | 2013
58430 | Gamesa Wind US LLC | 58441 | Swauk Wind LLC | WA | Kittitas | SW | Onshore Wind Turbine | WND | Wind | 4.3 | 2012
58437 | ACI Energy Partners LLC | 58442 | ACI Energy Partners LLC | NJ | Atlantic | GEN1 | Natural Gas Fired Combustion Turbine | NG | Natural Gas Peaker | 7.8 | 2012
58438 | Sunstream Energy LLC | 58443 | Martin Limestone Solar Array | PA | Lancaster | GEN1 | Solar Photovoltaic | SUN | Solar PV | 1 | 2012
58439 | Junction Hilltop Management LLC | 58444 | Junction Hilltop Wind Farm | IA | Greene | JHW | Onshore Wind Turbine | WND | Wind | 8 | 2012
58440 | CD US Solar MT 2 LLC | 58445 | Arrache 4006 | CA | Los Angeles | 1 | Solar Photovoltaic | SUN | Solar PV | 1 | 2013
58440 | CD US Solar MT 2 LLC | 58445 | Arrache 4006 | CA | Los Angeles | 2 | Solar Photovoltaic | SUN | Solar PV | 1 | 2013
58440 | CD US Solar MT 2 LLC | 58446 | Arrache 4013 | CA | Los Angeles | 1 | Solar Photovoltaic | SUN | Solar PV | 1.5 | 2013
58440 | CD US Solar MT 2 LLC | 58447 | Arrache 8083 | CA | Los Angeles | 1 | Solar Photovoltaic | SUN | Solar PV | 1.5 | 2013
58440 | CD US Solar MT 2 LLC | 58447 | Arrache 8083 | CA | Los Angeles | 2 | Solar Photovoltaic | SUN | Solar PV | 1.5 | 2013
58440 | CD US Solar MT 2 LLC | 58447 | Arrache 8083 | CA | Los Angeles | 3 | Solar Photovoltaic | SUN | Solar PV | 1 | 2013
58440 | CD US Solar MT 2 LLC | 58448 | Nunn | CA | San Bernardino | 1 | Solar Photovoltaic | SUN | Solar PV | 1 | 2013
58440 | CD US Solar MT 2 LLC | 58449 | Rutan | CA | Los Angeles | 1 | Solar Photovoltaic | SUN | Solar PV | 1.5 | 2014
58440 | CD US Solar MT 2 LLC | 58449 | Rutan | CA | Los Angeles | 2 | Solar Photovoltaic | SUN | Solar PV | 1.5 | 2014
58440 | CD US Solar MT 2 LLC | 58449 | Rutan | CA | Los Angeles | 3 | Solar Photovoltaic | SUN | Solar PV | 1 | 2014
58440 | CD US Solar MT 2 LLC | 58450 | Vinam | CA | Los Angeles | 1 | Solar Photovoltaic | SUN | Solar PV | 1.5 | 2013
58440 | CD US Solar MT 2 LLC | 58451 | Ma | CA | Los Angeles | 1 | Solar Photovoltaic | SUN | Solar PV | 1.5 | 2013
58440 | CD US Solar MT 2 LLC | 58452 | Horn | CA | Los Angeles | 1 | Solar Photovoltaic | SUN | Solar PV | 1.5 | 2013
58442 | Dixon Dairy Road | 58453 | Dixon Dairy Road Solar | NC | Cleveland | 1 | Solar Photovoltaic | SUN | Solar PV | 4 | 2011
58440 | CD US Solar MT 2 LLC | 58454 | Watts 3115 | CA | San Bernardino | 1 | Solar Photovoltaic | SUN | Solar PV | 1.5 | 2013
58440 | CD US Solar MT 2 LLC | 58454 | Watts 3115 | CA | San Bernardino | 2 | Solar Photovoltaic | SUN | Solar PV | 0.5 | 2013
58443 | EBD Hydro LLC | 58455 | 45 Mile Hydroelectric Project | OR | Jefferson | 0001 | Conventional Hydroelectric | WAT | Hydro | 1 | 2015
58443 | EBD Hydro LLC | 58455 | 45 Mile Hydroelectric Project | OR | Jefferson | 0002 | Conventional Hydroelectric | WAT | Hydro | 1 | 2015
58443 | EBD Hydro LLC | 58455 | 45 Mile Hydroelectric Project | OR | Jefferson | 0003 | Conventional Hydroelectric | WAT | Hydro | 1 | 2015
58444 | Cumberland Rose Wind Energy, LLC | 58456 | Cumberland Rose | IA | Adair | 1 | Onshore Wind Turbine | WND | Wind | 1.6 | 2012
58445 | Forward Fontanelle Power, LLC | 58457 | Fontanelle | IA | Adair | 1 | Onshore Wind Turbine | WND | Wind | 1.6 | 2012
58446 | Greenfield Wind Power, LLC | 58458 | Greenfield Wind | IA | Adair | 1 | Onshore Wind Turbine | WND | Wind | 1.6 | 2012
58447 | Meadow Ridge Wind Energy, LLC | 58459 | Meadow Ridge | IA | Adair | 1 | Onshore Wind Turbine | WND | Wind | 1.6 | 2012
58448 | Sky Volt, LLC | 58460 | Sky Volt | IA | Adair | 1 | Onshore Wind Turbine | WND | Wind | 1.6 | 2012
58449 | Wiota Wind Energy, LLC #1 | 58461 | Wiota | IA | Cass | 1 | Onshore Wind Turbine | WND | Wind | 1.6 | 2012
58451 | McCoy Solar, LLC | 58462 | McCoy Solar Energy Project | CA | Riverside | BLK4 | Solar Photovoltaic | SUN | Solar PV | 31.4 | 2015
58451 | McCoy Solar, LLC | 58462 | McCoy Solar Energy Project | CA | Riverside | BLK5 | Solar Photovoltaic | SUN | Solar PV | 31.4 | 2015
58451 | McCoy Solar, LLC | 58462 | McCoy Solar Energy Project | CA | Riverside | BLK6 | Solar Photovoltaic | SUN | Solar PV | 26.9 | 2015
58451 | McCoy Solar, LLC | 58462 | McCoy Solar Energy Project | CA | Riverside | BLK8 | Solar Photovoltaic | SUN | Solar PV | 36.5 | 2015
58452 | SMECO Solar LLC | 58463 | Herbert Farm Solar | MD | Charles | 1 | Solar Photovoltaic | SUN | Solar PV | 5.5 | 2012
57421 | BayWa r.e Wind LLC | 58464 | Broadview Energy Prime LLC | NM | Curry | 0001 | Onshore Wind Turbine | WND | Wind | 9.9 | 2014
57421 | BayWa r.e Wind LLC | 58465 | Broadview Energy Prime 2 LLC | NM | Curry | 0002 | Onshore Wind Turbine | WND | Wind | 9.9 | 2014
57369 | Apple, Inc | 58466 | Mesa Solar Array | AZ | Maricopa | MSA1 | Solar Photovoltaic | SUN | Solar PV | 4 | 2013
17650 | Southern Power Co | 58467 | Campo Verde Solar | CA | Imperial | CVS1 | Solar Photovoltaic | SUN | Solar PV | 147.4 | 2013
58459 | C-Drop | 58470 | C-Drop Hydro | OR | Klamath | GEN1 | Conventional Hydroelectric | WAT | Hydro | 1.1 | 2012
49893 | Invenergy Services LLC | 58471 | Ector County Energy Center | TX | Ector | CTG1 | Natural Gas Fired Combustion Turbine | NG | Natural Gas Peaker | 173 | 2015
49893 | Invenergy Services LLC | 58471 | Ector County Energy Center | TX | Ector | CTG2 | Natural Gas Fired Combustion Turbine | NG | Natural Gas Peaker | 173 | 2015
58460 | Buena Vista Biomass LLC | 58472 | Buena Vista Biomass Power | CA | Amador | 1 | Wood/Wood Waste Biomass | WDS | Biomass | 22.5 | 2012
5070 | Delaware Electric Cooperative | 58473 | Bruce A Henry Solar Farm | DE | Sussex | BHSF | Solar Photovoltaic | SUN | Solar PV | 4 | 2013
58461 | Buffalo Dunes Wind Project LLC | 58474 | Buffalo Dunes Wind Project | KS | Haskell | GE1 | Onshore Wind Turbine | WND | Wind | 249.8 | 2013
58462 | Battery Utility of Ohio LLC | 58475 | Battery Utility of Ohio | OH | Delaware | BOU | Batteries | MWH | Other | 4 | 2014
58463 | Dart Container Corp | 58476 | Dart Container Corp | PA | Lancaster | LFGT1 | Landfill Gas | LFG | Biomass | 5.6 | 2012
58463 | Dart Container Corp | 58476 | Dart Container Corp | PA | Lancaster | LFGT2 | Landfill Gas | LFG | Biomass | 5.6 | 2012
58464 | City of Las Vegas | 58477 | Las Vegas WPCF Solar Plant | NV | Clark | 1 | Solar Photovoltaic | SUN | Solar PV | 3.3 | 2013
58465 | Green States Energy, Inc. | 58479 | SEV NM Phase 2 | NM | Chaves | NMP2 | Solar Photovoltaic | SUN | Solar PV | 2 | 2013
58466 | SunEnergy1 | 58480 | Plymouth Solar LLC | NC | Washington | 1 | Solar Photovoltaic | SUN | Solar PV | 5 | 2012
58467 | SSA Solar of CO 1, LLC | 58481 | CSU Pueblo | CO | Pueblo | CSU1 | Solar Photovoltaic | SUN | Solar PV | 1 | 2008
58468 | Dominion Renewable Energy | 58482 | Azalea Solar, LLC | GA | Washington | 1 | Solar Photovoltaic | SUN | Solar PV | 7.7 | 2013
58469 | Tinton Falls Solar | 58483 | Tinton Falls Solar Farm | NJ | Monmouth | UNIT1 | Solar Photovoltaic | SUN | Solar PV | 16 | 2012
58472 | MAS ASB Cogen LLC | 58484 | MAS ASB Cogen Plant | GA | Fulton | 1 | Landfill Gas | LFG | Biomass | 2.2 | 2012
58472 | MAS ASB Cogen LLC | 58484 | MAS ASB Cogen Plant | GA | Fulton | 2 | Landfill Gas | LFG | Biomass | 2.2 | 2012
58472 | MAS ASB Cogen LLC | 58484 | MAS ASB Cogen Plant | GA | Fulton | 3 | Landfill Gas | LFG | Biomass | 2.2 | 2012
58764 | Origis Energy USA, Inc | 58485 | Upson Rocky Creek Solar Plant | GA | Upson | PV1 | Solar Photovoltaic | SUN | Solar PV | 1 | 2012
58473 | NVT LICENSES, LLC | 58486 | Picture Rocks Solar, LLC | AZ | Pima | 1 | Solar Photovoltaic | SUN | Solar PV | 20 | 2012
17650 | Southern Power Co | 58487 | Granville Solar PV Power Project | NC | Granville | 1 | Solar Photovoltaic | SUN | Solar PV | 2.5 | 2012
58473 | NVT LICENSES, LLC | 58488 | Bryan Solar, LLC | TX | Presidio | 1 | Solar Photovoltaic | SUN | Solar PV | 10 | 2013
17650 | Southern Power Co | 58489 | Apex Solar PV Power Project | NV | Clark | 1 | Solar Photovoltaic | SUN | Solar PV | 20 | 2012
17650 | Southern Power Co | 58490 | Spectrum Solar PV Power Project | NV | Clark | 1 | Solar Photovoltaic | SUN | Solar PV | 30 | 2013
58477 | O2energies, Inc. | 58491 | Sandy Cross Solar, LLC | NC | Nash | SANDY | Solar Photovoltaic | SUN | Solar PV | 1.2 | 2012
58477 | O2energies, Inc. | 58492 | Ararat Rock Solar, LLC | NC | Surry | ARARR | Solar Photovoltaic | SUN | Solar PV | 3.5 | 2012
58477 | O2energies, Inc. | 58493 | Progress Solar 1, LLC | NC | Franklin | PRO1 | Solar Photovoltaic | SUN | Solar PV | 4 | 2012
58477 | O2energies, Inc. | 58494 | Progress Solar II, LLC | NC | Robeson | PROG2 | Solar Photovoltaic | SUN | Solar PV | 3.5 | 2012
58477 | O2energies, Inc. | 58495 | Progress Solar III, LLC | NC | Robeson | PROG3 | Solar Photovoltaic | SUN | Solar PV | 3.5 | 2012
58135 | Ecos Energy LLC | 58496 | Lincoln Solar | IN | Lake | PV2 | Solar Photovoltaic | SUN | Solar PV | 1.5 | 2012
7477 | Granger Electric Co | 58497 | L&S Sweetners | PA | Lancaster | GEN1 | Landfill Gas | LFG | Biomass | 1.6 | 2013
7477 | Granger Electric Co | 58497 | L&S Sweetners | PA | Lancaster | GEN2 | Landfill Gas | LFG | Biomass | 1.6 | 2013
58478 | RE Rosamond One LLC | 58498 | Rosamond One | CA | Kern | RONE | Solar Photovoltaic | SUN | Solar PV | 20 | 2014
58479 | RE Rosamond Two LLC | 58499 | Rosamond Two | CA | Kern | RTWO | Solar Photovoltaic | SUN | Solar PV | 20 | 2014
58480 | RE Rio Grande, LLC | 58500 | Rio Grande Solar | CA | Kern | RIO | Solar Photovoltaic | SUN | Solar PV | 5 | 2013
58481 | RE Gillespie 1 LLC | 58501 | Gillespie 1 | AZ | Maricopa | GILL1 | Solar Photovoltaic | SUN | Solar PV | 15 | 2013
58482 | RE Columbia 3 LLC | 58502 | Columbia 3 | CA | Kern | COL3 | Solar Photovoltaic | SUN | Solar PV | 10 | 2014
58485 | Rutgers, The State University of NJ | 58504 | Livingston Solar Farm | NJ | Middlesex | LVSF | Solar Photovoltaic | SUN | Solar PV | 1.2 | 2009
58485 | Rutgers, The State University of NJ | 58505 | Livingston Solar Canopies | NJ | Middlesex | LVSC | Solar Photovoltaic | SUN | Solar PV | 6.6 | 2013
58486 | Chuckawalla Solar LLC | 58506 | Chuckawalla Solar | CA | Riverside | 0937 | Solar Photovoltaic | SUN | Solar PV | 4 | 2012
58487 | Montefiore Medical Center Moses Division | 58507 | Montefieor Medical Center Moses Division | NY | Bronx | ES006 | Natural Gas Fired Combustion Turbine | NG | Natural Gas Peaker | 3.5 | 2002
58487 | Montefiore Medical Center Moses Division | 58507 | Montefieor Medical Center Moses Division | NY | Bronx | S0001 | Natural Gas Internal Combustion Engine | NG | Natural Gas Peaker | 1.6 | 1994
58487 | Montefiore Medical Center Moses Division | 58507 | Montefieor Medical Center Moses Division | NY | Bronx | S0002 | Natural Gas Internal Combustion Engine | NG | Natural Gas Peaker | 1.6 | 1994
58487 | Montefiore Medical Center Moses Division | 58507 | Montefieor Medical Center Moses Division | NY | Bronx | S0003 | Natural Gas Internal Combustion Engine | NG | Natural Gas Peaker | 1.6 | 1994
58135 | Ecos Energy LLC | 58508 | Bear Creek Solar | CA | San Joaquin | PV3 | Solar Photovoltaic | SUN | Solar PV | 1.5 | 2014
58135 | Ecos Energy LLC | 58509 | Vintner Solar | CA | San Luis Obispo | PV4 | Solar Photovoltaic | SUN | Solar PV | 1.5 | 2014
58135 | Ecos Energy LLC | 58510 | Kettleman Solar Project | CA | San Joaquin | PV5 | Solar Photovoltaic | SUN | Solar PV | 1 | 2014
58488 | Alaska Environmental Power | 58511 | Delta Wind Farm | AK | Southeast Fairbanks | EWT1 | Onshore Wind Turbine | WND | Wind | 0.9 | 2009
58488 | Alaska Environmental Power | 58511 | Delta Wind Farm | AK | Southeast Fairbanks | EWT2 | Onshore Wind Turbine | WND | Wind | 0.9 | 2013
58488 | Alaska Environmental Power | 58511 | Delta Wind Farm | AK | Southeast Fairbanks | NW1 | Onshore Wind Turbine | WND | Wind | 0.1 | 2008
58489 | OCI Solar Power | 58512 | Cornerstone Power Vineland I LLC | NJ | Cumberland | PV1 | Solar Photovoltaic | SUN | Solar PV | 3.1 | 2012
58490 | Ironwood Solar LLC | 58513 | Ironwood Solar LLC | CA | Riverside | 0937 | Solar Photovoltaic | SUN | Solar PV | 4 | 2012
57365 | Consolidated Edison Solutions Inc | 58514 | Desert Hot Springs Solar | CA | Riverside | DHCA | Solar Photovoltaic | SUN | Solar PV | 2.3 | 2013
58492 | Chattanooga Metropolitan Airport | 58515 | Chattanooga Metropolitan Airport Solar | TN | Hamilton | GEN1 | Solar Photovoltaic | SUN | Solar PV | 1 | 2011
58492 | Chattanooga Metropolitan Airport | 58515 | Chattanooga Metropolitan Airport Solar | TN | Hamilton | GEN2 | Solar Photovoltaic | SUN | Solar PV | 1.1 | 2013
58491 | Constellation Solar Holding, LLC | 58516 | Union HS at Casa Grande | AZ | Pinal | PV1 | Solar Photovoltaic | SUN | Solar PV | 1.6 | 2012
58491 | Constellation Solar Holding, LLC | 58517 | Vista Grande HS at Casa Grande | AZ | Pinal | PV1 | Solar Photovoltaic | SUN | Solar PV | 1.8 | 2012
58494 | WSACC | 58518 | WSACC Power Generation Facility | NC | Cabarrus | 1 | Other Waste Biomass | SLW | Biomass | 1.9 | 2014
58495 | Syncarpha Alethea I, LLC | 58519 | Alethea I | NJ | Burlington | 1 | Solar Photovoltaic | SUN | Solar PV | 2.8 | 2011
59300 | PNM Resources | 58520 | Otero Solar | NM | Otero | OTE1 | Solar Photovoltaic | SUN | Solar PV | 8 | 2013
59300 | PNM Resources | 58521 | Manzano Solar | NM | Valencia | MAN1 | Solar Photovoltaic | SUN | Solar PV | 8.4 | 2013
59622 | Ahana Renewables, LLC | 58522 | Madera Community Hospital | CA | Madera | 1 | Solar Photovoltaic | SUN | Solar PV | 1 | 2011
58498 | F H Stoltze Land & Lumber Co | 58523 | Stoltze CoGen1 | MT | Flathead | STL2 | Wood/Wood Waste Biomass | WDS | Biomass | 3.8 | 2013
58499 | NRSF OPCO LLC | 58524 | Neuse River Solar Farm | NC | Wake | 1 | Solar Photovoltaic | SUN | Solar PV | 1.1 | 2011
58500 | City of Hayward | 58525 | City of Hayward WWTP | CA | Alameda | 1 | Solar Photovoltaic | SUN | Solar PV | 1 | 2010
58502 | Uwharrie Mountain Renewable Energy, LLC | 58526 | Uwharrie Mountain Renewable | NC | Montgomery | 1 | Landfill Gas | LFG | Biomass | 1.6 | 2014
58502 | Uwharrie Mountain Renewable Energy, LLC | 58526 | Uwharrie Mountain Renewable | NC | Montgomery | 2 | Landfill Gas | LFG | Biomass | 1.6 | 2014
58502 | Uwharrie Mountain Renewable Energy, LLC | 58526 | Uwharrie Mountain Renewable | NC | Montgomery | 3 | Landfill Gas | LFG | Biomass | 1.6 | 2014
58502 | Uwharrie Mountain Renewable Energy, LLC | 58526 | Uwharrie Mountain Renewable | NC | Montgomery | 4 | Landfill Gas | LFG | Biomass | 1.6 | 2014
58502 | Uwharrie Mountain Renewable Energy, LLC | 58526 | Uwharrie Mountain Renewable | NC | Montgomery | 5 | Landfill Gas | LFG | Biomass | 1.6 | 2014
58502 | Uwharrie Mountain Renewable Energy, LLC | 58526 | Uwharrie Mountain Renewable | NC | Montgomery | 6 | Landfill Gas | LFG | Biomass | 1.6 | 2014
58501 | Five Crowns Inc | 58527 | Crown Cooling Facility | CA | Imperial | 1 | Solar Photovoltaic | SUN | Solar PV | 1 | 2011
58503 | Garnet Solar Power Station 1 LLC | 58528 | Garnet Solar Power Station 1 LLC | CA | Riverside | WDT44 | Solar Photovoltaic | SUN | Solar PV | 4 | 2014
60025 | Greenbacker Renewable Energy Corporation | 58529 | Progress Manis I | NC | Scotland | P11A | Solar Photovoltaic | SUN | Solar PV | 0.5 | 2012
60025 | Greenbacker Renewable Energy Corporation | 58529 | Progress Manis I | NC | Scotland | P11B | Solar Photovoltaic | SUN | Solar PV | 0.5 | 2012
60025 | Greenbacker Renewable Energy Corporation | 58531 | North Carolina Solar Bethea I | NC | Scotland | P22A | Solar Photovoltaic | SUN | Solar PV | 0.5 | 2013
60025 | Greenbacker Renewable Energy Corporation | 58531 | North Carolina Solar Bethea I | NC | Scotland | P22B | Solar Photovoltaic | SUN | Solar PV | 0.5 | 2012
60230 | ORNI 47, LLC | 58533 | Don A Campbell 1 Geothermal | NV | Mineral | 1 | Geothermal | GEO | Geothermal | 22.5 | 2014
58506 | Westford Solar Park | 58534 | Westford Solar Park | MA | Middlesex | 1 | Solar Photovoltaic | SUN | Solar PV | 4 | 2012
56645 | Aqua America Inc | 58535 | Pickering Solar | PA | Chester | 1 | Solar Photovoltaic | SUN | Solar PV | 1.5 | 2012
58489 | OCI Solar Power | 58536 | Cornerstone Power Holmdel LLC | NJ | Monmouth | 1 | Solar Photovoltaic | SUN | Solar PV | 3 | 2013
58489 | OCI Solar Power | 58537 | OCI Alamo Solar I | TX | Bexar | 1 | Solar Photovoltaic | SUN | Solar PV | 40.7 | 2013
58508 | Carolina Solar Energy II LLC | 58538 | PCSP3 Airport | NC | Person | 3 | Solar Photovoltaic | SUN | Solar PV | 2.5 | 2011
58507 | Solar Star Arizona III LLC | 58539 | Lake Pleasant WTP | AZ | Maricopa | 1 | Solar Photovoltaic | SUN | Solar PV | 6.5 | 2012
58509 | Affordable Solar Silver City, LLC | 58540 | Silver City WWTP PV Project | NM | Grant | PV-1 | Solar Photovoltaic | SUN | Solar PV | 1 | 2013
58511 | SunGen Sharon 1 LLC | 58541 | SunGen Sharon 1 LLC | VT | Windsor | 1 | Solar Photovoltaic | SUN | Solar PV | 1.8 | 2012
58290 | NextEra Energy Desert Sunlight 250, LLC | 58542 | Desert Sunlight 250, LLC | CA | Riverside | DSL12 | Solar Photovoltaic | SUN | Solar PV | 39.1 | 2013
58290 | NextEra Energy Desert Sunlight 250, LLC | 58542 | Desert Sunlight 250, LLC | CA | Riverside | DSL13 | Solar Photovoltaic | SUN | Solar PV | 39.1 | 2014
58290 | NextEra Energy Desert Sunlight 250, LLC | 58542 | Desert Sunlight 250, LLC | CA | Riverside | DSL14 | Solar Photovoltaic | SUN | Solar PV | 26.5 | 2014
58290 | NextEra Energy Desert Sunlight 250, LLC | 58542 | Desert Sunlight 250, LLC | CA | Riverside | DSL15 | Solar Photovoltaic | SUN | Solar PV | 13.9 | 2014
58290 | NextEra Energy Desert Sunlight 250, LLC | 58542 | Desert Sunlight 250, LLC | CA | Riverside | DSL16 | Solar Photovoltaic | SUN | Solar PV | 22.7 | 2013
58290 | NextEra Energy Desert Sunlight 250, LLC | 58542 | Desert Sunlight 250, LLC | CA | Riverside | DSL17 | Solar Photovoltaic | SUN | Solar PV | 29 | 2013
58290 | NextEra Energy Desert Sunlight 250, LLC | 58542 | Desert Sunlight 250, LLC | CA | Riverside | DSL18 | Solar Photovoltaic | SUN | Solar PV | 29 | 2014
58290 | NextEra Energy Desert Sunlight 250, LLC | 58542 | Desert Sunlight 250, LLC | CA | Riverside | DSL19 | Solar Photovoltaic | SUN | Solar PV | 25.2 | 2014
58290 | NextEra Energy Desert Sunlight 250, LLC | 58542 | Desert Sunlight 250, LLC | CA | Riverside | DSL20 | Solar Photovoltaic | SUN | Solar PV | 25.2 | 2013
58514 | Gilbert Solar Facility I, LLC | 58543 | Gilbert Solar Facility I, LLC | AZ | Maricopa | 1 | Solar Photovoltaic | SUN | Solar PV | 2.5 | 2011
58515 | NextEra Energy Mountain View Solar | 58544 | Mountain View Solar | NV | Clark | 1 | Solar Photovoltaic | SUN | Solar PV | 20 | 2014
58518 | NRG Solar Community 1 LLC | 58545 | Community Solar 1 | CA | Imperial | 1 | Solar Photovoltaic | SUN | Solar PV | 5.7 | 2014
7477 | Granger Electric Co | 58546 | Granger Electric of Watervliet | MI | Berrien | GEN1 | Landfill Gas | LFG | Biomass | 1.6 | 2013
7477 | Granger Electric Co | 58546 | Granger Electric of Watervliet | MI | Berrien | GEN2 | Landfill Gas | LFG | Biomass | 1.6 | 2013
58519 | Clean Energy Collective LLC | 58547 | SMPA Solar 1 | CO | Montrose | 1 | Solar Photovoltaic | SUN | Solar PV | 1 | 2012
58520 | Huerfano River Wind, LLC | 58548 | Huerfano River Wind | CO | Huerfano | WTG1 | Onshore Wind Turbine | WND | Wind | 2 | 2013
58520 | Huerfano River Wind, LLC | 58548 | Huerfano River Wind | CO | Huerfano | WTG2 | Onshore Wind Turbine | WND | Wind | 2 | 2013
58520 | Huerfano River Wind, LLC | 58548 | Huerfano River Wind | CO | Huerfano | WTG3 | Onshore Wind Turbine | WND | Wind | 2 | 2013
58520 | Huerfano River Wind, LLC | 58548 | Huerfano River Wind | CO | Huerfano | WTG4 | Onshore Wind Turbine | WND | Wind | 2 | 2013
11936 | McBryde Sugar Co Ltd | 58549 | Port Allen Solar | HI | Kauai | 1 | Solar Photovoltaic | SUN | Solar PV | 6 | 2012
58491 | Constellation Solar Holding, LLC | 58550 | Owens Corning at Bethlehem | NY | Albany | PV1 | Solar Photovoltaic | SUN | Solar PV | 2 | 2013
58468 | Dominion Renewable Energy | 58551 | Bridgeport Fuel Cell Park | CT | Fairfield | 1 | Other Natural Gas | NG | Natural Gas Peaker | 16.6 | 2013
58468 | Dominion Renewable Energy | 58552 | Indy Solar I, LLC | IN | Marion | 1 | Solar Photovoltaic | SUN | Solar PV | 10 | 2013
58468 | Dominion Renewable Energy | 58553 | Indy Solar III, LLC | IN | Marion | 1 | Solar Photovoltaic | SUN | Solar PV | 8.6 | 2013
58468 | Dominion Renewable Energy | 58554 | Somers Solar Center, LLC | CT | Tolland | 1 | Solar Photovoltaic | SUN | Solar PV | 5 | 2013
58521 | University of Wisconsin Oshkosh Foundation | 58555 | Oshkosh Foundation Rosedale Biodigester LLC | WI | Winnebago | 95100 | Other Waste Biomass | OBG | Biomass | 1.4 | 2014
58468 | Dominion Renewable Energy | 58556 | Indy Solar II, LLC | IN | Marion | 1 | Solar Photovoltaic | SUN | Solar PV | 10.1 | 2013
16572 | Salt River Project | 58557 | Mesquite Generating Station Block 1 | AZ | Maricopa | GT1 | Natural Gas Fired Combined Cycle | NG | Natural Gas Nonpeaker | 185.3 | 2003
16572 | Salt River Project | 58557 | Mesquite Generating Station Block 1 | AZ | Maricopa | GT2 | Natural Gas Fired Combined Cycle | NG | Natural Gas Nonpeaker | 185.3 | 2003
16572 | Salt River Project | 58557 | Mesquite Generating Station Block 1 | AZ | Maricopa | ST1 | Natural Gas Fired Combined Cycle | NG | Natural Gas Nonpeaker | 321 | 2003
58523 | Enerdyne Power Systems Inc | 58558 | Onslow Power Producers | NC | Onslow | GEN1 | Landfill Gas | LFG | Biomass | 2 | 2013
58523 | Enerdyne Power Systems Inc | 58559 | BiCounty Gas Producers LLC | TN | Montgomery | GEN1 | Landfill Gas | LFG | Biomass | 1 | 2011
58523 | Enerdyne Power Systems Inc | 58559 | BiCounty Gas Producers LLC | TN | Montgomery | GEN2 | Landfill Gas | LFG | Biomass | 2 | 2013
58524 | South Boston Energy LLC | 58560 | Halifax County Biomass | VA | Halifax | STG1 | Wood/Wood Waste Biomass | WDS | Biomass | 49.9 | 2013
56769 | Consolidated Edison Development Inc. | 58561 | Merrimac Solar | MA | Essex | MSMA | Solar Photovoltaic | SUN | Solar PV | 1.5 | 2013
5701 | El Paso Electric Co | 58562 | Montana Power Station | TX | El Paso | GT-1 | Natural Gas Fired Combustion Turbine | NG | Natural Gas Peaker | 131.8 | 2015
5701 | El Paso Electric Co | 58562 | Montana Power Station | TX | El Paso | GT-2 | Natural Gas Fired Combustion Turbine | NG | Natural Gas Peaker | 131.8 | 2015
58526 | Hometown Bio Energy LLC | 58563 | Hometown Bio Energy LLC | MN | Le Sueur | HTBE | Other Waste Biomass | OBG | Biomass | 8 | 2013
56769 | Consolidated Edison Development Inc. | 58564 | Frenchtown III Solar | NJ | Hunterdon | F3NJ | Solar Photovoltaic | SUN | Solar PV | 7.9 | 2013
58527 | Gettysburg Energy and Nutrient Rec Facility LLC | 58565 | Gettysburg Energy & Nutrient Rec Facility | PA | Adams | GENRF | Other Waste Biomass | OBS | Biomass | 3.3 | 2013
56999 | Western Massachusetts Electric Company | 58568 | Cottage Street Solar Facility | MA | Hampden | PV-3 | Solar Photovoltaic | SUN | Solar PV | 3.2 | 2014
34012 | FPL Energy MH50 LP | 58569 | Paradise Solar Energy Center | NJ | Gloucester | 1 | Solar Photovoltaic | SUN | Solar PV | 5 | 2011
56381 | Enel Cove Fort LLC | 58570 | Enel Cove Fort | UT | Beaver | 1-G1A | Geothermal | GEO | Geothermal | 12.5 | 2013
56381 | Enel Cove Fort LLC | 58570 | Enel Cove Fort | UT | Beaver | 2-GIA | Geothermal | GEO | Geothermal | 12.5 | 2013
15248 | Portland General Electric Co | 58571 | Tucannon River Wind Farm | WA | Columbia | 1 | Onshore Wind Turbine | WND | Wind | 266.8 | 2014
49893 | Invenergy Services LLC | 58572 | Lakeland Solar Energy LLC | GA | Lanier | 1 | Solar Photovoltaic | SUN | Solar PV | 0.9 | 2013
49893 | Invenergy Services LLC | 58572 | Lakeland Solar Energy LLC | GA | Lanier | 2 | Solar Photovoltaic | SUN | Solar PV | 0.9 | 2013
58535 | Eagle Valley Clean Energy LLC | 58574 | Eagle Valley Clean Energy LLC Biomass | CO | Eagle | 01 | Wood/Wood Waste Biomass | WDS | Biomass | 11.3 | 2013
58536 | Smithfield-Farmland Packaged Food Group | 58575 | Smithfield Farmland Kinston | NC | Lenoir | 1 | Petroleum Liquids | DFO | Petroleum | 2.3 | 2013
58536 | Smithfield-Farmland Packaged Food Group | 58575 | Smithfield Farmland Kinston | NC | Lenoir | 2 | Petroleum Liquids | DFO | Petroleum | 2.3 | 2013
58536 | Smithfield-Farmland Packaged Food Group | 58575 | Smithfield Farmland Kinston | NC | Lenoir | 3 | Petroleum Liquids | DFO | Petroleum | 2.3 | 2013
58536 | Smithfield-Farmland Packaged Food Group | 58575 | Smithfield Farmland Kinston | NC | Lenoir | 4 | Petroleum Liquids | DFO | Petroleum | 2.3 | 2013
58465 | Green States Energy, Inc. | 58576 | GSE NM1 | NM | Chaves | NMP1 | Solar Photovoltaic | SUN | Solar PV | 2.3 | 2011
17633 | Southern Indiana Gas & Elec Co | 58577 | Veolia ES Blackfoot Landfill Facility | IN | Pike | BLG1 | Landfill Gas | LFG | Biomass | 1.6 | 2009
17633 | Southern Indiana Gas & Elec Co | 58577 | Veolia ES Blackfoot Landfill Facility | IN | Pike | BLG2 | Landfill Gas | LFG | Biomass | 1.6 | 2009
58537 | Fresh Air Energy IV LLC | 58578 | Sonora 1 | CA | Tuolumne | SON1 | Solar Photovoltaic | SUN | Solar PV | 1.5 | 2013
13781 | Northern States Power Co - Minnesota | 58579 | Laverne Battery | MN | Rock | 1 | Batteries | MWH | Other | 1.1 | 2013
58539 | Pheasant Run Wind LLC | 58580 | Pheasant Run Wind LLC | MI | Huron | 1 | Onshore Wind Turbine | WND | Wind | 74.8 | 2013
58540 | California PV Energy LLC | 58581 | Oltmans SCE at Champagne | CA | San Bernardino | 1 | Solar Photovoltaic | SUN | Solar PV | 1 | 2013
58540 | California PV Energy LLC | 58582 | Oltmans SCE at Jurupa | CA | San Bernardino | 1 | Solar Photovoltaic | SUN | Solar PV | 1.5 | 2013
58541 | Forbes Street Solar, LLC | 58583 | Forbes Street Solar | RI | Providence | FSS1 | Solar Photovoltaic | SUN | Solar PV | 3 | 2013
58542 | Trustees of Princeton University | 58584 | Princeton University Cogeneration | NJ | Mercer | GT1 | Natural Gas Fired Combustion Turbine | NG | Natural Gas Peaker | 15.5 | 1996
58542 | Trustees of Princeton University | 58584 | Princeton University Cogeneration | NJ | Mercer | PV1 | Solar Photovoltaic | SUN | Solar PV | 4.5 | 2012
58544 | Sierra Nevada Brewing Co | 58585 | Sierra Nevada Brewing Co | CA | Butte | SOLR | Solar Photovoltaic | SUN | Solar PV | 1.7 | 2007
57313 | SolarCity Corporation | 58586 | Town of East Bridgewater | MA | Plymouth | 1 | Solar Photovoltaic | SUN | Solar PV | 2 | 2013
58545 | Tuscola Wind II LLC | 58587 | Tuscola Wind II LLC | MI | Tuscola | 1 | Onshore Wind Turbine | WND | Wind | 100.3 | 2013
57081 | WGL Energy Systems, Inc | 58588 | Sue Cleveland High School | NM | Sandoval | SCHS | Solar Photovoltaic | SUN | Solar PV | 1 | 2013
57081 | WGL Energy Systems, Inc | 58589 | Rio Rancho High School | NM | Sandoval | RRHS | Solar Photovoltaic | SUN | Solar PV | 1 | 2013
58546 | Cascade Solar LLC | 58590 | Cascade Solar | CA | San Bernardino | 1 | Solar Photovoltaic | SUN | Solar PV | 18.5 | 2014
58547 | Port of Tillamook Bay | 58591 | POTB Digester | OR | Tillamook | GEN1 | Other Waste Biomass | OBG | Biomass | 1 | 2013
17650 | Southern Power Co | 58592 | Solar Gen 2 | CA | Imperial | ALHM | Solar Photovoltaic | SUN | Solar PV | 51.7 | 2014
17650 | Southern Power Co | 58592 | Solar Gen 2 | CA | Imperial | ARK | Solar Photovoltaic | SUN | Solar PV | 51.7 | 2014
17650 | Southern Power Co | 58592 | Solar Gen 2 | CA | Imperial | SONR | Solar Photovoltaic | SUN | Solar PV | 51.7 | 2014
58548 | State of CA DGS BPM | 58593 | DGS Central Utility Plant | CA | Sacramento | BS1 | Petroleum Liquids | DFO | Petroleum | 0.6 | 2010
58548 | State of CA DGS BPM | 58593 | DGS Central Utility Plant | CA | Sacramento | EM1 | Petroleum Liquids | DFO | Petroleum | 0.4 | 2010
58548 | State of CA DGS BPM | 58593 | DGS Central Utility Plant | CA | Sacramento | STG | Natural Gas Steam Turbine | NG | Natural Gas Peaker | 2.9 | 2010
58551 | Steele Flats Wind Project LLC | 58594 | Steele Flats Wind Project LLC | NE | Jefferson | 1 | Onshore Wind Turbine | WND | Wind | 74.8 | 2013
58550 | Indeck Energy-Alexandria, LLC | 58595 | Indeck Energy-Alexandria | NH | Grafton | GEN1 | Wood/Wood Waste Biomass | WDS | Biomass | 16 | 2008
56215 | E ON Climate Renewables N America LLC | 58596 | Grandview Wind Farm, LLC | TX | Carson | GRVWI | Onshore Wind Turbine | WND | Wind | 200.6 | 2014
58555 | The University of Utah | 58597 | HTW Plant 303 COGEN | UT | Salt Lake | CGN1 | Natural Gas Fired Combustion Turbine | NG | Natural Gas Peaker | 7.4 | 2008
59155 | First Wind O&M, LLC | 58598 | Beryl Solar Plant | UT | Iron | BSP1 | Solar Photovoltaic | SUN | Solar PV | 3 | 2015
59155 | First Wind O&M, LLC | 58599 | Cedar Valley Solar Plant | UT | Iron | CVSP1 | Solar Photovoltaic | SUN | Solar PV | 3 | 2015
59155 | First Wind O&M, LLC | 58600 | Buckhorn Solar Plant | UT | Iron | BSP1 | Solar Photovoltaic | SUN | Solar PV | 3 | 2015
59155 | First Wind O&M, LLC | 58601 | Milford Flat Solar Plant | UT | Beaver | MFSP1 | Solar Photovoltaic | SUN | Solar PV | 3 | 2015
59155 | First Wind O&M, LLC | 58602 | Laho Solar Plant | UT | Beaver | LSP1 | Solar Photovoltaic | SUN | Solar PV | 3 | 2015
59155 | First Wind O&M, LLC | 58603 | Greenville Solar Plant | UT | Beaver | GVSP1 | Solar Photovoltaic | SUN | Solar PV | 2.2 | 2015
59155 | First Wind O&M, LLC | 58604 | Granite Peak Solar Plant | UT | Beaver | GPSP1 | Solar Photovoltaic | SUN | Solar PV | 3 | 2015
58564 | Paramount Group Inc | 58607 | One Market Plaza | CA | San Francisco | 1 | Natural Gas Internal Combustion Engine | NG | Natural Gas Peaker | 0.5 | 2003
58564 | Paramount Group Inc | 58607 | One Market Plaza | CA | San Francisco | 2 | Natural Gas Internal Combustion Engine | NG | Natural Gas Peaker | 0.5 | 2003
58564 | Paramount Group Inc | 58607 | One Market Plaza | CA | San Francisco | 3 | Natural Gas Internal Combustion Engine | NG | Natural Gas Peaker | 0.5 | 2003
58565 | Saddleback Ridge Wind, LLC | 58608 | Saddleback Ridge Wind Farm | ME | Franklin | SRW1 | Onshore Wind Turbine | WND | Wind | 8.5 | 2014
58565 | Saddleback Ridge Wind, LLC | 58608 | Saddleback Ridge Wind Farm | ME | Franklin | SRW2 | Onshore Wind Turbine | WND | Wind | 25.7 | 2015
58661 | Sustainable Power Group, LLC | 58609 | Industry Solar Power Generation Station 1 LLC | CA | San Bernardino | ISP1 | Solar Photovoltaic | SUN | Solar PV | 1.5 | 2013
58661 | Sustainable Power Group, LLC | 58610 | Navajo Solar Power Generation Station 1 LLC | CA | San Bernardino | NSP1 | Solar Photovoltaic | SUN | Solar PV | 1.5 | 2013
58661 | Sustainable Power Group, LLC | 58611 | Powhatan Solar Power Generation Station 1 LLC | CA | San Bernardino | 1 | Solar Photovoltaic | SUN | Solar PV | 1.5 | 2013
58661 | Sustainable Power Group, LLC | 58612 | Otoe Solar Power Generation Station 1 LL | CA | San Bernardino | 1 | Solar Photovoltaic | SUN | Solar PV | 1.5 | 2013
58566 | Abengoa Bioenergy Biomass of Kansas | 58613 | ABBK Biomass Plant | KS | Stevens | STG | Natural Gas Steam Turbine | NG | Natural Gas Peaker | 21.9 | 2013
58567 | Blue Renewable Energy IMS, LLC | 58615 | Indianapolis Motor Speedway Solar PV | IN | Marion | IMS | Solar Photovoltaic | SUN | Solar PV | 9 | 2014
58568 | Westlands Solar Farms, LLC | 58616 | Westlands Solar PV Farm | CA | Fresno | WSF1 | Solar Photovoltaic | SUN | Solar PV | 18 | 2014
58569 | City of Rochester | 58617 | Water Reclamation Plant | MN | Olmsted | GEN1 | Other Waste Biomass | OBG | Biomass | 1 | 2003
58569 | City of Rochester | 58617 | Water Reclamation Plant | MN | Olmsted | GEN2 | Other Waste Biomass | OBG | Biomass | 1 | 2008
58570 | CF Gainesville Owner One LLC | 58618 | Butler Plaza | FL | Alachua | 1 | Solar Photovoltaic | SUN | Solar PV | 1.2 | 2010
58573 | Transamerica Pyramid Properties LLC | 58619 | Transamerica Pyramid | CA | San Francisco | 1 | Natural Gas Internal Combustion Engine | NG | Natural Gas Peaker | 0.5 | 2007
58573 | Transamerica Pyramid Properties LLC | 58619 | Transamerica Pyramid | CA | San Francisco | 2 | Natural Gas Internal Combustion Engine | NG | Natural Gas Peaker | 0.5 | 2007
58575 | Sol Orchard Imperial 1, LLC | 58621 | Sol Orchard El Centro PV | CA | Imperial | ECPV | Solar Photovoltaic | SUN | Solar PV | 20 | 2013
58577 | Northern Colorado Water Conservancy District | 58622 | Carter Hydro | CO | Larimer | 1 | Conventional Hydroelectric | WAT | Hydro | 1.3 | 2012
58577 | Northern Colorado Water Conservancy District | 58622 | Carter Hydro | CO | Larimer | 2 | Conventional Hydroelectric | WAT | Hydro | 1.3 | 2012
58576 | Holstein Holdings, LLC | 58623 | Holstein Plant | NC | Scotland | PV1 | Solar Photovoltaic | SUN | Solar PV | 20 | 2015
58578 | PPS Berkshire Solar LLC | 58624 | Berkshire 1 | MA | Berkshire | BER1 | Solar Photovoltaic | SUN | Solar PV | 1.8 | 2011
58549 | County of Alameda GSA | 58625 | Santa Rita Jail | CA | Alameda | SRJBA | Batteries | MWH | Other | 2 | 2012
58661 | Sustainable Power Group, LLC | 58626 | Western Antelope Blue Sky Ranch A | CA | Los Angeles | WABSA | Solar Photovoltaic | SUN | Solar PV | 20 | 2014
58580 | Simon Solar Farm LLC | 58628 | Simon Solar Farm LLC | GA | Walton | SRSSF | Solar Photovoltaic | SUN | Solar PV | 30 | 2013
58581 | Lightning Dock Geothermal HI-01, LLC | 58629 | Lightning Dock Geothermal HI-01, LLC | NM | Hidalgo | PB01 | Geothermal | GEO | Geothermal | 1 | 2013
58581 | Lightning Dock Geothermal HI-01, LLC | 58629 | Lightning Dock Geothermal HI-01, LLC | NM | Hidalgo | PB02 | Geothermal | GEO | Geothermal | 1 | 2013
58581 | Lightning Dock Geothermal HI-01, LLC | 58629 | Lightning Dock Geothermal HI-01, LLC | NM | Hidalgo | PB03 | Geothermal | GEO | Geothermal | 1 | 2013
58581 | Lightning Dock Geothermal HI-01, LLC | 58629 | Lightning Dock Geothermal HI-01, LLC | NM | Hidalgo | PB04 | Geothermal | GEO | Geothermal | 1 | 2013
58582 | RP Wind LLC | 58630 | RP Wind | OH | Logan | RPOH | Onshore Wind Turbine | WND | Wind | 3.4 | 2013
57313 | SolarCity Corporation | 58631 | Queen Anne's County | MD | Queen Annes | 1 | Solar Photovoltaic | SUN | Solar PV | 2 | 2013
57313 | SolarCity Corporation | 58632 | Actus Lend Lease DMAFB | AZ | Pima | 1 | Solar Photovoltaic | SUN | Solar PV | 3 | 2009
57313 | SolarCity Corporation | 58633 | Monterey Regional Water Pollution Contro | CA | Monterey | 1 | Solar Photovoltaic | SUN | Solar PV | 1 | 2010
57313 | SolarCity Corporation | 58634 | Lancaster Baptist Church | CA | Los Angeles | 1 | Solar Photovoltaic | SUN | Solar PV | 1 | 2011
58583 | Museum of Science and Industry | 58635 | Museum of Science and Industry | IL | Cook | COGEN | Natural Gas Internal Combustion Engine | NG | Natural Gas Peaker | 1.7 | 2003
57313 | SolarCity Corporation | 58636 | Sacramento Fairbain Water Treatment Plan | CA | Sacramento | 1 | Solar Photovoltaic | SUN | Solar PV | 1 | 2013
10071 | Kauai Island Utility Cooperative | 58639 | KRS I Anahola Solar | HI | Kauai | ANAPV | Solar Photovoltaic | SUN | Solar PV | 12 | 2015
10071 | Kauai Island Utility Cooperative | 58639 | KRS I Anahola Solar | HI | Kauai | B5B6 | Batteries | MWH | Other | 6 | 2015
10071 | Kauai Island Utility Cooperative | 58640 | KRS II Koloa Solar | HI | Kauai | KOLPV | Solar Photovoltaic | SUN | Solar PV | 12 | 2014
58593 | Sequoia PV 1 LLC | 58642 | Tulare 1 and 2 | CA | Tulare | 1 | Solar Photovoltaic | SUN | Solar PV | 1.5 | 2014
58593 | Sequoia PV 1 LLC | 58642 | Tulare 1 and 2 | CA | Tulare | 2 | Solar Photovoltaic | SUN | Solar PV | 1.5 | 2014
58594 | Rockford Solar Partners | 58643 | Rockford Solar Farm | IL | Winnebago | 1 | Solar Photovoltaic | SUN | Solar PV | 2.6 | 2012
59363 | Silver State Solar Power South, LLC | 58644 | Silver State Solar Power South | NV | Clark | BLK1 | Solar Photovoltaic | SUN | Solar PV | 26.4 | 2015
59363 | Silver State Solar Power South, LLC | 58644 | Silver State Solar Power South | NV | Clark | BLK2 | Solar Photovoltaic | SUN | Solar PV | 27.9 | 2015
59363 | Silver State Solar Power South, LLC | 58644 | Silver State Solar Power South | NV | Clark | BLK3 | Solar Photovoltaic | SUN | Solar PV | 37.2 | 2015
17650 | Southern Power Co | 58646 | Stateline Solar | CA | San Bernardino | STL | Solar Photovoltaic | SUN | Solar PV | 75.9 | 2015
17650 | Southern Power Co | 58646 | Stateline Solar | CA | San Bernardino | STL2 | Solar Photovoltaic | SUN | Solar PV | 34.1 | 2015
57365 | Consolidated Edison Solutions Inc | 58647 | Port Richmond WWT Solar | NY | Richmond | 1 | Solar Photovoltaic | SUN | Solar PV | 1 | 2015
58595 | INEOS New Planet BioEnergy | 58648 | Indian River BioEnergy Center | FL | Indian River | ST803 | Natural Gas Steam Turbine | NG | Natural Gas Peaker | 6.4 | 2013
58477 | O2energies, Inc. | 58649 | Montgomery Solar LLC | NC | Montgomery | 1 | Solar Photovoltaic | SUN | Solar PV | 20 | 2015
58598 | Mass Solar, LLC | 58650 | North Brookfield | MA | Worcester | PV1 | Solar Photovoltaic | SUN | Solar PV | 3 | 2014
58596 | Hanwha Q CELLS USA | 58651 | Kalaeloa Renewable Energy Park | HI | Honolulu | KREP | Solar Photovoltaic | SUN | Solar PV | 5 | 2014
58590 | SEDC Jersey Gardens Owner LLC | 58653 | Jersey Gardens Phase 1 | NJ | Union | 1 | Solar Photovoltaic | SUN | Solar PV | 1.7 | 2011
58591 | CF Jersey Gardens Owner Two LLC | 58654 | Jersey Gardens Phase 2 | NJ | Union | 1 | Solar Photovoltaic | SUN | Solar PV | 2.3 | 2012
58602 | Utah Red Hills Renewable Energy Park LLC | 58660 | Utah Red Hills Renewable Energy Park | UT | Iron | 1 | Solar Photovoltaic | SUN | Solar PV | 80 | 2015
58604 | US Air Force | 58661 | Cape Cod Air Force Station - 6 SWS | MA | Barnstable | GE-3 | Onshore Wind Turbine | WND | Wind | 1.7 | 2014
58604 | US Air Force | 58661 | Cape Cod Air Force Station - 6 SWS | MA | Barnstable | GE-4 | Onshore Wind Turbine | WND | Wind | 1.7 | 2014
58605 | Holsum Elm Dairy | 58663 | Holsum Elm Dairy | WI | Calumet | GEN1 | Other Waste Biomass | OBG | Biomass | 0.6 | 2006
58605 | Holsum Elm Dairy | 58663 | Holsum Elm Dairy | WI | Calumet | GEN2 | Other Waste Biomass | OBG | Biomass | 0.6 | 2006
58607 | Frito Lay Incorporated Dayville | 58664 | Frito Lay Incorporated | CT | Windham | COGEN | Natural Gas Fired Combustion Turbine | NG | Natural Gas Peaker | 4.6 | 2009
58610 | Celina Solar Project #1, LLC | 58665 | Celina Solar Project #1, LLC | OH | Mercer | CSP1 | Solar Photovoltaic | SUN | Solar PV | 4 | 2012
56990 | NJR Clean Energy Ventures Corporation | 58666 | Alexander Wind Farm LLC | KS | Rush | 1 | Onshore Wind Turbine | WND | Wind | 50.7 | 2015
58661 | Sustainable Power Group, LLC | 58667 | Biscoe Solar LLC | NC | Montgomery | BISCO | Solar Photovoltaic | SUN | Solar PV | 5 | 2014
58477 | O2energies, Inc. | 58668 | Rockwell Solar LLC | NC | Rowan | ROCKW | Solar Photovoltaic | SUN | Solar PV | 3.5 | 2014
58661 | Sustainable Power Group, LLC | 58669 | Selma Solar LLC | NC | Johnston | SELMA | Solar Photovoltaic | SUN | Solar PV | 5 | 2014
59375 | Turkey Branch Solar, LLC | 58670 | Turkey Branch Solar LLC | NC | Robeson | TURKY | Solar Photovoltaic | SUN | Solar PV | 5 | 2014
58477 | O2energies, Inc. | 58673 | Gates Solar LLC | NC | Gates | GATES | Solar Photovoltaic | SUN | Solar PV | 5 | 2015
58477 | O2energies, Inc. | 58674 | Cirrus Solar LLC | NC | Franklin | CIRRU | Solar Photovoltaic | SUN | Solar PV | 5 | 2014
58477 | O2energies, Inc. | 58675 | Chocowinity Solar LLC | NC | Beaufort | CHOCO | Solar Photovoltaic | SUN | Solar PV | 5 | 2014
58611 | Forest City Sustainable Resources Pearl City LLC | 58676 | Pearl City Peninsula Solar Park | HI | Honolulu | PCPPV | Solar Photovoltaic | SUN | Solar PV | 1 | 2012
49893 | Invenergy Services LLC | 58677 | Gratiot County Wind LLC | MI | Gratiot | 1 | Onshore Wind Turbine | WND | Wind | 110.4 | 2012
5914 | Erie Boulevard Hydropower LP | 58678 | Oswegatchie | NY | St Lawrence | 1 | Conventional Hydroelectric | WAT | Hydro | 0.9 | 2002
5914 | Erie Boulevard Hydropower LP | 58678 | Oswegatchie | NY | St Lawrence | 2 | Conventional Hydroelectric | WAT | Hydro | 0.9 | 2002
5914 | Erie Boulevard Hydropower LP | 58679 | Upper Newton Falls | NY | St Lawrence | 2 | Conventional Hydroelectric | WAT | Hydro | 0.6 | 1927
5914 | Erie Boulevard Hydropower LP | 58679 | Upper Newton Falls | NY | St Lawrence | 3 | Conventional Hydroelectric | WAT | Hydro | 0.6 | 1927
5914 | Erie Boulevard Hydropower LP | 58679 | Upper Newton Falls | NY | St Lawrence | 4 | Conventional Hydroelectric | WAT | Hydro | 0.3 | 1927
58598 | Mass Solar, LLC | 58680 | Braley Road 2 | MA | Bristol | PV1 | Solar Photovoltaic | SUN | Solar PV | 2.7 | 2015
59155 | First Wind O&M, LLC | 58681 | Route 66 Wind Plant | TX | Carson | RT661 | Onshore Wind Turbine | WND | Wind | 150 | 2015
58598 | Mass Solar, LLC | 58682 | Dartmouth | MA | Bristol | PV1 | Solar Photovoltaic | SUN | Solar PV | 6.3 | 2014
59380 | Enel Green Power NA, Inc. | 58683 | Osage Wind, LLC | OK | Osage | 1 | Onshore Wind Turbine | WND | Wind | 150.4 | 2015
58611 | Forest City Sustainable Resources Pearl City LLC | 58684 | Kapolei Solar Energy Park | HI | Honolulu | KSEPV | Solar Photovoltaic | SUN | Solar PV | 1 | 2012
58617 | Mahoning Creek Hydroelectric Company LLC | 58685 | Mahoning Creek Hydroelectric Project | PA | Armstrong | 8107 | Conventional Hydroelectric | WAT | Hydro | 6 | 2013
58618 | Finley BioEnergy LLC | 58687 | Finley Buttes Landfill Gas | OR | Morrow | GEN1 | Landfill Gas | LFG | Biomass | 1.6 | 2007
58618 | Finley BioEnergy LLC | 58687 | Finley Buttes Landfill Gas | OR | Morrow | GEN2 | Landfill Gas | LFG | Biomass | 1.6 | 2007
58618 | Finley BioEnergy LLC | 58687 | Finley Buttes Landfill Gas | OR | Morrow | GEN3 | Landfill Gas | LFG | Biomass | 1.6 | 2007
59370 | ENERGYneering Solutions, Inc | 58688 | LRI LFGTE Facility | WA | Pierce | A | Landfill Gas | LFG | Biomass | 1.5 | 2013
59370 | ENERGYneering Solutions, Inc | 58688 | LRI LFGTE Facility | WA | Pierce | B | Landfill Gas | LFG | Biomass | 1.5 | 2013
59370 | ENERGYneering Solutions, Inc | 58688 | LRI LFGTE Facility | WA | Pierce | C | Landfill Gas | LFG | Biomass | 1.5 | 2013
58621 | SSA Solar of NM, LLC | 58689 | Blue Sky One | NM | Taos | 1 | Solar Photovoltaic | SUN | Solar PV | 1.3 | 2012
58627 | Puget Sound Hydro LLC | 58696 | Nooksack Hydro | WA | Whatcom | GEN1 | Conventional Hydroelectric | WAT | Hydro | 1.5 | 1906
3046 | Duke Energy Progress - (NC) | 58697 | L V Sutton Combined Cycle | NC | New Hanover | CA1 | Natural Gas Fired Combined Cycle | NG | Natural Gas Nonpeaker | 288 | 2013
3046 | Duke Energy Progress - (NC) | 58697 | L V Sutton Combined Cycle | NC | New Hanover | CT1 | Natural Gas Fired Combined Cycle | NG | Natural Gas Nonpeaker | 221 | 2013
3046 | Duke Energy Progress - (NC) | 58697 | L V Sutton Combined Cycle | NC | New Hanover | CT2 | Natural Gas Fired Combined Cycle | NG | Natural Gas Nonpeaker | 221 | 2013
58622 | Costco Wholesale | 58698 | Mira Loma | CA | Riverside | D960 | Solar Photovoltaic | SUN | Solar PV | 1 | 2011
58622 | Costco Wholesale | 58698 | Mira Loma | CA | Riverside | D9611 | Solar Photovoltaic | SUN | Solar PV | 1.5 | 2011
58622 | Costco Wholesale | 58698 | Mira Loma | CA | Riverside | D9612 | Solar Photovoltaic | SUN | Solar PV | 0.5 | 2011
58628 | ABEC Bidart-Old River LLC | 58699 | ABEC Bidart-Old River LLC | CA | Kern | GEN 1 | Other Waste Biomass | OBG | Biomass | 1 | 2013
58628 | ABEC Bidart-Old River LLC | 58699 | ABEC Bidart-Old River LLC | CA | Kern | GEN 2 | Other Waste Biomass | OBG | Biomass | 1 | 2013
58629 | TIG Sun Energy I LLC | 58700 | Colleton Solar Farm | SC | Colleton | CS300 | Solar Photovoltaic | SUN | Solar PV | 2.5 | 2013
57369 | Apple, Inc | 58701 | Apple Data Center - PV2 | NC | Catawba | PV2 | Solar Photovoltaic | SUN | Solar PV | 20 | 2013
58639 | Axio Green LLC | 58702 | Axio Green LLC | MA | Franklin | 1 | Solar Photovoltaic | SUN | Solar PV | 2 | 2012
58638 | Lenape Solar II, LLC | 58703 | Lenape II | IN | Marion | 1 | Solar Photovoltaic | SUN | Solar PV | 4 | 2015
58643 | Zeeland Farm Services | 58704 | Zeeland Farm Services | MI | Ottawa | CAT-1 | Other Waste Biomass | OBG | Biomass | 1.6 | 2006
58643 | Zeeland Farm Services | 58704 | Zeeland Farm Services | MI | Ottawa | CAT-2 | Other Waste Biomass | OBG | Biomass | 1.6 | 2009
57170 | EDF Renewable Asset Holdings, Inc. | 58706 | Allendale Biomass | SC | Allendale | GEN1 | Wood/Wood Waste Biomass | WDS | Biomass | 19.8 | 2013
57170 | EDF Renewable Asset Holdings, Inc. | 58707 | Dorchester Biomass | SC | Dorchester | GEN1 | Wood/Wood Waste Biomass | WDS | Biomass | 19.8 | 2013
58649 | Solar Star Arizona II LLC | 58708 | Phoenix Airport East Economy Lot | AZ | Maricopa | PAEEL | Solar Photovoltaic | SUN | Solar PV | 1.1 | 2012
58649 | Solar Star Arizona II LLC | 58709 | Phoenix Airport Rental Car Center | AZ | Maricopa | PARCC | Solar Photovoltaic | SUN | Solar PV | 1.6 | 2012
59745 | First Solar Asset Management | 58710 | Barilla Solar | TX | Pecos | BRLA | Solar Photovoltaic | SUN | Solar PV | 30.2 | 2015
17650 | Southern Power Co | 58711 | Lost Hills/Blackwell | CA | Kern | BLKW | Solar Photovoltaic | SUN | Solar PV | 12 | 2015
17650 | Southern Power Co | 58711 | Lost Hills/Blackwell | CA | Kern | LTHL | Solar Photovoltaic | SUN | Solar PV | 20 | 2015
57280 | Eagle Creek RE LLC | 58712 | Stevens Mills Hydroelectric Project | NH | Merrimack | 1G | Conventional Hydroelectric | WAT | Hydro | 0.2 | 1985
57280 | Eagle Creek RE LLC | 58712 | Stevens Mills Hydroelectric Project | NH | Merrimack | 3G | Conventional Hydroelectric | WAT | Hydro | 1.9 | 1985
17650 | Southern Power Co | 58713 | North Star Solar | CA | Fresno | NSTR | Solar Photovoltaic | SUN | Solar PV | 62.5 | 2015
58652 | Roundtop Energy LLC | 58715 | Roundtop | PA | Susquehanna | GEN1 | Natural Gas Internal Combustion Engine | NG | Natural Gas Peaker | 4.4 | 2015
58652 | Roundtop Energy LLC | 58715 | Roundtop | PA | Susquehanna | GEN2 | Natural Gas Internal Combustion Engine | NG | Natural Gas Peaker | 4.4 | 2015
58652 | Roundtop Energy LLC | 58715 | Roundtop | PA | Susquehanna | GEN3 | Natural Gas Internal Combustion Engine | NG | Natural Gas Peaker | 4.4 | 2015
58652 | Roundtop Energy LLC | 58715 | Roundtop | PA | Susquehanna | GEN4 | Natural Gas Internal Combustion Engine | NG | Natural Gas Peaker | 4.4 | 2015
58652 | Roundtop Energy LLC | 58715 | Roundtop | PA | Susquehanna | GEN5 | Natural Gas Internal Combustion Engine | NG | Natural Gas Peaker | 4.4 | 2015
58489 | OCI Solar Power | 58716 | OCI Alamo 2, LLC | TX | Bexar | 1 | Solar Photovoltaic | SUN | Solar PV | 4.4 | 2014
56769 | Consolidated Edison Development Inc. | 58717 | OCI Alamo 4, LLC | TX | Kinney | 1 | Solar Photovoltaic | SUN | Solar PV | 39.6 | 2014
58654 | Orion Solar I LLC | 58718 | Orion Solar I | CA | Kern | PV1 | Solar Photovoltaic | SUN | Solar PV | 12 | 2014
5109 | DTE Electric Company | 58719 | Brookfield | MI | Huron | WPH2 | Onshore Wind Turbine | WND | Wind | 74.8 | 2014
56545 | Pattern Operators LP | 58720 | Pattern Panhandle Wind 2 LLC | TX | Carson | 1 | Onshore Wind Turbine | WND | Wind | 181.7 | 2014
58655 | Orion Solar II, LLC | 58721 | Orion Solar II | CA | Kern | ORION | Solar Photovoltaic | SUN | Solar PV | 8 | 2014
60006 | Charlotte Solar, LLC (NC) | 58722 | Charlotte Solar | NC | Rutherford | PV1 | Solar Photovoltaic | SUN | Solar PV | 5 | 2015
59859 | Elliana Solar LLC | 58725 | Elliana Solar | NC | Alamance | PV1 | Solar Photovoltaic | SUN | Solar PV | 5 | 2015
60007 | Flash Solar LLC | 58726 | Flash Solar | NC | Catawba | PV1 | Solar Photovoltaic | SUN | Solar PV | 5 | 2015
59852 | Angel Solar LLC | 58731 | Angel Solar | NC | Catawba | PV1 | Solar Photovoltaic | SUN | Solar PV | 5 | 2015
60005 | Buddy Solar LLC | 58735 | Buddy Solar | NC | Rowan | PV1 | Solar Photovoltaic | SUN | Solar PV | 4 | 2015
58660 | GreenWhey Holdings | 58747 | GreenWhey Energy Inc | WI | Polk | GEN1 | Other Waste Biomass | OBG | Biomass | 1.6 | 2013
58660 | GreenWhey Holdings | 58747 | GreenWhey Energy Inc | WI | Polk | GEN2 | Other Waste Biomass | OBG | Biomass | 1.6 | 2013
58661 | Sustainable Power Group, LLC | 58748 | North Bay Solar 1 | CA | Solano | NBWT | Solar Photovoltaic | SUN | Solar PV | 1 | 2013
57365 | Consolidated Edison Solutions Inc | 58749 | Tihonet Solar | MA | Plymouth | TSMA | Solar Photovoltaic | SUN | Solar PV | 1 | 2014
58661 | Sustainable Power Group, LLC | 58750 | Lancaster Dry Farm Ranch B | CA | Los Angeles | LDFRB | Solar Photovoltaic | SUN | Solar PV | 5 | 2014
58661 | Sustainable Power Group, LLC | 58751 | Rodeo Solar C2 | CA | Los Angeles | RSC2 | Solar Photovoltaic | SUN | Solar PV | 1.5 | 2014
58661 | Sustainable Power Group, LLC | 58752 | Rodeo Solar D2 | CA | Los Angeles | RSD2 | Solar Photovoltaic | SUN | Solar PV | 1.5 | 2014
58661 | Sustainable Power Group, LLC | 58753 | Summer Solar A2 | CA | Los Angeles | SSA2 | Solar Photovoltaic | SUN | Solar PV | 1.5 | 2014
58661 | Sustainable Power Group, LLC | 58754 | Summer Solar B2 | CA | Los Angeles | SSB2 | Solar Photovoltaic | SUN | Solar PV | 1.5 | 2014
58661 | Sustainable Power Group, LLC | 58755 | Summer Solar C2 | CA | Los Angeles | SSC2 | Solar Photovoltaic | SUN | Solar PV | 1.5 | 2014
58661 | Sustainable Power Group, LLC | 58756 | Summer Solar D2 | CA | Los Angeles | SSD2 | Solar Photovoltaic | SUN | Solar PV | 1 | 2014
58661 | Sustainable Power Group, LLC | 58757 | Summer North Solar | CA | Los Angeles | UE2 | Solar Photovoltaic | SUN | Solar PV | 1.5 | 2014
58661 | Sustainable Power Group, LLC | 58757 | Summer North Solar | CA | Los Angeles | UF2 | Solar Photovoltaic | SUN | Solar PV | 2 | 2014
58661 | Sustainable Power Group, LLC | 58757 | Summer North Solar | CA | Los Angeles | UG2 | Solar Photovoltaic | SUN | Solar PV | 1.5 | 2014
58661 | Sustainable Power Group, LLC | 58757 | Summer North Solar | CA | Los Angeles | UH2 | Solar Photovoltaic | SUN | Solar PV | 1.5 | 2014
58661 | Sustainable Power Group, LLC | 58761 | Expressway Solar A | CA | San Bernardino | EXSA | Solar Photovoltaic | SUN | Solar PV | 2 | 2014
58661 | Sustainable Power Group, LLC | 58762 | Expressway Solar B | CA | San Bernardino | EXSB | Solar Photovoltaic | SUN | Solar PV | 2 | 2014
58661 | Sustainable Power Group, LLC | 58763 | Expressway Solar C2 | CA | San Bernardino | EXSC2 | Solar Photovoltaic | SUN | Solar PV | 1.5 | 2014
49893 | Invenergy Services LLC | 58765 | Miami Wind Energy Center | TX | Roberts | 1 | Onshore Wind Turbine | WND | Wind | 288.6 | 2014
49893 | Invenergy Services LLC | 58767 | Buckeye Wind Energy Center | KS | Ellis | 1 | Onshore Wind Turbine | WND | Wind | 205.7 | 2015
49893 | Invenergy Services LLC | 58768 | Marsh Hill Wind Farm | NY | Steuben | 1 | Onshore Wind Turbine | WND | Wind | 16.2 | 2014
49893 | Invenergy Services LLC | 58769 | Spring Canyon Expansion Wind Energy Ctr | CO | Logan | 1 | Onshore Wind Turbine | WND | Wind | 34 | 2014
49893 | Invenergy Services LLC | 58769 | Spring Canyon Expansion Wind Energy Ctr | CO | Logan | SCIII | Onshore Wind Turbine | WND | Wind | 28.6 | 2014
58596 | Hanwha Q CELLS USA | 58770 | Maywood Photovoltaic Project | IN | Marion | 1 | Solar Photovoltaic | SUN | Solar PV | 8 | 2014
57170 | EDF Renewable Asset Holdings, Inc. | 58771 | Roosevelt County | NM | Roosevelt | GEN1 | Onshore Wind Turbine | WND | Wind | 250 | 2015
57170 | EDF Renewable Asset Holdings, Inc. | 58772 | Longhorn Wind | TX | Briscoe | GEN1 | Onshore Wind Turbine | WND | Wind | 200 | 2015
57170 | EDF Renewable Asset Holdings, Inc. | 58773 | TX Hereford Wind | TX | Deaf Smith | GEN1 | Onshore Wind Turbine | WND | Wind | 200 | 2014
57170 | EDF Renewable Asset Holdings, Inc. | 58774 | Spinning Spur Wind II | TX | Oldham | GEN1 | Onshore Wind Turbine | WND | Wind | 161 | 2014
57170 | EDF Renewable Asset Holdings, Inc. | 58775 | Spinning Spur Wind III | TX | Oldham | GEN1 | Onshore Wind Turbine | WND | Wind | 194 | 2015
58675 | Delta-Montrose Electric Association | 58783 | South Canal Hydro-1 | CO | Montrose | SC-1 | Conventional Hydroelectric | WAT | Hydro | 4 | 2013
58675 | Delta-Montrose Electric Association | 58784 | South Canal Hydro-3 | CO | Montrose | SC-3 | Conventional Hydroelectric | WAT | Hydro | 3.5 | 2013
58677 | CD US Solar MT1 LLC | 58785 | Brentwood Solar | NY | Suffolk | BRT1 | Solar Photovoltaic | SUN | Solar PV | 1 | 2011
58677 | CD US Solar MT1 LLC | 58786 | Deer Park | NY | Suffolk | DRP1 | Solar Photovoltaic | SUN | Solar PV | 2.5 | 2012
58677 | CD US Solar MT1 LLC | 58787 | Dennison | NY | Suffolk | DNN1 | Solar Photovoltaic | SUN | Solar PV | 2 | 2011
58677 | CD US Solar MT1 LLC | 58788 | North County | NY | Suffolk | NRT1 | Solar Photovoltaic | SUN | Solar PV | 1 | 2011
58677 | CD US Solar MT1 LLC | 58789 | Riverhead | NY | Suffolk | RVH1 | Solar Photovoltaic | SUN | Solar PV | 1.5 | 2011
58677 | CD US Solar MT1 LLC | 58790 | Cohalan | NY | Suffolk | CLN1 | Solar Photovoltaic | SUN | Solar PV | 2.5 | 2012
58677 | CD US Solar MT1 LLC | 58790 | Cohalan | NY | Suffolk | CLN2 | Solar Photovoltaic | SUN | Solar PV | 1.5 | 2012
58682 | WR-TGC Solar Generation IV LLC | 58793 | JMB Mcguire-Dix-Lakehurst Solar Project | NJ | Burlington | UCIV | Solar Photovoltaic | SUN | Solar PV | 11.4 | 2013
58681 | MSM Solar LLC | 58794 | Storrie Lake Solar Project | NM | San Miguel | MSMPV | Solar Photovoltaic | SUN | Solar PV | 1.9 | 2014
58661 | Sustainable Power Group, LLC | 58795 | Hobart Solar, LLC | IN | Lake | HS | Solar Photovoltaic | SUN | Solar PV | 1 | 2012
58661 | Sustainable Power Group, LLC | 58796 | Waterloo Solar, LLC | IN | DeKalb | WS | Solar Photovoltaic | SUN | Solar PV | 1 | 2012
58661 | Sustainable Power Group, LLC | 58797 | Valparaiso Solar, LLC | IN | Porter | VS | Solar Photovoltaic | SUN | Solar PV | 1 | 2012
58661 | Sustainable Power Group, LLC | 58798 | AC Criminal Courts Complex SPE2, LLC | NJ | Atlantic | ACCCC | Solar Photovoltaic | SUN | Solar PV | 1.3 | 2012
58466 | SunEnergy1 | 58799 | Pamlico Partners Solar | NC | Beaufort | 1 | Solar Photovoltaic | SUN | Solar PV | 5 | 2013
58694 | Argand Energy Solutions, LLC | 58801 | Arba Solar, LLC | NC | Greene | INV1 | Solar Photovoltaic | SUN | Solar PV | 0.5 | 2014
58694 | Argand Energy Solutions, LLC | 58801 | Arba Solar, LLC | NC | Greene | INV2 | Solar Photovoltaic | SUN | Solar PV | 0.5 | 2014
58694 | Argand Energy Solutions, LLC | 58801 | Arba Solar, LLC | NC | Greene | INV3 | Solar Photovoltaic | SUN | Solar PV | 0.5 | 2014
58694 | Argand Energy Solutions, LLC | 58801 | Arba Solar, LLC | NC | Greene | INV4 | Solar Photovoltaic | SUN | Solar PV | 0.5 | 2014
58694 | Argand Energy Solutions, LLC | 58802 | Franklin Solar, LLC | NC | Franklin | INV1 | Solar Photovoltaic | SUN | Solar PV | 0.5 | 2013
58694 | Argand Energy Solutions, LLC | 58802 | Franklin Solar, LLC | NC | Franklin | INV2 | Solar Photovoltaic | SUN | Solar PV | 0.5 | 2013
58694 | Argand Energy Solutions, LLC | 58802 | Franklin Solar, LLC | NC | Franklin | INV3 | Solar Photovoltaic | SUN | Solar PV | 0.5 | 2013
58694 | Argand Energy Solutions, LLC | 58802 | Franklin Solar, LLC | NC | Franklin | INV4 | Solar Photovoltaic | SUN | Solar PV | 0.5 | 2013
59462 | Heelstone Energy Holdings, LLC | 58805 | Samarcand Solar Farm, LLC | NC | Moore | INV1 | Solar Photovoltaic | SUN | Solar PV | 0.5 | 2014
59462 | Heelstone Energy Holdings, LLC | 58805 | Samarcand Solar Farm, LLC | NC | Moore | INV10 | Solar Photovoltaic | SUN | Solar PV | 0.5 | 2014
59462 | Heelstone Energy Holdings, LLC | 58805 | Samarcand Solar Farm, LLC | NC | Moore | INV2 | Solar Photovoltaic | SUN | Solar PV | 0.5 | 2014
59462 | Heelstone Energy Holdings, LLC | 58805 | Samarcand Solar Farm, LLC | NC | Moore | INV3 | Solar Photovoltaic | SUN | Solar PV | 0.5 | 2014
59462 | Heelstone Energy Holdings, LLC | 58805 | Samarcand Solar Farm, LLC | NC | Moore | INV4 | Solar Photovoltaic | SUN | Solar PV | 0.5 | 2014
59462 | Heelstone Energy Holdings, LLC | 58805 | Samarcand Solar Farm, LLC | NC | Moore | INV5 | Solar Photovoltaic | SUN | Solar PV | 0.5 | 2014
59462 | Heelstone Energy Holdings, LLC | 58805 | Samarcand Solar Farm, LLC | NC | Moore | INV6 | Solar Photovoltaic | SUN | Solar PV | 0.5 | 2014
59462 | Heelstone Energy Holdings, LLC | 58805 | Samarcand Solar Farm, LLC | NC | Moore | INV7 | Solar Photovoltaic | SUN | Solar PV | 0.5 | 2014
59462 | Heelstone Energy Holdings, LLC | 58805 | Samarcand Solar Farm, LLC | NC | Moore | INV8 | Solar Photovoltaic | SUN | Solar PV | 0.5 | 2014
59462 | Heelstone Energy Holdings, LLC | 58805 | Samarcand Solar Farm, LLC | NC | Moore | INV9 | Solar Photovoltaic | SUN | Solar PV | 0.5 | 2014
59462 | Heelstone Energy Holdings, LLC | 58806 | Albemarle Solar Center LLC | NC | Lenoir | ASC1 | Solar Photovoltaic | SUN | Solar PV | 5 | 2014
59389 | Boseman Center Solar, LLC | 58807 | Boseman Solar Center LLC | NC | Nash | BSC1 | Solar Photovoltaic | SUN | Solar PV | 5 | 2014
59391 | Flemming Solar Center, LLC | 58808 | Flemming Solar Center LLC | NC | Pitt | FSC1 | Solar Photovoltaic | SUN | Solar PV | 5 | 2014
59462 | Heelstone Energy Holdings, LLC | 58809 | Littlefield Solar Center LLC | NC | Pitt | LSC1 | Solar Photovoltaic | SUN | Solar PV | 5 | 2015
59390 | Rams Horn Solar Center, LLC | 58810 | Rams Horn Solar Center LLC | NC | Pitt | RHSC1 | Solar Photovoltaic | SUN | Solar PV | 5 | 2014
59392 | Upchurch Solar Center, LLC | 58812 | Upchurch Solar Center LLC | NC | Wilson | USC1 | Solar Photovoltaic | SUN | Solar PV | 5 | 2014
58696 | Ignite Solar Holdings LLC | 58814 | Shasta Solar Farm | CA | Shasta | GENA | Solar Photovoltaic | SUN | Solar PV | 1.5 | 2014
58696 | Ignite Solar Holdings LLC | 58814 | Shasta Solar Farm | CA | Shasta | GENB | Solar Photovoltaic | SUN | Solar PV | 1.5 | 2014
58697 | UTS Project Company HNY-1 LLC | 58815 | Hilton NY Co Gen Plant | NY | New York | 1 | Natural Gas Internal Combustion Engine | NG | Natural Gas Peaker | 1.8 | 2013
58699 | Millville City Sewer Auth WTP | 58822 | Millville City Sewer Auth WTP | NJ | Cumberland | U1BB | Solar Photovoltaic | SUN | Solar PV | 1 | 2013
58699 | Millville City Sewer Auth WTP | 58822 | Millville City Sewer Auth WTP | NJ | Cumberland | U2DB | Solar Photovoltaic | SUN | Solar PV | 0.5 | 2013
58700 | Port Arthur Steam Energy LP | 58823 | Port Arthur Steam Energy | TX | Jefferson | STG | All Other | WH | Other | 5 | 2005
59380 | Enel Green Power NA, Inc. | 58824 | Sheldon Solar | VT | Franklin | I402 | Solar Photovoltaic | SUN | Solar PV | 2.3 | 2013
58701 | Maine Township High School Dist 207 | 58825 | MTHS Co-Gen Buildings | IL | Cook | STH1 | Natural Gas Internal Combustion Engine | NG | Natural Gas Peaker | 0.6 | 1992
58701 | Maine Township High School Dist 207 | 58825 | MTHS Co-Gen Buildings | IL | Cook | STH2 | Natural Gas Internal Combustion Engine | NG | Natural Gas Peaker | 0.6 | 1992
58702 | AES Energy Storage | 58826 | AES ES Tait | OH | Montgomery | TTES | Batteries | MWH | Other | 20 | 2013
58703 | Apple One LLC | 58828 | Apple One | NC | Catawba | PV1 | Solar Photovoltaic | SUN | Solar PV | 5 | 2015
4254 | Consumers Energy Co | 58830 | Cross Winds Energy Park | MI | Tuscola | CWEP | Onshore Wind Turbine | WND | Wind | 111 | 2014
58661 | Sustainable Power Group, LLC | 58831 | Redcrest Solar Farm | CA | Kern | PV-1 | Solar Photovoltaic | SUN | Solar PV | 16.6 | 2015
58705 | Washington Gas Energy Systems | 58832 | Cogenra - TEP | AZ | Pima | CTEP | Solar Photovoltaic | SUN | Solar PV | 1 | 2014
59146 | Red Horse 2 | 58833 | Red Horse 2 | AZ | Cochise | RH2S | Solar Photovoltaic | SUN | Solar PV | 51 | 2015
59146 | Red Horse 2 | 58833 | Red Horse 2 | AZ | Cochise | RH2W | Onshore Wind Turbine | WND | Wind | 30 | 2015
58709 | Richland Center Renewable Energy LLC | 58834 | Richland Center Renewable Energy LLC | WI | Richland | UNIT1 | Other Waste Biomass | OBG | Biomass | 0.9 | 2013
58709 | Richland Center Renewable Energy LLC | 58834 | Richland Center Renewable Energy LLC | WI | Richland | UNIT2 | Other Waste Biomass | OBG | Biomass | 0.9 | 2013
7349 | Golden Spread Electric Cooperative, Inc | 58835 | Elk Station | TX | Hale | ELK1 | Natural Gas Fired Combustion Turbine | NG | Natural Gas Peaker | 202 | 2015
58710 | Lakeswind Power Partners | 58836 | Lakeswind Power Partners | MN | Clay | LW1 | Onshore Wind Turbine | WND | Wind | 51.8 | 2014
58720 | Enbridge | 58838 | Keechi Wind | TX | Jack | KW1 | Onshore Wind Turbine | WND | Wind | 110 | 2015
58721 | Solar Sudbury One LF LLC | 58839 | Sudbury Landfill | MA | Middlesex | INV1 | Solar Photovoltaic | SUN | Solar PV | 0.5 | 2013
58721 | Solar Sudbury One LF LLC | 58839 | Sudbury Landfill | MA | Middlesex | INV2 | Solar Photovoltaic | SUN | Solar PV | 0.3 | 2013
58721 | Solar Sudbury One LF LLC | 58839 | Sudbury Landfill | MA | Middlesex | INV3 | Solar Photovoltaic | SUN | Solar PV | 0.5 | 2013
59462 | Heelstone Energy Holdings, LLC | 58840 | Kenansville Solar Farm, LLC | NC | Duplin | INV1 | Solar Photovoltaic | SUN | Solar PV | 0.5 | 2014
59462 | Heelstone Energy Holdings, LLC | 58840 | Kenansville Solar Farm, LLC | NC | Duplin | INV2 | Solar Photovoltaic | SUN | Solar PV | 0.5 | 2014
59462 | Heelstone Energy Holdings, LLC | 58840 | Kenansville Solar Farm, LLC | NC | Duplin | INV3 | Solar Photovoltaic | SUN | Solar PV | 0.5 | 2014
59462 | Heelstone Energy Holdings, LLC | 58840 | Kenansville Solar Farm, LLC | NC | Duplin | INV4 | Solar Photovoltaic | SUN | Solar PV | 0.5 | 2014
59462 | Heelstone Energy Holdings, LLC | 58840 | Kenansville Solar Farm, LLC | NC | Duplin | INV5 | Solar Photovoltaic | SUN | Solar PV | 0.5 | 2014
59462 | Heelstone Energy Holdings, LLC | 58840 | Kenansville Solar Farm, LLC | NC | Duplin | INV6 | Solar Photovoltaic | SUN | Solar PV | 0.5 | 2014
59462 | Heelstone Energy Holdings, LLC | 58840 | Kenansville Solar Farm, LLC | NC | Duplin | INV7 | Solar Photovoltaic | SUN | Solar PV | 0.5 | 2014
59462 | Heelstone Energy Holdings, LLC | 58840 | Kenansville Solar Farm, LLC | NC | Duplin | INV8 | Solar Photovoltaic | SUN | Solar PV | 0.5 | 2014
59462 | Heelstone Energy Holdings, LLC | 58840 | Kenansville Solar Farm, LLC | NC | Duplin | INV9 | Solar Photovoltaic | SUN | Solar PV | 0.5 | 2014
58711 | Gato Montes Solar, LLC | 58842 | Gato Montes Solar, LLC | AZ | Pima | 1 | Solar Photovoltaic | SUN | Solar PV | 5 | 2012
58712 | Bethel Price Solar, LLC | 58843 | Bethel Price Solar, LLC | NC | Pitt | 1 | Solar Photovoltaic | SUN | Solar PV | 5 | 2014
58713 | Dogwood Solar, LLC | 58844 | Dogwood Solar, LLC | NC | Halifax | 1 | Solar Photovoltaic | SUN | Solar PV | 20 | 2014
58714 | Washington Airport Solar, LLC | 58845 | Washington Airport Solar LLC | NC | Beaufort | 1 | Solar Photovoltaic | SUN | Solar PV | 5 | 2014
58715 | Washington Millfield Solar, LLC | 58846 | Washington Millfield Solar, LLC | NC | Beaufort | 1 | Solar Photovoltaic | SUN | Solar PV | 5 | 2013
58716 | Windsor Cooper Hill Solar, LLC | 58847 | Windsor Cooper HIill Solar, LLC | NC | Bertie | 1 | Solar Photovoltaic | SUN | Solar PV | 5 | 2015
58724 | Castalia Solar LLC | 58849 | Castalia Solar | NC | Nash | 1 | Solar Photovoltaic | SUN | Solar PV | 2 | 2014
58726 | Oakboro Farm LLC | 58851 | Oakboro Farm | NC | Scotland | 1 | Solar Photovoltaic | SUN | Solar PV | 5 | 2014
58728 | McKenzie Farm LLC | 58853 | McKenzie Farm | NC | Columbus | 1 | Solar Photovoltaic | SUN | Solar PV | 5 | 2013
58729 | Nash 58 Farm LLC | 58854 | Nash 58 Farm | NC | Nash | 1 | Solar Photovoltaic | SUN | Solar PV | 5 | 2013
58730 | Nash 64 Farm LLC | 58855 | Nash 64 Farm | NC | Nash | 1 | Solar Photovoltaic | SUN | Solar PV | 5 | 2014
58732 | Pate Farm LLC | 58856 | Pate Farm | NC | Robeson | 1 | Solar Photovoltaic | SUN | Solar PV | 5 | 2013
58740 | Erwin Farm LLC | 58859 | Erwin Farm | NC | Harnett | 1 | Solar Photovoltaic | SUN | Solar PV | 5 | 2014
58738 | Sigmon Catawba Farm LLC | 58861 | Sigmon Catawba Farm | NC | Catawba | 1 | Solar Photovoltaic | SUN | Solar PV | 5 | 2014
58736 | Wagstaff Farm LLC | 58862 | Wagstaff Farm 1 | NC | Person | 1 | Solar Photovoltaic | SUN | Solar PV | 5 | 2013
58735 | Waco Farm LLC | 58863 | Waco Farm | NC | Cleveland | 1 | Solar Photovoltaic | SUN | Solar PV | 5 | 2013
58734 | Sunfish Farm LLC | 58864 | Sunfish Farm | NC | Wake | 1 | Solar Photovoltaic | SUN | Solar PV | 5 | 2015
58748 | Clean Energy LLC | 58865 | Reventure Park | NC | Mecklenburg | LFG | Landfill Gas | LFG | Biomass | 1.9 | 2014
58748 | Clean Energy LLC | 58865 | Reventure Park | NC | Mecklenburg | RNG | Landfill Gas | LFG | Biomass | 1.6 | 2015
58743 | Garrell Solar Farm LLC | 58866 | Garrell Solar Farm | NC | Columbus | 1 | Solar Photovoltaic | SUN | Solar PV | 5 | 2013
58744 | Angier Farm LLC | 58867 | Angier Farm | NC | Harnett | 1 | Solar Photovoltaic | SUN | Solar PV | 5 | 2013
58745 | Blandenboro Farm LLC | 58868 | Bladenboro Farm | NC | Bladen | 1 | Solar Photovoltaic | SUN | Solar PV | 5 | 2013
58749 | Rentech Nitrogen Pasadena LLC | 58870 | Rentech Nitrogen Pasadena Cogeneration | TX | Harris | MG202 | All Other | WH | Other | 15.4 | 2015
58750 | Berkley East Solar, LLC | 58871 | Berkley East Solar LLC | MA | Bristol | 1 | Solar Photovoltaic | SUN | Solar PV | 3 | 2013
12647 | ALLETE, Inc. | 58872 | Bison 4 Wind Energy Center | ND | Morton | BISO4 | Onshore Wind Turbine | WND | Wind | 205 | 2015
58756 | Albany Engineering Corporation | 58873 | Stuyvesant Falls | NY | Columbia | UNIT1 | Conventional Hydroelectric | WAT | Hydro | 3 | 2012
58756 | Albany Engineering Corporation | 58873 | Stuyvesant Falls | NY | Columbia | UNIT2 | Conventional Hydroelectric | WAT | Hydro | 3 | 2012
59462 | Heelstone Energy Holdings, LLC | 58874 | Dement Farm LLC | NC | Vance | DF1 | Solar Photovoltaic | SUN | Solar PV | 5 | 2013
15477 | Public Service Elec & Gas Co | 58877 | Kinsley Landfill Solar | NJ | Gloucester | KINS | Solar Photovoltaic | SUN | Solar PV | 8.6 | 2015
59462 | Heelstone Energy Holdings, LLC | 58879 | Duplin Solar LLC | NC | Duplin | DF | Solar Photovoltaic | SUN | Solar PV | 5 | 2013
59462 | Heelstone Energy Holdings, LLC | 58880 | North Carolina Solar III LLC | NC | Scotland | NCIII | Solar Photovoltaic | SUN | Solar PV | 4.9 | 2013
58753 | Sunlight General Morris Solar LLC | 58881 | County College of Morris | NJ | Morris | PV01 | Solar Photovoltaic | SUN | Solar PV | 2.9 | 2013
58754 | Sunlight General Mercer Solar LLC | 58882 | Mercer County Community College | NJ | Mercer | PV01 | Solar Photovoltaic | SUN | Solar PV | 7.5 | 2013
12341 | MidAmerican Energy Co | 58883 | Highland Wind Project (IA) | IA | O'Brien | HLWF | Onshore Wind Turbine | WND | Wind | 16.4 | 2015
12341 | MidAmerican Energy Co | 58883 | Highland Wind Project (IA) | IA | O'Brien | HLWF2 | Onshore Wind Turbine | WND | Wind | 100.8 | 2015
12341 | MidAmerican Energy Co | 58883 | Highland Wind Project (IA) | IA | O'Brien | HLWF3 | Onshore Wind Turbine | WND | Wind | 89.1 | 2015
12341 | MidAmerican Energy Co | 58883 | Highland Wind Project (IA) | IA | O'Brien | HLWF4 | Onshore Wind Turbine | WND | Wind | 93.8 | 2015
12341 | MidAmerican Energy Co | 58883 | Highland Wind Project (IA) | IA | O'Brien | HLWF5 | Onshore Wind Turbine | WND | Wind | 93.8 | 2015
12341 | MidAmerican Energy Co | 58883 | Highland Wind Project (IA) | IA | O'Brien | HLWF6 | Onshore Wind Turbine | WND | Wind | 79.7 | 2015
12341 | MidAmerican Energy Co | 58883 | Highland Wind Project (IA) | IA | O'Brien | HLWF7 | Onshore Wind Turbine | WND | Wind | 11.7 | 2015
12341 | MidAmerican Energy Co | 58884 | Lundgren Wind Project | IA | Webster | LGWF | Onshore Wind Turbine | WND | Wind | 251 | 2014
12341 | MidAmerican Energy Co | 58885 | Macksburg Wind Project | IA | Madison | MBWF | Onshore Wind Turbine | WND | Wind | 119.6 | 2014
12341 | MidAmerican Energy Co | 58886 | Wellsburg Wind Project | IA | Grundy | WBWF | Onshore Wind Turbine | WND | Wind | 140.8 | 2014
58760 | FPC Services Inc. | 58887 | Com Adam 1WF-1 | IL | Lee | ADAM | Onshore Wind Turbine | WND | Wind | 2.5 | 2007
58760 | FPC Services Inc. | 58887 | Com Adam 1WF-1 | IL | Lee | EVE | Onshore Wind Turbine | WND | Wind | 2.5 | 2007
58759 | Perpetual Energy Systems | 58889 | ASTI | CA | Sonoma | ASTI | Solar Photovoltaic | SUN | Solar PV | 1 | 2009
58759 | Perpetual Energy Systems | 58890 | Beringer | CA | Sonoma | BERI | Solar Photovoltaic | SUN | Solar PV | 1.2 | 2009
57480 | Heritage Garden Wind Farm I LLC | 58891 | Big Turtle Wind Farm, LLC | MI | Huron | BTWF1 | Onshore Wind Turbine | WND | Wind | 20 | 2014
58764 | Origis Energy USA, Inc | 58892 | Camilla Solar Plant | GA | Mitchell | CMLA | Solar Photovoltaic | SUN | Solar PV | 16 | 2013
58764 | Origis Energy USA, Inc | 58893 | Camp Solar Plant | GA | Meriwether | CAMP | Solar Photovoltaic | SUN | Solar PV | 2.4 | 2013
58769 | Sunlight General Somerset Solar LLC | 58896 | Patriots Stadium | NJ | Somerset | PV01 | Solar Photovoltaic | SUN | Solar PV | 1 | 2013
58767 | Temple University | 58897 | Temple SEGF | PA | Philadelphia | 19G01 | Natural Gas Internal Combustion Engine | NG | Natural Gas Peaker | 1.6 | 1993
58767 | Temple University | 58897 | Temple SEGF | PA | Philadelphia | 19G02 | Natural Gas Internal Combustion Engine | NG | Natural Gas Peaker | 1.6 | 1993
58767 | Temple University | 58897 | Temple SEGF | PA | Philadelphia | 19G03 | Natural Gas Internal Combustion Engine | NG | Natural Gas Peaker | 1.6 | 1993
58767 | Temple University | 58897 | Temple SEGF | PA | Philadelphia | 19G04 | Natural Gas Internal Combustion Engine | NG | Natural Gas Peaker | 1.6 | 1993
58767 | Temple University | 58897 | Temple SEGF | PA | Philadelphia | 19G05 | Natural Gas Internal Combustion Engine | NG | Natural Gas Peaker | 1.6 | 1993
58767 | Temple University | 58897 | Temple SEGF | PA | Philadelphia | 19G06 | Natural Gas Internal Combustion Engine | NG | Natural Gas Peaker | 1.6 | 1993
58767 | Temple University | 58897 | Temple SEGF | PA | Philadelphia | 19G07 | Natural Gas Internal Combustion Engine | NG | Natural Gas Peaker | 1.6 | 1993
58767 | Temple University | 58897 | Temple SEGF | PA | Philadelphia | 19G08 | Natural Gas Internal Combustion Engine | NG | Natural Gas Peaker | 1.6 | 1993
58767 | Temple University | 58897 | Temple SEGF | PA | Philadelphia | 19G09 | Natural Gas Internal Combustion Engine | NG | Natural Gas Peaker | 1.6 | 1993
58767 | Temple University | 58897 | Temple SEGF | PA | Philadelphia | 19G10 | Natural Gas Internal Combustion Engine | NG | Natural Gas Peaker | 1.6 | 1993
57170 | EDF Renewable Asset Holdings, Inc. | 58898 | Pilot Hill Wind Farm | IL | Kankakee | K4-1 | Onshore Wind Turbine | WND | Wind | 175 | 2015
15473 | Public Service Co of NM | 58899 | Prosperity Energy Storage Facility | NM | Bernalillo | GEN-1 | Solar Photovoltaic | SUN | Solar PV | 0.5 | 2011
15473 | Public Service Co of NM | 58899 | Prosperity Energy Storage Facility | NM | Bernalillo | GEN-2 | Batteries | MWH | Other | 0.8 | 2011
58770 | Balko Wind LLC | 58900 | Balko Wind LLC | OK | Beaver | BAL1 | Onshore Wind Turbine | WND | Wind | 299.7 | 2015
58771 | Tri-County Water Conservancy District | 58901 | Tri-County Water Hydropower Project | CO | Ouray | TCWG1 | Conventional Hydroelectric | WAT | Hydro | 7.2 | 2014
58771 | Tri-County Water Conservancy District | 58901 | Tri-County Water Hydropower Project | CO | Ouray | TCWG2 | Conventional Hydroelectric | WAT | Hydro | 0.8 | 2014
58784 | Fourmile Wind Energy, LLC | 58904 | Fourmile Ridge | MD | Garrett | 1 | Onshore Wind Turbine | WND | Wind | 40 | 2014
58775 | Sol Orchard San Diego 22 LLC | 58906 | Valley Center 1 | CA | San Diego | VC1 | Solar Photovoltaic | SUN | Solar PV | 2.5 | 2013
58776 | Sol Orchard San Diego 23 LLC | 58907 | Valley Center 2 | CA | San Diego | VC2 | Solar Photovoltaic | SUN | Solar PV | 5 | 2013
58785 | Beebe 1B Renewable Energy, LLC | 58908 | Beebe 1B | MI | Gratiot | 1 | Onshore Wind Turbine | WND | Wind | 50.4 | 2014
58786 | Sol Orchard San Diego 20 LLC | 58909 | Ramona 1 | CA | San Diego | RAM1 | Solar Photovoltaic | SUN | Solar PV | 2 | 2013
58787 | Sol Orchard San Diego 21 LLC | 58911 | Ramona 2 | CA | San Diego | RAM2 | Solar Photovoltaic | SUN | Solar PV | 5 | 2013
57104 | Golden Springs Development Company LLC | 58912 | Santa Fe Springs Rooftop Solar BLDG M | CA | Los Angeles | 1 | Solar Photovoltaic | SUN | Solar PV | 1.8 | 2015
57104 | Golden Springs Development Company LLC | 58913 | Santa Fe Springs Rooftop Solar BLDG H | CA | Los Angeles | 1 | Solar Photovoltaic | SUN | Solar PV | 1.5 | 2015
58789 | DOD USMC Marine Air Ground Combat | 58914 | MCAGCC Cogen Plant | CA | San Bernardino | CG1 | Natural Gas Fired Combustion Turbine | NG | Natural Gas Peaker | 7.2 | 2003
58789 | DOD USMC Marine Air Ground Combat | 58914 | MCAGCC Cogen Plant | CA | San Bernardino | CG100 | Natural Gas Fired Combustion Turbine | NG | Natural Gas Peaker | 4.6 | 2014
58789 | DOD USMC Marine Air Ground Combat | 58914 | MCAGCC Cogen Plant | CA | San Bernardino | CG200 | Natural Gas Fired Combustion Turbine | NG | Natural Gas Peaker | 4.6 | 2014
58790 | Copper Mountain Solar 3, LLC | 58915 | Copper Mountain Solar 3 | NV | Clark | 1 | Solar Photovoltaic | SUN | Solar PV | 26 | 2014
58790 | Copper Mountain Solar 3, LLC | 58915 | Copper Mountain Solar 3 | NV | Clark | 10 | Solar Photovoltaic | SUN | Solar PV | 21 | 2015
58790 | Copper Mountain Solar 3, LLC | 58915 | Copper Mountain Solar 3 | NV | Clark | 2 | Solar Photovoltaic | SUN | Solar PV | 27 | 2014
58790 | Copper Mountain Solar 3, LLC | 58915 | Copper Mountain Solar 3 | NV | Clark | 3 | Solar Photovoltaic | SUN | Solar PV | 26 | 2014
58790 | Copper Mountain Solar 3, LLC | 58915 | Copper Mountain Solar 3 | NV | Clark | 4 | Solar Photovoltaic | SUN | Solar PV | 28 | 2014
58790 | Copper Mountain Solar 3, LLC | 58915 | Copper Mountain Solar 3 | NV | Clark | 5 | Solar Photovoltaic | SUN | Solar PV | 25 | 2014
58790 | Copper Mountain Solar 3, LLC | 58915 | Copper Mountain Solar 3 | NV | Clark | 6 | Solar Photovoltaic | SUN | Solar PV | 26 | 2014
58790 | Copper Mountain Solar 3, LLC | 58915 | Copper Mountain Solar 3 | NV | Clark | 7 | Solar Photovoltaic | SUN | Solar PV | 26 | 2014
58790 | Copper Mountain Solar 3, LLC | 58915 | Copper Mountain Solar 3 | NV | Clark | 8 | Solar Photovoltaic | SUN | Solar PV | 26 | 2014
58790 | Copper Mountain Solar 3, LLC | 58915 | Copper Mountain Solar 3 | NV | Clark | 9 | Solar Photovoltaic | SUN | Solar PV | 24 | 2015
58661 | Sustainable Power Group, LLC | 58917 | Tioga Solar Morris County 1 LLC | NJ | Morris | MMIR | Solar Photovoltaic | SUN | Solar PV | 1 | 2011
58791 | Pristine Sun LLC | 58918 | 2081 Terzian Solar Project | CA | Fresno | 2081 | Solar Photovoltaic | SUN | Solar PV | 1.2 | 2014
58791 | Pristine Sun LLC | 58919 | 2127 Harris Solar Project | CA | Butte | 2127 | Solar Photovoltaic | SUN | Solar PV | 1.3 | 2014
58791 | Pristine Sun LLC | 58920 | 2097 Helton Solar Project | CA | Merced | 2097 | Solar Photovoltaic | SUN | Solar PV | 1.5 | 2014
58383 | CH4 Biogas LLC | 58921 | Napoleon Biogas | OH | Henry | GEN1 | Other Waste Biomass | OBG | Biomass | 1.4 | 2013
58383 | CH4 Biogas LLC | 58921 | Napoleon Biogas | OH | Henry | GEN2 | Other Waste Biomass | OBG | Biomass | 1.4 | 2013
58793 | Missouri University of Science and Technology | 58923 | Missouri S&T - Power Plant | MO | Phelps | 1000 | Petroleum Liquids | DFO | Petroleum | 1 | 1988
58795 | Hamilton Wind Energy LLC | 58927 | Story City Wind Project | IA | Story | WT01 | Onshore Wind Turbine | WND | Wind | 1.5 | 2010
12286 | Melrose Public Utilities | 58929 | Melrose 2 | MN | Stearns | 12286 | Petroleum Liquids | DFO | Petroleum | 1 | 2014
58797 | Norsemen Wind Energy, LLC | 58932 | Traer Wind Project | IA | Tama | WT01 | Onshore Wind Turbine | WND | Wind | 1.5 | 2010
58801 | Integrys MA Solar, LLC | 58934 | Integrys MA Solar, LLC - Ashburnham Site | MA | Worcester | ASH-R | Solar Photovoltaic | SUN | Solar PV | 2.6 | 2013
58801 | Integrys MA Solar, LLC | 58934 | Integrys MA Solar, LLC - Ashburnham Site | MA | Worcester | ASH10 | Solar Photovoltaic | SUN | Solar PV | 0.3 | 2013
58800 | Cross Pollination Inc | 58935 | Open View Solar Farm | VT | Addison | PV | Solar Photovoltaic | SUN | Solar PV | 2 | 2013
58802 | Walpole Solar 2, LLC | 58936 | Walpole Solar 2 | MA | Norfolk | WLPL1 | Solar Photovoltaic | SUN | Solar PV | 2.4 | 2014
58803 | Gardner Solar 1, LLC | 58937 | Gardner Solar 1 | MA | Worcester | GRDN1 | Solar Photovoltaic | SUN | Solar PV | 2 | 2014
59380 | Enel Green Power NA, Inc. | 58938 | Origin Wind | OK | Murray | WT | Onshore Wind Turbine | WND | Wind | 150 | 2014
57421 | BayWa r.e Wind LLC | 58939 | Anderson Wind I | NM | Chaves | AND1 | Onshore Wind Turbine | WND | Wind | 5 | 2014
57421 | BayWa r.e Wind LLC | 58940 | Anderson Wind II | NM | Chaves | AND2 | Onshore Wind Turbine | WND | Wind | 10 | 2014
58808 | Rockville Solar I LLC | 58942 | Rockville Solar I LLC | IN | Marion | RVSI | Solar Photovoltaic | SUN | Solar PV | 2.8 | 2014
59369 | HXOap Solar One, LLC | 58943 | Halifax | NC | Halifax | 1 | Solar Photovoltaic | SUN | Solar PV | 20 | 2014
39347 | East Texas Electric Coop, Inc | 58944 | Woodville Renewable Power Project | TX | Tyler | G1 | Wood/Wood Waste Biomass | WDS | Biomass | 49.9 | 2014
58809 | Simonds International | 58945 | Simonds | MA | Middlesex | GEN 1 | Natural Gas Internal Combustion Engine | NG | Natural Gas Peaker | 0.6 | 2011
58809 | Simonds International | 58945 | Simonds | MA | Middlesex | GEN 2 | Natural Gas Internal Combustion Engine | NG | Natural Gas Peaker | 0.6 | 2011
58809 | Simonds International | 58945 | Simonds | MA | Middlesex | GEN 3 | Natural Gas Internal Combustion Engine | NG | Natural Gas Peaker | 0.6 | 2011
58811 | Ameresco Dallas LLC | 58946 | Ameresco Dallas LLC | TX | Dallas | ENG1 | Landfill Gas | LFG | Biomass | 1.4 | 2011
58811 | Ameresco Dallas LLC | 58946 | Ameresco Dallas LLC | TX | Dallas | ENG2 | Landfill Gas | LFG | Biomass | 1.4 | 2011
58811 | Ameresco Dallas LLC | 58946 | Ameresco Dallas LLC | TX | Dallas | ENG3 | Landfill Gas | LFG | Biomass | 1.4 | 2011
2265 | Bristol-Myers Squibb Co | 58947 | Bristol Myers Squibb Lawrenceville | NJ | Mercer | DG101 | Petroleum Liquids | DFO | Petroleum | 1.2 | 1991
2265 | Bristol-Myers Squibb Co | 58947 | Bristol Myers Squibb Lawrenceville | NJ | Mercer | TG101 | Natural Gas Fired Combustion Turbine | NG | Natural Gas Peaker | 4.4 | 1995
2265 | Bristol-Myers Squibb Co | 58948 | Bristol Myers Squibb Wallingford | CT | New Haven | DG12 | Petroleum Liquids | DFO | Petroleum | 0.9 | 1987
2265 | Bristol-Myers Squibb Co | 58948 | Bristol Myers Squibb Wallingford | CT | New Haven | DG3 | Petroleum Liquids | DFO | Petroleum | 2 | 2002
2265 | Bristol-Myers Squibb Co | 58948 | Bristol Myers Squibb Wallingford | CT | New Haven | SOL | Natural Gas Fired Combustion Turbine | NG | Natural Gas Peaker | 4.8 | 1998
58812 | GLT Cloverdale Solar LLC | 58949 | Cloverdale Solar I | CA | Sonoma | TBD | Solar Photovoltaic | SUN | Solar PV | 1.5 | 2014
58816 | Dessie Solar Center LLC | 58952 | Dessie Solar Center LLC | NC | Columbus | DESS | Solar Photovoltaic | SUN | Solar PV | 4.8 | 2014
58817 | Rockville Solar II, LLC | 58953 | Rockville Solar II, LLC | IN | Marion | RVSII | Solar Photovoltaic | SUN | Solar PV | 2.7 | 2014
57313 | SolarCity Corporation | 58954 | Intel Folsom Phase 2 | CA | Sacramento | PV | Solar Photovoltaic | SUN | Solar PV | 1 | 2012
58818 | BearPond Solar Center LLC | 58955 | BearPond Solar Center LLC | NC | Vance | BEAR | Solar Photovoltaic | SUN | Solar PV | 4.8 | 2014
58820 | Shankle Solar Center LLC | 58956 | Shankle Solar Center LLC | NC | Hoke | SHAN | Solar Photovoltaic | SUN | Solar PV | 4.8 | 2015
58819 | Graham Solar Center LLC | 58957 | Graham Solar Center LLC | NC | Columbus | GRAH | Solar Photovoltaic | SUN | Solar PV | 4.8 | 2014
58821 | Camelot Wind LLC | 58958 | Camelot Wind LLC | MA | Plymouth | CMLTW | Onshore Wind Turbine | WND | Wind | 1.5 | 2012
58822 | MC Power Companies Inc | 58959 | Butler Solar Power Project | MO | Bates | BSF1 | Solar Photovoltaic | SUN | Solar PV | 2.8 | 2014
58824 | City of Santa Rosa | 58960 | Subregional Water Reclamation Facility | CA | Sonoma | S200 | Other Waste Biomass | OBG | Biomass | 1.1 | 2013
58824 | City of Santa Rosa | 58960 | Subregional Water Reclamation Facility | CA | Sonoma | S201 | Other Waste Biomass | OBG | Biomass | 1.1 | 2013
58824 | City of Santa Rosa | 58960 | Subregional Water Reclamation Facility | CA | Sonoma | S202 | Other Waste Biomass | OBG | Biomass | 1.1 | 2013
58824 | City of Santa Rosa | 58960 | Subregional Water Reclamation Facility | CA | Sonoma | S203 | Other Waste Biomass | OBG | Biomass | 1.1 | 2013
57313 | SolarCity Corporation | 58961 | Oregon University System OIT Klamath Fal | OR | Klamath | PV | Solar Photovoltaic | SUN | Solar PV | 2 | 2014
57313 | SolarCity Corporation | 58963 | Las Virgenes Municipal Water District | CA | Los Angeles | PV | Solar Photovoltaic | SUN | Solar PV | 1 | 2014
58825 | WE 90 Technology Drive LLC | 58964 | Technology Drive Solar | VT | Windham | PV1 | Solar Photovoltaic | SUN | Solar PV | 2 | 2014
12199 | Montana-Dakota Utilities Co | 58965 | Thunder Spirit Wind, LLC | ND | Adams | THNDR | Onshore Wind Turbine | WND | Wind | 107.5 | 2015
60025 | Greenbacker Renewable Energy Corporation | 58966 | Fairfield Wind | MT | Teton | T 1-6 | Onshore Wind Turbine | WND | Wind | 10 | 2014
58834 | CH4 Power Inc | 58967 | IDE 1 LLC | ID | Jerome | UNIT1 | Other Waste Biomass | OBG | Biomass | 0.8 | 2012
58834 | CH4 Power Inc | 58967 | IDE 1 LLC | ID | Jerome | UNIT2 | Other Waste Biomass | OBG | Biomass | 0.8 | 2012
58834 | CH4 Power Inc | 58967 | IDE 1 LLC | ID | Jerome | UNIT3 | Other Waste Biomass | OBG | Biomass | 0.8 | 2012
58834 | CH4 Power Inc | 58968 | IDE 2 LLC | ID | Jerome | UNIT1 | Other Waste Biomass | OBG | Biomass | 1.5 | 2012
58834 | CH4 Power Inc | 58968 | IDE 2 LLC | ID | Jerome | UNIT2 | Other Waste Biomass | OBG | Biomass | 1.5 | 2012
58834 | CH4 Power Inc | 58968 | IDE 2 LLC | ID | Jerome | UNIT3 | Other Waste Biomass | OBG | Biomass | 1.5 | 2012
58834 | CH4 Power Inc | 58969 | IDE 3 LLC | ID | Gooding | UNIT1 | Other Waste Biomass | OBG | Biomass | 0.8 | 2012
58834 | CH4 Power Inc | 58969 | IDE 3 LLC | ID | Gooding | UNIT2 | Other Waste Biomass | OBG | Biomass | 0.8 | 2012
58834 | CH4 Power Inc | 58970 | IDE 4 LLC | ID | Jerome | UNIT1 | Other Waste Biomass | OBG | Biomass | 1.1 | 2013
58834 | CH4 Power Inc | 58970 | IDE 4 LLC | ID | Jerome | UNIT2 | Other Waste Biomass | OBG | Biomass | 1.1 | 2013
58834 | CH4 Power Inc | 58970 | IDE 4 LLC | ID | Jerome | UNIT3 | Other Waste Biomass | OBG | Biomass | 1.1 | 2013
58834 | CH4 Power Inc | 58971 | California Dairy Energy I LLC | CA | Tulare | UNIT1 | Other Waste Biomass | OBG | Biomass | 1.1 | 2012
58834 | CH4 Power Inc | 58971 | California Dairy Energy I LLC | CA | Tulare | UNIT2 | Other Waste Biomass | OBG | Biomass | 1.1 | 2012
58834 | CH4 Power Inc | 58971 | California Dairy Energy I LLC | CA | Tulare | UNIT3 | Other Waste Biomass | OBG | Biomass | 1.1 | 2012
24211 | Tucson Electric Power Co | 58972 | Fort Huachuca Solar PV Project | AZ | Cochise | FHUAC | Solar Photovoltaic | SUN | Solar PV | 13.6 | 2014
56769 | Consolidated Edison Development Inc. | 58973 | White River Solar 2 | CA | Tulare | W2CA | Solar Photovoltaic | SUN | Solar PV | 19.8 | 2014
58837 | Fairview Farms Solar LLC | 58974 | Fairview Farms Solar | MA | Franklin | PV1 | Solar Photovoltaic | SUN | Solar PV | 2 | 2014
10210 | Ketchikan Public Utilities | 58977 | Whitman | AK | Ketchikan Gateway | WPG-1 | Conventional Hydroelectric | WAT | Hydro | 3.9 | 2015
10210 | Ketchikan Public Utilities | 58977 | Whitman | AK | Ketchikan Gateway | WPG-2 | Conventional Hydroelectric | WAT | Hydro | 0.9 | 2015
58839 | Central Valley Ag Power LLC | 58978 | Central Valley Ag Power | CA | Stanislaus | CVAP | Other Waste Biomass | OBG | Biomass | 1.5 | 2014
222 | City of Akron | 58980 | Akron WRF | OH | Summit | 2G-1 | Other Waste Biomass | OBG | Biomass | 0.6 | 2014
222 | City of Akron | 58980 | Akron WRF | OH | Summit | 2G-2 | Other Waste Biomass | OBG | Biomass | 0.6 | 2014
222 | City of Akron | 58980 | Akron WRF | OH | Summit | 2G-3 | Other Waste Biomass | OBG | Biomass | 0.6 | 2014
58841 | Broken Bow Wind II, LLC | 58981 | Broken Bow Wind II, LLC | NE | Custer | BBII | Onshore Wind Turbine | WND | Wind | 73.1 | 2014
58468 | Dominion Renewable Energy | 58983 | RE Camelot LLC | CA | Kern | 1 | Solar Photovoltaic | SUN | Solar PV | 45 | 2014
58468 | Dominion Renewable Energy | 58984 | RE Adams East, LLC | CA | Fresno | 1 | Solar Photovoltaic | SUN | Solar PV | 19 | 2014
58468 | Dominion Renewable Energy | 58985 | RE Kansas Solar, LLC | CA | Kings | 1 | Solar Photovoltaic | SUN | Solar PV | 20 | 2014
58468 | Dominion Renewable Energy | 58986 | RE Old River One, LLC | CA | Kern | 1 | Solar Photovoltaic | SUN | Solar PV | 20 | 2014
11824 | Matanuska Electric Assn Inc | 58989 | Eklutna Generation Station | AK | Anchorage | EGS01 | Natural Gas Internal Combustion Engine | NG | Natural Gas Peaker | 17.1 | 2015
11824 | Matanuska Electric Assn Inc | 58989 | Eklutna Generation Station | AK | Anchorage | EGS02 | Natural Gas Internal Combustion Engine | NG | Natural Gas Peaker | 17.1 | 2015
11824 | Matanuska Electric Assn Inc | 58989 | Eklutna Generation Station | AK | Anchorage | EGS03 | Natural Gas Internal Combustion Engine | NG | Natural Gas Peaker | 17.1 | 2015
11824 | Matanuska Electric Assn Inc | 58989 | Eklutna Generation Station | AK | Anchorage | EGS04 | Natural Gas Internal Combustion Engine | NG | Natural Gas Peaker | 17.1 | 2015
11824 | Matanuska Electric Assn Inc | 58989 | Eklutna Generation Station | AK | Anchorage | EGS05 | Natural Gas Internal Combustion Engine | NG | Natural Gas Peaker | 17.1 | 2015
11824 | Matanuska Electric Assn Inc | 58989 | Eklutna Generation Station | AK | Anchorage | EGS06 | Natural Gas Internal Combustion Engine | NG | Natural Gas Peaker | 17.1 | 2015
11824 | Matanuska Electric Assn Inc | 58989 | Eklutna Generation Station | AK | Anchorage | EGS07 | Natural Gas Internal Combustion Engine | NG | Natural Gas Peaker | 17.1 | 2015
11824 | Matanuska Electric Assn Inc | 58989 | Eklutna Generation Station | AK | Anchorage | EGS08 | Natural Gas Internal Combustion Engine | NG | Natural Gas Peaker | 17.1 | 2015
11824 | Matanuska Electric Assn Inc | 58989 | Eklutna Generation Station | AK | Anchorage | EGS09 | Natural Gas Internal Combustion Engine | NG | Natural Gas Peaker | 17.1 | 2015
11824 | Matanuska Electric Assn Inc | 58989 | Eklutna Generation Station | AK | Anchorage | EGS10 | Natural Gas Internal Combustion Engine | NG | Natural Gas Peaker | 17.1 | 2015
58468 | Dominion Renewable Energy | 58990 | RE Columbia Two, LLC | CA | Kern | 1 | Solar Photovoltaic | SUN | Solar PV | 15 | 2014
58468 | Dominion Renewable Energy | 58991 | RE Kent South, LLC | CA | Kings | 1 | Solar Photovoltaic | SUN | Solar PV | 20 | 2014
58844 | Dept of Corrections NCCI Wind | 58992 | Dept of Corrections NCCI Wind | MA | Worcester | WND-1 | Onshore Wind Turbine | WND | Wind | 1.7 | 2013
58844 | Dept of Corrections NCCI Wind | 58992 | Dept of Corrections NCCI Wind | MA | Worcester | WND-2 | Onshore Wind Turbine | WND | Wind | 1.7 | 2013
58845 | Pine Tree Landfill | 58993 | Pine Tree Landfill Gas to Energy | ME | Penobscot | 3201 | Landfill Gas | LFG | Biomass | 1.1 | 2008
58845 | Pine Tree Landfill | 58993 | Pine Tree Landfill Gas to Energy | ME | Penobscot | 3202 | Landfill Gas | LFG | Biomass | 1.1 | 2008
58845 | Pine Tree Landfill | 58993 | Pine Tree Landfill Gas to Energy | ME | Penobscot | 3203 | Landfill Gas | LFG | Biomass | 1.1 | 2008
59394 | NextEra Energy Resources Breckinridge | 58994 | Breckinridge Wind Project LLC | OK | Garfield | BWP | Onshore Wind Turbine | WND | Wind | 98.8 | 2015
58828 | St. Olaf College | 58995 | St. Olaf Wind Turbine | MN | Rice | OLFWT | Onshore Wind Turbine | WND | Wind | 1.6 | 2006
58828 | St. Olaf College | 58996 | St. Olaf StandBy Generators | MN | Rice | SBIC1 | Petroleum Liquids | DFO | Petroleum | 0.5 | 1999
58828 | St. Olaf College | 58996 | St. Olaf StandBy Generators | MN | Rice | SBIC2 | Petroleum Liquids | DFO | Petroleum | 1.8 | 1999
58828 | St. Olaf College | 58996 | St. Olaf StandBy Generators | MN | Rice | SBIC3 | Petroleum Liquids | DFO | Petroleum | 1.8 | 1999
59380 | Enel Green Power NA, Inc. | 58998 | Goodwell Wind Project LLC | OK | Texas | GWWP | Onshore Wind Turbine | WND | Wind | 200 | 2015
59380 | Enel Green Power NA, Inc. | 58999 | Little Elk Wind Project LLC | OK | Washita | LEWP | Onshore Wind Turbine | WND | Wind | 74 | 2015
15477 | Public Service Elec & Gas Co | 59001 | Parkland Landfill Solar | NJ | Burlington | PARK | Solar Photovoltaic | SUN | Solar PV | 7.8 | 2015
56990 | NJR Clean Energy Ventures Corporation | 59003 | Two Dot Wind Farm | MT | Wheatland | 1 | Onshore Wind Turbine | WND | Wind | 9.7 | 2014
58661 | Sustainable Power Group, LLC | 59008 | Woodmere Solar Farm | CA | Kern | PV1 | Solar Photovoltaic | SUN | Solar PV | 15 | 2015
58661 | Sustainable Power Group, LLC | 59009 | Hayworth Solar | CA | kern | PV1 | Solar Photovoltaic | SUN | Solar PV | 27 | 2015
17650 | Southern Power Co | 59010 | Macho Springs | NM | Luna | MSS1 | Solar Photovoltaic | SUN | Solar PV | 52.2 | 2014
58860 | Southbridge Recycling and Disposal Park, Inc | 59011 | Southbridge Landfill Gas-to-Energy | MA | Worcester | CAT | Landfill Gas | LFG | Biomass | 1.6 | 2011
58862 | DC Water | 59012 | DC Water CHP | DC | District of Columbia | TURB1 | Other Waste Biomass | OBG | Biomass | 4.7 | 2015
58862 | DC Water | 59012 | DC Water CHP | DC | District of Columbia | TURB2 | Other Waste Biomass | OBG | Biomass | 4.7 | 2015
58862 | DC Water | 59012 | DC Water CHP | DC | District of Columbia | TURB3 | Other Waste Biomass | OBG | Biomass | 4.7 | 2015
58863 | Main Street Power | 59013 | Scituate PV | MA | Plymouth | SCT | Solar Photovoltaic | SUN | Solar PV | 2.5 | 2013
58863 | Main Street Power | 59014 | Bolton PV | MA | Worcester | BLT | Solar Photovoltaic | SUN | Solar PV | 4.9 | 2013
58863 | Main Street Power | 59015 | Stow PV | MA | Middlesex | STW | Solar Photovoltaic | SUN | Solar PV | 2 | 2013
58864 | Lake County Solar LLC | 59018 | East Chicago | IN | Lake | 1 | Solar Photovoltaic | SUN | Solar PV | 2 | 2013
58864 | Lake County Solar LLC | 59019 | Griffith | IN | Lake | 1 | Solar Photovoltaic | SUN | Solar PV | 2 | 2013
803 | Arizona Public Service Co | 59020 | Gila Bend | AZ | Maricopa | PV1 | Solar Photovoltaic | SUN | Solar PV | 32 | 2014
58865 | Hoopeston Wind LLC | 59021 | Hoopeston Wind LLC | IL | Vermilion | HOO1 | Onshore Wind Turbine | WND | Wind | 98 | 2015
58867 | Kingston Wind Independence | 59022 | Kingston Wind Independence | MA | Plymouth | 1 | Onshore Wind Turbine | WND | Wind | 2 | 2012
58866 | Ipswich Wind Independence | 59023 | Ipswich Wind Independence | MA | Essex | GEN 1 | Onshore Wind Turbine | WND | Wind | 2 | 2012
58869 | Case Western Reserve University | 59024 | Euclid Farm, Stamco N-54 | OH | Cuyahoga | N-54 | Onshore Wind Turbine | WND | Wind | 1 | 2012
58870 | City Council of Baltimore City | 59026 | Back River Waste Water Treatment | MD | Baltimore City | CHP 1 | Other Waste Biomass | OBG | Biomass | 1.1 | 2009
58870 | City Council of Baltimore City | 59026 | Back River Waste Water Treatment | MD | Baltimore City | CHP 2 | Other Waste Biomass | OBG | Biomass | 1.1 | 2009
58870 | City Council of Baltimore City | 59026 | Back River Waste Water Treatment | MD | Baltimore City | SOLAR | Solar Photovoltaic | SUN | Solar PV | 0.8 | 2012
58871 | Citizens Enterprises Corporation | 59028 | Agawam Solar | MA | Hampden | 0028 | Solar Photovoltaic | SUN | Solar PV | 1.5 | 2012
58871 | Citizens Enterprises Corporation | 59029 | Rehoboth Solar | MA | Bristol | 0040 | Solar Photovoltaic | SUN | Solar PV | 2 | 2013
58871 | Citizens Enterprises Corporation | 59030 | Chicopee Solar | MA | Hampden | 0036 | Solar Photovoltaic | SUN | Solar PV | 3 | 2013
58871 | Citizens Enterprises Corporation | 59031 | Route 57 Solar | MA | Hampden | 0027 | Solar Photovoltaic | SUN | Solar PV | 1.5 | 2013
58871 | Citizens Enterprises Corporation | 59032 | EBZ Solar | MA | Middlesex | 0031 | Solar Photovoltaic | SUN | Solar PV | 2.5 | 2013
58871 | Citizens Enterprises Corporation | 59033 | Whately Solar | MA | Franklin | 0024 | Solar Photovoltaic | SUN | Solar PV | 1.5 | 2013
58872 | Shannon Wind LLC | 59034 | Shannon Wind | TX | Clay | SHAN1 | Onshore Wind Turbine | WND | Wind | 204 | 2015
58873 | Green Energy Team LLC | 59035 | Biomass to Energy Facility, Kauai | HI | Kauai | XKA1 | Petroleum Liquids | DFO | Petroleum | 0.5 | 2014
58873 | Green Energy Team LLC | 59035 | Biomass to Energy Facility, Kauai | HI | Kauai | XKA2 | Petroleum Liquids | DFO | Petroleum | 0.5 | 2014
58661 | Sustainable Power Group, LLC | 59038 | Battleground | NC | Cleveland | GEN1 | Solar Photovoltaic | SUN | Solar PV | 3.5 | 2013
58876 | Beulaville Solar LLC | 59039 | Beulaville | NC | Duplin | GEN 1 | Solar Photovoltaic | SUN | Solar PV | 2 | 2013
58661 | Sustainable Power Group, LLC | 59042 | Ellerbe | NC | Richmond | GEN 1 | Solar Photovoltaic | SUN | Solar PV | 2 | 2013
58682 | WR-TGC Solar Generation IV LLC | 59043 | West Davisville Solar | RI | Washington | PV1 | Solar Photovoltaic | SUN | Solar PV | 2 | 2013
19728 | UNS Electric, Inc | 59044 | Rio Rico Solar | AZ | Santa Cruz | RRSF | Solar Photovoltaic | SUN | Solar PV | 6 | 2014
10035 | Kansas Municipal Energy Agency | 59045 | Jameson Energy Center | KS | Finney | JEC1 | Natural Gas Internal Combustion Engine | NG | Natural Gas Peaker | 9.2 | 2014
10035 | Kansas Municipal Energy Agency | 59045 | Jameson Energy Center | KS | Finney | JEC2 | Natural Gas Internal Combustion Engine | NG | Natural Gas Peaker | 9.2 | 2014
10035 | Kansas Municipal Energy Agency | 59045 | Jameson Energy Center | KS | Finney | JEC3 | Natural Gas Internal Combustion Engine | NG | Natural Gas Peaker | 9.2 | 2014
58879 | 651 Chase Solar NG LLC | 59046 | 651 Chase Solar NG | MA | Worcester | PV1 | Solar Photovoltaic | SUN | Solar PV | 2.5 | 2014
58883 | ERWR Whitcomb Farm Solar LLC | 59049 | Whitcomb Solar Farm | VT | Chittenden | PS01 | Solar Photovoltaic | SUN | Solar PV | 2.2 | 2014
58661 | Sustainable Power Group, LLC | 59050 | Wallace | NC | Lenoir | GEN 1 | Solar Photovoltaic | SUN | Solar PV | 2 | 2013
58661 | Sustainable Power Group, LLC | 59051 | Kenansville | NC | Duplin | GEN 1 | Solar Photovoltaic | SUN | Solar PV | 2 | 2013
58884 | FLS Solar 100 LLC | 59052 | Fairmont-FLS 100 | NC | Robeson | GEN 1 | Solar Photovoltaic | SUN | Solar PV | 4 | 2013
57130 | Janssen Pharmaceutical Co | 59055 | Rariton OMP | NJ | Somerset | CHP1 | Natural Gas Internal Combustion Engine | NG | Natural Gas Peaker | 3 | 2009
57130 | Janssen Pharmaceutical Co | 59055 | Rariton OMP | NJ | Somerset | PV1 | Solar Photovoltaic | SUN | Solar PV | 2.4 | 2012
57130 | Janssen Pharmaceutical Co | 59056 | Spring House | PA | Montgomery | GEN 1 | Natural Gas Internal Combustion Engine | NG | Natural Gas Peaker | 3.8 | 2013
57130 | Janssen Pharmaceutical Co | 59057 | Skillman | NJ | Somerset | GEN 1 | Solar Photovoltaic | SUN | Solar PV | 2.7 | 2011
57130 | Janssen Pharmaceutical Co | 59058 | Vacaville | CA | Solano | GEN 1 | Solar Photovoltaic | SUN | Solar PV | 1 | 2007
57130 | Janssen Pharmaceutical Co | 59059 | Raritan ITS | NJ | Somerset | GEN 1 | Solar Photovoltaic | SUN | Solar PV | 2 | 2010
58888 | City of Pittsfield | 59060 | Waste Water Treatment Plant | MA | Berkshire | WWPV | Solar Photovoltaic | SUN | Solar PV | 1.5 | 2012
56990 | NJR Clean Energy Ventures Corporation | 59071 | Carroll Area Wind Farm | IA | Carroll | WT 1 | Onshore Wind Turbine | WND | Wind | 20.7 | 2015
58892 | Wooster Renewable Energy LLC | 59072 | Wooster Renewable Energy | OH | Wayne | WRE 1 | Other Waste Biomass | OBG | Biomass | 1 | 2013
58889 | Dominion Cove Point LNG, LP | 59073 | Cove Point LNG Terminal | MD | Calvert | 111JA | Natural Gas Fired Combustion Turbine | NG | Natural Gas Peaker | 9.4 | 1978
58889 | Dominion Cove Point LNG, LP | 59073 | Cove Point LNG Terminal | MD | Calvert | 111JB | Natural Gas Fired Combustion Turbine | NG | Natural Gas Peaker | 9.4 | 1978
58889 | Dominion Cove Point LNG, LP | 59073 | Cove Point LNG Terminal | MD | Calvert | 111JC | Natural Gas Fired Combustion Turbine | NG | Natural Gas Peaker | 9.4 | 1978
58889 | Dominion Cove Point LNG, LP | 59073 | Cove Point LNG Terminal | MD | Calvert | 214JA | Natural Gas Fired Combustion Turbine | NG | Natural Gas Peaker | 23.9 | 2009
58889 | Dominion Cove Point LNG, LP | 59073 | Cove Point LNG Terminal | MD | Calvert | 214JB | Natural Gas Fired Combustion Turbine | NG | Natural Gas Peaker | 23.9 | 2009
58889 | Dominion Cove Point LNG, LP | 59073 | Cove Point LNG Terminal | MD | Calvert | 311JA | Natural Gas Fired Combustion Turbine | NG | Natural Gas Peaker | 15.6 | 2009
58893 | Xeres Ventures LLC | 59074 | SC 1 Data Center, Phase 2 | CA | Santa Clara | EG10B | Petroleum Liquids | DFO | Petroleum | 2.3 | 2014
58893 | Xeres Ventures LLC | 59074 | SC 1 Data Center, Phase 2 | CA | Santa Clara | EG11A | Petroleum Liquids | DFO | Petroleum | 2.3 | 2014
58893 | Xeres Ventures LLC | 59074 | SC 1 Data Center, Phase 2 | CA | Santa Clara | EG11B | Petroleum Liquids | DFO | Petroleum | 2.3 | 2014
58893 | Xeres Ventures LLC | 59074 | SC 1 Data Center, Phase 2 | CA | Santa Clara | EG12A | Petroleum Liquids | DFO | Petroleum | 2.3 | 2014
58893 | Xeres Ventures LLC | 59074 | SC 1 Data Center, Phase 2 | CA | Santa Clara | EG12B | Petroleum Liquids | DFO | Petroleum | 2.3 | 2014
58893 | Xeres Ventures LLC | 59074 | SC 1 Data Center, Phase 2 | CA | Santa Clara | EG13A | Petroleum Liquids | DFO | Petroleum | 2.3 | 2014
58893 | Xeres Ventures LLC | 59074 | SC 1 Data Center, Phase 2 | CA | Santa Clara | EG14A | Petroleum Liquids | DFO | Petroleum | 2.3 | 2014
58893 | Xeres Ventures LLC | 59074 | SC 1 Data Center, Phase 2 | CA | Santa Clara | EG15A | Petroleum Liquids | DFO | Petroleum | 2.3 | 2015
58893 | Xeres Ventures LLC | 59074 | SC 1 Data Center, Phase 2 | CA | Santa Clara | EG15B | Petroleum Liquids | DFO | Petroleum | 2.3 | 2015
58893 | Xeres Ventures LLC | 59074 | SC 1 Data Center, Phase 2 | CA | Santa Clara | EG16A | Petroleum Liquids | DFO | Petroleum | 2.3 | 2015
58893 | Xeres Ventures LLC | 59074 | SC 1 Data Center, Phase 2 | CA | Santa Clara | EG16B | Petroleum Liquids | DFO | Petroleum | 2.3 | 2015
58893 | Xeres Ventures LLC | 59074 | SC 1 Data Center, Phase 2 | CA | Santa Clara | EG1A | Petroleum Liquids | DFO | Petroleum | 2.2 | 2011
58893 | Xeres Ventures LLC | 59074 | SC 1 Data Center, Phase 2 | CA | Santa Clara | EG1B | Petroleum Liquids | DFO | Petroleum | 2.2 | 2011
58893 | Xeres Ventures LLC | 59074 | SC 1 Data Center, Phase 2 | CA | Santa Clara | EG2A | Petroleum Liquids | DFO | Petroleum | 2.2 | 2011
58893 | Xeres Ventures LLC | 59074 | SC 1 Data Center, Phase 2 | CA | Santa Clara | EG2B | Petroleum Liquids | DFO | Petroleum | 2.2 | 2011
58893 | Xeres Ventures LLC | 59074 | SC 1 Data Center, Phase 2 | CA | Santa Clara | EG3A | Petroleum Liquids | DFO | Petroleum | 2.2 | 2011
58893 | Xeres Ventures LLC | 59074 | SC 1 Data Center, Phase 2 | CA | Santa Clara | EG3B | Petroleum Liquids | DFO | Petroleum | 2.2 | 2011
58893 | Xeres Ventures LLC | 59074 | SC 1 Data Center, Phase 2 | CA | Santa Clara | EG4A | Petroleum Liquids | DFO | Petroleum | 2.2 | 2011
58893 | Xeres Ventures LLC | 59074 | SC 1 Data Center, Phase 2 | CA | Santa Clara | EG4B | Petroleum Liquids | DFO | Petroleum | 2.2 | 2011
58893 | Xeres Ventures LLC | 59074 | SC 1 Data Center, Phase 2 | CA | Santa Clara | EG5A | Petroleum Liquids | DFO | Petroleum | 2.2 | 2011
58893 | Xeres Ventures LLC | 59074 | SC 1 Data Center, Phase 2 | CA | Santa Clara | EG5B | Petroleum Liquids | DFO | Petroleum | 2.2 | 2011
58893 | Xeres Ventures LLC | 59074 | SC 1 Data Center, Phase 2 | CA | Santa Clara | EG6A | Petroleum Liquids | DFO | Petroleum | 2.2 | 2011
58893 | Xeres Ventures LLC | 59074 | SC 1 Data Center, Phase 2 | CA | Santa Clara | EG6B | Petroleum Liquids | DFO | Petroleum | 2.2 | 2011
58893 | Xeres Ventures LLC | 59074 | SC 1 Data Center, Phase 2 | CA | Santa Clara | EG7A | Petroleum Liquids | DFO | Petroleum | 2.2 | 2011
58893 | Xeres Ventures LLC | 59074 | SC 1 Data Center, Phase 2 | CA | Santa Clara | EG7B | Petroleum Liquids | DFO | Petroleum | 2.2 | 2011
58893 | Xeres Ventures LLC | 59074 | SC 1 Data Center, Phase 2 | CA | Santa Clara | EG8A | Petroleum Liquids | DFO | Petroleum | 2.2 | 2011
58893 | Xeres Ventures LLC | 59074 | SC 1 Data Center, Phase 2 | CA | Santa Clara | EG8B | Petroleum Liquids | DFO | Petroleum | 2.2 | 2011
58893 | Xeres Ventures LLC | 59074 | SC 1 Data Center, Phase 2 | CA | Santa Clara | EG9A | Petroleum Liquids | DFO | Petroleum | 2.3 | 2015
58893 | Xeres Ventures LLC | 59074 | SC 1 Data Center, Phase 2 | CA | Santa Clara | EG9B | Petroleum Liquids | DFO | Petroleum | 2.3 | 2014
58894 | CF CVEC Owner One LLC | 59075 | Brewster Landfill | MA | Barnstable | BRE1 | Solar Photovoltaic | SUN | Solar PV | 1 | 2014
58894 | CF CVEC Owner One LLC | 59077 | Chatham Landfill | MA | Barnstable | CHA | Solar Photovoltaic | SUN | Solar PV | 1.5 | 2014
58894 | CF CVEC Owner One LLC | 59078 | Harwich Landfill | MA | Barnstable | HAR1 | Solar Photovoltaic | SUN | Solar PV | 4 | 2014
58894 | CF CVEC Owner One LLC | 59079 | Katama Farm | MA | Dukes | KAT1 | Solar Photovoltaic | SUN | Solar PV | 1 | 2014
58894 | CF CVEC Owner One LLC | 59080 | Nunnepog | MA | Dukes | NUN1 | Solar Photovoltaic | SUN | Solar PV | 1 | 2014
58894 | CF CVEC Owner One LLC | 59081 | Barnstable Landfill | MA | Barnstable | HAR1 | Solar Photovoltaic | SUN | Solar PV | 4 | 2014
58894 | CF CVEC Owner One LLC | 59082 | Dennis Landfill | MA | Barnstable | DEN1 | Solar Photovoltaic | SUN | Solar PV | 5 | 2014
57503 | Limon | 59083 | Limon III Wind LLC | CO | Lincoln | WT1 | Onshore Wind Turbine | WND | Wind | 200.6 | 2014
57170 | EDF Renewable Asset Holdings, Inc. | 59085 | Lepomis PV Energy LLC | MA | Plymouth | INV-1 | Solar Photovoltaic | SUN | Solar PV | 4.5 | 2014
58468 | Dominion Renewable Energy | 59086 | Goose Lake Solar | CA | Kern | GEN1 | Solar Photovoltaic | SUN | Solar PV | 12 | 2015
58468 | Dominion Renewable Energy | 59087 | City of Corcoran Solar | CA | Kings | GEN 1 | Solar Photovoltaic | SUN | Solar PV | 11 | 2015
58902 | Rockland Solar | 59090 | Rockland Solar | MA | Plymouth | GEN1 | Solar Photovoltaic | SUN | Solar PV | 2.5 | 2013
57313 | SolarCity Corporation | 59094 | Division 1 | CA | Los Angeles | GEN 1 | Solar Photovoltaic | SUN | Solar PV | 1.5 | 2014
57313 | SolarCity Corporation | 59095 | Division 2 | CA | Los Angeles | GEN 1 | Solar Photovoltaic | SUN | Solar PV | 1 | 2014
57313 | SolarCity Corporation | 59096 | Division 3 | CA | Los Angeles | GEN1 | Solar Photovoltaic | SUN | Solar PV | 1 | 2014
58928 | Berry Plastics Solar | 59097 | Berry Plastics Solar | NJ | Warren | PV1 | Solar Photovoltaic | SUN | Solar PV | 10.1 | 2013
57313 | SolarCity Corporation | 59098 | Kettering Solar 1 | CA | Los Angeles | PV1 | Solar Photovoltaic | SUN | Solar PV | 1 | 2014
57313 | SolarCity Corporation | 59099 | Kettering Solar 2 | CA | Los Angeles | PV1 | Solar Photovoltaic | SUN | Solar PV | 1 | 2014
58906 | Chauncey Farm | 59100 | Chauncey Farm LLC | NC | Columbus | 1 | Solar Photovoltaic | SUN | Solar PV | 4.9 | 2014
58908 | Dragstrip Farm LLC | 59102 | Dragstrip Farm | NC | Burke | 1 | Solar Photovoltaic | SUN | Solar PV | 5 | 2014
58911 | Market Farm LLC | 59105 | Market Farm | NC | Rockingham | 1 | Solar Photovoltaic | SUN | Solar PV | 4.9 | 2014
58927 | Snow Hill Solar 2 LLC | 59106 | Snow Hill Solar 2 LLC | NC | Greene | 1 | Solar Photovoltaic | SUN | Solar PV | 2 | 2014
58912 | Mount Olive Farm LLC | 59107 | Mount Olive Farm | NC | Wayne | 1 | Solar Photovoltaic | SUN | Solar PV | 5 | 2014
58915 | Spicewood Solar Farm LLC | 59109 | Spicewood Solar Farm LLC | NC | Moore | 1 | Solar Photovoltaic | SUN | Solar PV | 5 | 2014
58916 | Springfield Solar 1 LLC | 59110 | Springfield Solar 1 LLC | MO | Greene | 1 | Solar Photovoltaic | SUN | Solar PV | 4.9 | 2014
58917 | West Salisbury Farm LLC | 59111 | West Salisbury Farm LLC | NC | Rowan | 1 | Solar Photovoltaic | SUN | Solar PV | 5 | 2015
58919 | Yanceyville Farm 2 LLC | 59113 | Yanceyville Farm 2 LLC | NC | Caswell | 1 | Solar Photovoltaic | SUN | Solar PV | 5 | 2015
58920 | Redmon Solar Farm LLC | 59114 | Redmon Solar Farm LLC | NC | Rowan | 1 | Solar Photovoltaic | SUN | Solar PV | 2 | 2015
58926 | Anderson Farm LLC | 59115 | Anderson Farm LLC | NC | Sampson | 1 | Solar Photovoltaic | SUN | Solar PV | 1.9 | 2014
58929 | Cape May County Municipal | 59116 | Woodbine Landfill Plant | NJ | Cape May | V1021 | Landfill Gas | LFG | Biomass | 3.2 | 2013
3046 | Duke Energy Progress - (NC) | 59117 | DD Fayetteville Solar NC LLC | NC | Bladen | PV1 | Solar Photovoltaic | SUN | Solar PV | 23.1 | 2015
58939 | Cameron Wind 1 LLC | 59118 | Cameron Wind 1 LLC | TX | Cameron | CAM1 | Onshore Wind Turbine | WND | Wind | 165 | 2015
58661 | Sustainable Power Group, LLC | 59119 | Warsaw I | NC | Duplin | PV1 | Solar Photovoltaic | SUN | Solar PV | 2 | 2013
58661 | Sustainable Power Group, LLC | 59120 | Warsaw II | NC | Duplin | PV1 | Solar Photovoltaic | SUN | Solar PV | 2 | 2013
59622 | Ahana Renewables, LLC | 59121 | Acushnet-Braley Road 1 | MA | Bristol | 57449 | Solar Photovoltaic | SUN | Solar PV | 1.9 | 2013
58944 | Enerparc CA 1, LLC | 59122 | Enerparc CA1 LLC | CA | San Benito | ECA11 | Solar Photovoltaic | SUN | Solar PV | 1.5 | 2014
58925 | Moncure Farm LLC | 59123 | Moncure Farm LLC | NC | Chatham | 1 | Solar Photovoltaic | SUN | Solar PV | 5 | 2014
58924 | Martin Creek Farm LLC | 59124 | Martin Creek Farm LLC | NC | Vance | 1 | Solar Photovoltaic | SUN | Solar PV | 3 | 2014
58923 | Kinston Solar LLC | 59125 | Kinston | NC | Lenoir | 1 | Solar Photovoltaic | SUN | Solar PV | 2 | 2014
58922 | Daniel Farm LLC | 59126 | Daniel Farm LLC | NC | Davie | 1 | Solar Photovoltaic | SUN | Solar PV | 5 | 2014
58921 | Bailey Farm LLC | 59127 | Bailey Farm LLC | NC | Nash | 1 | Solar Photovoltaic | SUN | Solar PV | 5 | 2013
59622 | Ahana Renewables, LLC | 59128 | Acushnet- High Hill | MA | Bristol | 57449 | Solar Photovoltaic | SUN | Solar PV | 3.2 | 2013
59622 | Ahana Renewables, LLC | 59129 | CSD 2- Freedom High | CA | Contra Costa | 57449 | Solar Photovoltaic | SUN | Solar PV | 1.1 | 2013
59622 | Ahana Renewables, LLC | 59130 | CSD 2 - Heritage High | CA | Contra Costa | 57449 | Solar Photovoltaic | SUN | Solar PV | 1.3 | 2013
59622 | Ahana Renewables, LLC | 59131 | Dartmouth Landfill | MA | Bristol | 57449 | Solar Photovoltaic | SUN | Solar PV | 1.3 | 2013
59622 | Ahana Renewables, LLC | 59132 | EAFB - North Base | CA | Kern | 57449 | Solar Photovoltaic | SUN | Solar PV | 1.1 | 2012
59622 | Ahana Renewables, LLC | 59133 | EAFB - South Base | CA | Kern | 57449 | Solar Photovoltaic | SUN | Solar PV | 1.1 | 2012
59622 | Ahana Renewables, LLC | 59134 | Easton Landfill | MA | Bristol | 57449 | Solar Photovoltaic | SUN | Solar PV | 1.9 | 2013
59622 | Ahana Renewables, LLC | 59135 | Ludlow Landfill | MA | Hampden | 57449 | Solar Photovoltaic | SUN | Solar PV | 2.6 | 2013
59622 | Ahana Renewables, LLC | 59136 | Methuen Landfill | MA | Essex | 57449 | Solar Photovoltaic | SUN | Solar PV | 1.3 | 2013
59622 | Ahana Renewables, LLC | 59137 | Plymouth Site 1 | MA | Plymouth | 57449 | Solar Photovoltaic | SUN | Solar PV | 5.6 | 2013
59622 | Ahana Renewables, LLC | 59138 | SDCCD - Miramar | CA | San Diego | 57449 | Solar Photovoltaic | SUN | Solar PV | 1.1 | 2011
59622 | Ahana Renewables, LLC | 59139 | SDCWA - Twin Oaks | CA | San Diego | 57449 | Solar Photovoltaic | SUN | Solar PV | 1.1 | 2011
57170 | EDF Renewable Asset Holdings, Inc. | 59140 | EDF Lancaster | MA | Worcester | INV-1 | Solar Photovoltaic | SUN | Solar PV | 4.5 | 2014
58948 | Manatee County Utilities Department | 59142 | Manatee County LFGTE | FL | Manatee | IC1 | Landfill Gas | LFG | Biomass | 1.6 | 2013
58960 | Timberline Energy LLC | 59143 | Front Range Project | CO | Weld | FR-1 | Landfill Gas | LFG | Biomass | 3.2 | 2011
58949 | Hangar 160 LLC | 59144 | Brighton PV Solar Plant | CO | Adams | 15755 | Solar Photovoltaic | SUN | Solar PV | 1.8 | 2012
58961 | United Therapeutics Corporation | 59146 | XPF Solar Field | NC | Durham | PV1 | Solar Photovoltaic | SUN | Solar PV | 3.9 | 2014
58962 | Fair Wind Power Partners | 59147 | Fair Wind Power | MD | Garrett | 1 | Onshore Wind Turbine | WND | Wind | 30 | 2015
58969 | Harvest Power Orlando LLC | 59151 | Harvest Power Orlando | FL | Orange | CHP 1 | Other Waste Biomass | OBG | Biomass | 1.6 | 2013
58969 | Harvest Power Orlando LLC | 59151 | Harvest Power Orlando | FL | Orange | CHP 2 | Other Waste Biomass | OBG | Biomass | 1.6 | 2013
58970 | Ecoplexus, Inc | 59152 | Thornton PV1 | NC | Greene | THOR1 | Solar Photovoltaic | SUN | Solar PV | 5 | 2015
58970 | Ecoplexus, Inc | 59153 | Watson Seed Farm PV1 | NC | Nash | WAT1 | Solar Photovoltaic | SUN | Solar PV | 20 | 2015
58970 | Ecoplexus, Inc | 59154 | Bradley PV1 | NC | Hertford | BRAD1 | Solar Photovoltaic | SUN | Solar PV | 5 | 2015
59819 | Fresh Air Energy X, LLC | 59155 | Shawboro PV1 | NC | Currituck | SHAW1 | Solar Photovoltaic | SUN | Solar PV | 20 | 2015
58970 | Ecoplexus, Inc | 59156 | Carter PV1 | NC | Cumberland | CTR1 | Solar Photovoltaic | SUN | Solar PV | 5 | 2014
58970 | Ecoplexus, Inc | 59157 | Pecan PV1 | NC | Richmond | PEC1 | Solar Photovoltaic | SUN | Solar PV | 5 | 2014
58970 | Ecoplexus, Inc | 59158 | Langley PV1 | NC | Wilson | LNG1 | Solar Photovoltaic | SUN | Solar PV | 5 | 2014
59462 | Heelstone Energy Holdings, LLC | 59163 | Highland Solar Center LLC | NC | Lenoir | HSC 1 | Solar Photovoltaic | SUN | Solar PV | 5 | 2015
58977 | Bridgeport Disposal LLC | 59166 | Bridgeport Disposal Solar Farm | NJ | Gloucester | BRIDG | Solar Photovoltaic | SUN | Solar PV | 1.2 | 2011
58976 | PsomasFMG Lancaster Solar Crest, LLC | 59167 | Lancaster Solar 1 | CA | Los Angeles | LS1 | Solar Photovoltaic | SUN | Solar PV | 1.5 | 2014
59384 | Avalon Solar | 59168 | Avalon Solar | AZ | Pima | AS | Solar Photovoltaic | SUN | Solar PV | 29 | 2014
58976 | PsomasFMG Lancaster Solar Crest, LLC | 59169 | Lancaster Solar 2 | CA | Los Angeles | LS2 | Solar Photovoltaic | SUN | Solar PV | 1.5 | 2014
58975 | Jakana Solar | 59170 | Jakana Solar | NC | Martin | 5MWPV | Solar Photovoltaic | SUN | Solar PV | 5 | 2014
58979 | Windsor Solar LLC | 59171 | Windsor Solar | NC | Bertie | 5MWPV | Solar Photovoltaic | SUN | Solar PV | 5 | 2014
58985 | Marion Solar LLC | 59172 | Belmont | IN | Marion | PV1 | Solar Photovoltaic | SUN | Solar PV | 3.8 | 2015
58981 | Bethel Solar LLC | 59173 | Bethel Solar | NC | Pitt | 5MWPV | Solar Photovoltaic | SUN | Solar PV | 5 | 2015
58980 | Lewiston Solar LLC | 59174 | Lewiston Solar | NC | Bertie | 5MWPV | Solar Photovoltaic | SUN | Solar PV | 5 | 2014
58983 | Williamston Solar LLC | 59176 | Williamston Solar | NC | Martin | 5MWPV | Solar Photovoltaic | SUN | Solar PV | 5 | 2014
58440 | CD US Solar MT 2 LLC | 59178 | Franklin 1 | MA | Norfolk | KRS04 | Solar Photovoltaic | SUN | Solar PV | 3 | 2013
58440 | CD US Solar MT 2 LLC | 59179 | Franklin 2 | MA | Norfolk | KRS05 | Solar Photovoltaic | SUN | Solar PV | 4 | 2013
58985 | Marion Solar LLC | 59180 | Marion Solar LNG | IN | Marion | PV1 | Solar Photovoltaic | SUN | Solar PV | 1.5 | 2015
58986 | AgriReNew | 59181 | AgriReNew | IA | Scott | 00001 | Other Waste Biomass | OBG | Biomass | 1 | 2013
59139 | SunEdison LLC | 59182 | Hesperia | CA | San Bernardino | 10-94 | Solar Photovoltaic | SUN | Solar PV | 1.5 | 2014
58468 | Dominion Renewable Energy | 59183 | CID Solar, LLC | CA | Kings | PV1 | Solar Photovoltaic | SUN | Solar PV | 19.8 | 2014
58468 | Dominion Renewable Energy | 59184 | Mulberry Farm LLC | TN | McNairy | PV1 | Solar Photovoltaic | SUN | Solar PV | 15.8 | 2014
56990 | NJR Clean Energy Ventures Corporation | 59185 | Jacobstown | NJ | Burlington | PV1 | Solar Photovoltaic | SUN | Solar PV | 5 | 2014
56990 | NJR Clean Energy Ventures Corporation | 59186 | West Pemberton | NJ | Burlington | PV1 | Solar Photovoltaic | SUN | Solar PV | 7 | 2014
13809 | NorthWestern Energy - (SD) | 59187 | Beethoven Wind | SD | Bon Homme | B&H80 | Onshore Wind Turbine | WND | Wind | 80 | 2015
58468 | Dominion Renewable Energy | 59188 | Selmer Farm LLC | TN | McNairy | PV1 | Solar Photovoltaic | SUN | Solar PV | 15.8 | 2014
58993 | East Wayne Solar LLC | 59189 | East Wayne Solar LLC | NC | Wayne | 1 | Solar Photovoltaic | SUN | Solar PV | 2 | 2014
58995 | Vickers Farm LLC | 59190 | Vickers | NC | Chatham | 1 | Solar Photovoltaic | SUN | Solar PV | 2 | 2014
58996 | Soluga Farms 1 LLC | 59191 | Soluga Farms 1 | NC | Sampson | 1 | Solar Photovoltaic | SUN | Solar PV | 5 | 2014
58997 | Soluga Farms 2 LLC | 59192 | Soluga Farms 2 LLC | NC | Bladen | 1 | Solar Photovoltaic | SUN | Solar PV | 5 | 2014
12199 | Montana-Dakota Utilities Co | 59194 | Portable Generator 2 | ND | Williams | IC1 | Petroleum Liquids | DFO | Petroleum | 2 | 2012
12199 | Montana-Dakota Utilities Co | 59195 | Portable Generator 3 | ND | Williams | IC2 | Petroleum Liquids | DFO | Petroleum | 2 | 2012
12199 | Montana-Dakota Utilities Co | 59196 | Portable Generator 1 | ND | Mckenzie | IC1 | Petroleum Liquids | DFO | Petroleum | 1.8 | 2005
59076 | Fresh Air Energy VII LLC | 59198 | Sterling PV 3 | CO | Logan | STER3 | Solar Photovoltaic | SUN | Solar PV | 1.6 | 2014
59078 | Fresh Air Energy VIII LLC | 59199 | Mesa PV1 | CO | Mesa | MESA1 | Solar Photovoltaic | SUN | Solar PV | 1.6 | 2014
13781 | Northern States Power Co - Minnesota | 59200 | Border Winds Wind Farm | ND | Rolette | 1 | Onshore Wind Turbine | WND | Wind | 150 | 2015
13781 | Northern States Power Co - Minnesota | 59201 | Pleasant Valley Wind Farm | MN | Mower | 1 | Onshore Wind Turbine | WND | Wind | 200 | 2015
58593 | Sequoia PV 1 LLC | 59203 | Farmersville | CA | Tulare | PV1 | Solar Photovoltaic | SUN | Solar PV | 1.5 | 2014
58593 | Sequoia PV 1 LLC | 59203 | Farmersville | CA | Tulare | PV2 | Solar Photovoltaic | SUN | Solar PV | 1.5 | 2014
58593 | Sequoia PV 1 LLC | 59203 | Farmersville | CA | Tulare | PV3 | Solar Photovoltaic | SUN | Solar PV | 1.5 | 2014
56769 | Consolidated Edison Development Inc. | 59204 | OCI Alamo 3 LLC | TX | Bexar | OCIA3 | Solar Photovoltaic | SUN | Solar PV | 5.5 | 2015
56769 | Consolidated Edison Development Inc. | 59205 | OCI Alamo 5 LLC | TX | Uvalde | OCIA5 | Solar Photovoltaic | SUN | Solar PV | 100 | 2015
59004 | Sequoia PV 3 LLC | 59219 | Porterville 6 and 7 | CA | Tulare | PV1 | Solar Photovoltaic | SUN | Solar PV | 1.5 | 2014
59004 | Sequoia PV 3 LLC | 59219 | Porterville 6 and 7 | CA | Tulare | PV2 | Solar Photovoltaic | SUN | Solar PV | 1.5 | 2014
59015 | ESG Biofuels (Southern Georgia) Company LLC | 59221 | Pecan Row Landfill To Electric Facility | GA | Lowndes | GEN1 | Landfill Gas | LFG | Biomass | 1.6 | 2013
59015 | ESG Biofuels (Southern Georgia) Company LLC | 59221 | Pecan Row Landfill To Electric Facility | GA | Lowndes | GEN2 | Landfill Gas | LFG | Biomass | 1.6 | 2013
59015 | ESG Biofuels (Southern Georgia) Company LLC | 59221 | Pecan Row Landfill To Electric Facility | GA | Lowndes | GEN3 | Landfill Gas | LFG | Biomass | 1.6 | 2013
49913 | University of Arizona | 59233 | Cogeneration 2 | AZ | Pima | CT2 | Natural Gas Fired Combined Cycle | NG | Natural Gas Nonpeaker | 6 | 2002
59039 | Arbuckle Mountain Wind Farm LLC | 59234 | Arbuckle Mountain Wind Farm LLC | OK | Murray | GEN1 | Onshore Wind Turbine | WND | Wind | 100 | 2015
59040 | Rising Tree Wind Farm II LLC | 59235 | Rising Tree Wind Farm II | CA | Kern | GEN1 | Onshore Wind Turbine | WND | Wind | 19.8 | 2015
59042 | Rising Tree Wind Farm III LLC | 59236 | Rising Tree Wind Farm III | CA | Kern | GEN1 | Onshore Wind Turbine | WND | Wind | 99 | 2015
59041 | Lone Valley Solar Park II LLC | 59237 | Lone Valley Solar Park II LLC | CA | San Bernardino | CPII | Solar Photovoltaic | SUN | Solar PV | 20 | 2014
57170 | EDF Renewable Asset Holdings, Inc. | 59238 | Windthorst-2 | TX | Archer | WND2 | Onshore Wind Turbine | WND | Wind | 67.6 | 2014
59045 | Eagle Springs Solar LLC | 59239 | Eagle Springs Solar LLC | CO | Garfield | ESS01 | Solar Photovoltaic | SUN | Solar PV | 1 | 2013
59881 | Port Charlotte Energy LLC | 59240 | Green Gas-Port Charlotte LLC | FL | Charlotte | G1 | Landfill Gas | LFG | Biomass | 1.5 | 2011
59881 | Port Charlotte Energy LLC | 59240 | Green Gas-Port Charlotte LLC | FL | Charlotte | G2 | Landfill Gas | LFG | Biomass | 1.5 | 2011
58801 | Integrys MA Solar, LLC | 59241 | Brockelman | MA | Worcester | BROCK | Solar Photovoltaic | SUN | Solar PV | 3 | 2013
58801 | Integrys MA Solar, LLC | 59242 | Beverly | MA | Essex | BVRLY | Solar Photovoltaic | SUN | Solar PV | 2 | 2014
59063 | Camden Solar Center, LLC | 59248 | CCMUA | NJ | Camden | CCMUA | Solar Photovoltaic | SUN | Solar PV | 1.5 | 2012
56889 | Rhode Island LFG Genco | 59254 | Johnston LFG Turbine Plant | RI | Providence | GENS1 | Landfill Gas | LFG | Biomass | 10 | 2013
56889 | Rhode Island LFG Genco | 59254 | Johnston LFG Turbine Plant | RI | Providence | GENT1 | Landfill Gas | LFG | Biomass | 6 | 2013
56889 | Rhode Island LFG Genco | 59254 | Johnston LFG Turbine Plant | RI | Providence | GENT2 | Landfill Gas | LFG | Biomass | 6 | 2013
56889 | Rhode Island LFG Genco | 59254 | Johnston LFG Turbine Plant | RI | Providence | GENT3 | Landfill Gas | LFG | Biomass | 6 | 2013
56889 | Rhode Island LFG Genco | 59254 | Johnston LFG Turbine Plant | RI | Providence | GENT4 | Landfill Gas | LFG | Biomass | 6 | 2013
9267 | Hoosier Energy R E C, Inc | 59255 | Osprey Point RES | IN | Sullivan | 1 | Other Gases | OG | Biomass | 3.3 | 2013
9267 | Hoosier Energy R E C, Inc | 59255 | Osprey Point RES | IN | Sullivan | 2 | Other Gases | OG | Biomass | 3.3 | 2013
9267 | Hoosier Energy R E C, Inc | 59255 | Osprey Point RES | IN | Sullivan | 3 | Other Gases | OG | Biomass | 3.3 | 2013
9267 | Hoosier Energy R E C, Inc | 59255 | Osprey Point RES | IN | Sullivan | 4 | Other Gases | OG | Biomass | 3.3 | 2013
14328 | Pacific Gas & Electric Co | 59256 | Vaca Dixon Battery Storage System | CA | Solano | BAT1 | Batteries | MWH | Other | 2 | 2013
14328 | Pacific Gas & Electric Co | 59257 | Yerba Buena | CA | Santa Clara | YB1 | Batteries | MWH | Other | 4 | 2013
59093 | Hidden View Dairy, LLC | 59260 | Hidden View Dairy, LLC | IN | Jasper | HV1 | Other Waste Biomass | OBG | Biomass | 0.9 | 2013
59093 | Hidden View Dairy, LLC | 59260 | Hidden View Dairy, LLC | IN | Jasper | HV2 | Other Waste Biomass | OBG | Biomass | 0.4 | 2007
57128 | Bloom Energy | 59261 | Verizon-Torrance | CA | Los Angeles | VZ300 | Other Natural Gas | NG | Natural Gas Peaker | 1 | 2013
58661 | Sustainable Power Group, LLC | 59262 | Lancaster Little Rock | CA | Los Angeles | LLRC | Solar Photovoltaic | SUN | Solar PV | 5 | 2014
59089 | Merced Solar LLC | 59265 | Merced Solar LLC | CA | Merced | PV8 | Solar Photovoltaic | SUN | Solar PV | 1.5 | 2014
59090 | Mission Solar LLC | 59267 | Mission Solar LLC | CA | Merced | PV9 | Solar Photovoltaic | SUN | Solar PV | 1.5 | 2014
59091 | Hollister Solar LLC | 59268 | Hollister Solar LLC | CA | San Benito | PV10 | Solar Photovoltaic | SUN | Solar PV | 1.5 | 2014
58661 | Sustainable Power Group, LLC | 59269 | Victor Mesa Linda B2 | CA | San Bernardino | VMLB2 | Solar Photovoltaic | SUN | Solar PV | 1.5 | 2014
58661 | Sustainable Power Group, LLC | 59270 | Victor Mesa Linda C2 | CA | San Bernardino | VMLC2 | Solar Photovoltaic | SUN | Solar PV | 1.5 | 2014
58661 | Sustainable Power Group, LLC | 59271 | Victor Mesa Linda D2 | CA | San Bernardino | VMLD2 | Solar Photovoltaic | SUN | Solar PV | 1.5 | 2014
58661 | Sustainable Power Group, LLC | 59272 | Victor Mesa Linda E2 | CA | San Bernardino | VMLE2 | Solar Photovoltaic | SUN | Solar PV | 1.5 | 2014
58661 | Sustainable Power Group, LLC | 59273 | SEPV Palmdale East | CA | Los Angeles | PALME | Solar Photovoltaic | SUN | Solar PV | 10 | 2015
58661 | Sustainable Power Group, LLC | 59274 | Sutter Greeworks LLC | NY | Suffolk | SUTTG | Solar Photovoltaic | SUN | Solar PV | 5 | 2015
58661 | Sustainable Power Group, LLC | 59275 | Sterlington Greenworks LLC | NY | Suffolk | STERG | Solar Photovoltaic | SUN | Solar PV | 1.3 | 2015
56990 | NJR Clean Energy Ventures Corporation | 59277 | Medford WWTP | NJ | Burlington | MED1 | Solar Photovoltaic | SUN | Solar PV | 1.3 | 2013
56990 | NJR Clean Energy Ventures Corporation | 59278 | Reeves South | NJ | Burlington | REEV1 | Solar Photovoltaic | SUN | Solar PV | 1 | 2013
57128 | Bloom Energy | 59279 | Life Technologies - Pleasanton | CA | Alameda | LFT01 | Other Natural Gas | NG | Natural Gas Peaker | 1.1 | 2013
57128 | Bloom Energy | 59280 | Kellogg's - San Jose | CA | Santa Clara | KLG00 | Other Natural Gas | NG | Natural Gas Peaker | 1.1 | 2013
57128 | Bloom Energy | 59281 | eBay - South Jordan | UT | Salt Lake | EBY00 | Other Natural Gas | NG | Natural Gas Peaker | 9.8 | 2013
57128 | Bloom Energy | 59282 | Green Machine | MD | Anne Arundel | BBX00 | Other Natural Gas | NG | Natural Gas Peaker | 1.7 | 2013
58540 | California PV Energy LLC | 59283 | California PV Energy at ISD WWTP | CA | Contra Costa | W4236 | Solar Photovoltaic | SUN | Solar PV | 1 | 2014
56622 | NextEra Energy Resources | 59284 | Mammoth Plains | OK | Dewey | GE1.7 | Onshore Wind Turbine | WND | Wind | 199 | 2014
59097 | WED NK Green LLC | 59295 | WED NK Green | RI | Washington | NKG1 | Onshore Wind Turbine | WND | Wind | 1.5 | 2012
59100 | Sunlight General Solar Fund II, LLC | 59297 | Carrier Clinic | NJ | Somerset | CARRI | Solar Photovoltaic | SUN | Solar PV | 1.5 | 2009
59104 | Sequoia PV 2, LLC | 59300 | Hanford 1 and 2 | CA | Kings | HAN1 | Solar Photovoltaic | SUN | Solar PV | 1.5 | 2014
59104 | Sequoia PV 2, LLC | 59300 | Hanford 1 and 2 | CA | Kings | HAN2 | Solar Photovoltaic | SUN | Solar PV | 1.5 | 2014
58523 | Enerdyne Power Systems Inc | 59310 | Black Oak Power Producers, LLC | MO | Wright | GEN1 | Landfill Gas | LFG | Biomass | 2 | 2014
58523 | Enerdyne Power Systems Inc | 59310 | Black Oak Power Producers, LLC | MO | Wright | GEN2 | Landfill Gas | LFG | Biomass | 2 | 2014
59115 | NextEra Energy Seiling Wind | 59311 | Seiling Wind I | OK | Dewey | SEIL1 | Onshore Wind Turbine | WND | Wind | 199 | 2014
59115 | NextEra Energy Seiling Wind | 59312 | Seiling Wind II | OK | Dewey | SEIL2 | Onshore Wind Turbine | WND | Wind | 98.6 | 2014
56990 | NJR Clean Energy Ventures Corporation | 59318 | North Run | NJ | Burlington | NRUN1 | Solar Photovoltaic | SUN | Solar PV | 5 | 2015
56990 | NJR Clean Energy Ventures Corporation | 59319 | Rock Solid | NJ | Monmouth | ROCK1 | Solar Photovoltaic | SUN | Solar PV | 8 | 2014
59119 | Los Vientos Windpower III, LLC | 59320 | Los Vientos Windpower III | TX | Starr | GEN1 | Onshore Wind Turbine | WND | Wind | 200 | 2015
59121 | Pumpjack Solar I, LLC | 59322 | Pumpjack Solar I | CA | Kern | GEN1 | Solar Photovoltaic | SUN | Solar PV | 20 | 2015
57081 | WGL Energy Systems, Inc | 59323 | Sacramento (SMUD) | CA | Sacramento | SMUPV | Solar Photovoltaic | SUN | Solar PV | 1.5 | 2014
59122 | The Medical Center Company | 59324 | MCCo Solar Generating Facility | OH | Cuyahoga | MCCO1 | Solar Photovoltaic | SUN | Solar PV | 1 | 2014
59125 | Marlboro Mushroom | 59327 | Marlboro Mushrooms Solar Field | PA | Chester | GEN1 | Solar Photovoltaic | SUN | Solar PV | 1 | 2011
59129 | Foundation CA Fund VII Manager, LLC | 59328 | Golden Acorn Casino | CA | San Diego | GAC1 | Onshore Wind Turbine | WND | Wind | 1 | 2014
59129 | Foundation CA Fund VII Manager, LLC | 59329 | City of Soledad Water Reclamation | CA | Monterey | SOL1 | Onshore Wind Turbine | WND | Wind | 1 | 2014
59129 | Foundation CA Fund VII Manager, LLC | 59330 | Taylor Farms | CA | Monterey | TAY1 | Onshore Wind Turbine | WND | Wind | 1 | 2014
59129 | Foundation CA Fund VII Manager, LLC | 59331 | Anheuser-Busch #2 | CA | Solano | ANB2 | Onshore Wind Turbine | WND | Wind | 1.6 | 2014
59900 | Mesquite Creek Wind, LLC | 59332 | Mesquite Creek Wind | TX | Dawson | MSCRK | Onshore Wind Turbine | WND | Wind | 211.2 | 2015
59132 | Faison Solar LLC | 59333 | Faison Solar | NC | Duplin | FAIS1 | Solar Photovoltaic | SUN | Solar PV | 2 | 2015
58468 | Dominion Renewable Energy | 59334 | Catalina Solar 2, LLC | CA | Kern | INV-1 | Solar Photovoltaic | SUN | Solar PV | 18 | 2015
59135 | Inst and Envir Div Marine Logistics Base | 59335 | MCLB Landfill Gas to Energy | GA | Dougherty | GEN1 | Other Waste Biomass | OBG | Biomass | 1.9 | 2011
59462 | Heelstone Energy Holdings, LLC | 59337 | Harrell's Hill Solar Center LLC | NC | Wayne | HHS1 | Solar Photovoltaic | SUN | Solar PV | 5 | 2015
56964 | Sundevil Power Holdings LLC | 59338 | Sundevil Power Holdings - Gila River | AZ | Maricopa | CTG1 | Natural Gas Fired Combined Cycle | NG | Natural Gas Nonpeaker | 174 | 2003
56964 | Sundevil Power Holdings LLC | 59338 | Sundevil Power Holdings - Gila River | AZ | Maricopa | CTG2 | Natural Gas Fired Combined Cycle | NG | Natural Gas Nonpeaker | 174 | 2003
56964 | Sundevil Power Holdings LLC | 59338 | Sundevil Power Holdings - Gila River | AZ | Maricopa | CTG3 | Natural Gas Fired Combined Cycle | NG | Natural Gas Nonpeaker | 174 | 2003
56964 | Sundevil Power Holdings LLC | 59338 | Sundevil Power Holdings - Gila River | AZ | Maricopa | CTG4 | Natural Gas Fired Combined Cycle | NG | Natural Gas Nonpeaker | 174 | 2003
56964 | Sundevil Power Holdings LLC | 59338 | Sundevil Power Holdings - Gila River | AZ | Maricopa | ST10 | Natural Gas Fired Combined Cycle | NG | Natural Gas Nonpeaker | 271 | 2003
56964 | Sundevil Power Holdings LLC | 59338 | Sundevil Power Holdings - Gila River | AZ | Maricopa | ST9 | Natural Gas Fired Combined Cycle | NG | Natural Gas Nonpeaker | 271 | 2003
59138 | SunPower Corporation, Systems | 59339 | Quinto Solar PV Project | CA | Merced | SSC13 | Solar Photovoltaic | SUN | Solar PV | 108 | 2015
59140 | Dorena Hydro, LLC | 59357 | Dorena Hydro-Electric Facility | OR | Lane | FRNCS | Conventional Hydroelectric | WAT | Hydro | 1.4 | 2014
59140 | Dorena Hydro, LLC | 59357 | Dorena Hydro-Electric Facility | OR | Lane | KAPLN | Conventional Hydroelectric | WAT | Hydro | 6.1 | 2014
59141 | Devens | 59358 | Devens | MA | Middlesex | MA2 | Solar Photovoltaic | SUN | Solar PV | 3 | 2014
59139 | SunEdison LLC | 59359 | SCE-Snowline-Duncan Road (North) | CA | San Bernardino | 10400 | Solar Photovoltaic | SUN | Solar PV | 1.5 | 2014
59139 | SunEdison LLC | 59360 | SCE-Snowline-Duncan Road (South) | CA | San Bernardino | 11113 | Solar Photovoltaic | SUN | Solar PV | 1 | 2014
58258 | SunRay Power LLC | 59361 | Browne Solar LLC | MA | Hampden | PV1 | Solar Photovoltaic | SUN | Solar PV | 1.4 | 2014
58258 | SunRay Power LLC | 59362 | Indian Hill Solar LLC | MA | Hampden | PV1 | Solar Photovoltaic | SUN | Solar PV | 1.4 | 2014
58258 | SunRay Power LLC | 59363 | State Street Solar LLC | MA | Hampden | PV1 | Solar Photovoltaic | SUN | Solar PV | 1.4 | 2014
58258 | SunRay Power LLC | 59364 | Plainfield One Solar LLC | NJ | Somerset | PV1 | Solar Photovoltaic | SUN | Solar PV | 1.3 | 2011
58258 | SunRay Power LLC | 59365 | 24 Applegate Solar LLC | NJ | Mercer | PV1 | Solar Photovoltaic | SUN | Solar PV | 4.9 | 2014
58258 | SunRay Power LLC | 59366 | G&S Wantage Solar LLC | NJ | Sussex | PV1 | Solar Photovoltaic | SUN | Solar PV | 8.5 | 2014
58258 | SunRay Power LLC | 59367 | Engelhard Solar LLC | NJ | Middlesex | PV1 | Solar Photovoltaic | SUN | Solar PV | 1.1 | 2012
58258 | SunRay Power LLC | 59368 | Westborough Solar LLC | MA | Worcester | PV1 | Solar Photovoltaic | SUN | Solar PV | 2.2 | 2014
58258 | SunRay Power LLC | 59369 | Lakewood Seven Solar LLC | NJ | Ocean | PV1 | Solar Photovoltaic | SUN | Solar PV | 1 | 2012
58258 | SunRay Power LLC | 59370 | 4 Applegate Solar LLC | NJ | Mercer | PV1 | Solar Photovoltaic | SUN | Solar PV | 1.8 | 2012
58258 | SunRay Power LLC | 59371 | 12 Applegate Solar LLC | NJ | Mercer | PV1 | Solar Photovoltaic | SUN | Solar PV | 1.9 | 2012
59147 | Broshco Fabricated Products | 59373 | Broshco Fabricated Products | OH | Richland | 1 | Natural Gas Fired Combustion Turbine | NG | Natural Gas Peaker | 1.2 | 2001
59147 | Broshco Fabricated Products | 59373 | Broshco Fabricated Products | OH | Richland | 2 | Natural Gas Fired Combustion Turbine | NG | Natural Gas Peaker | 1.2 | 2001
59147 | Broshco Fabricated Products | 59373 | Broshco Fabricated Products | OH | Richland | 3 | Natural Gas Fired Combustion Turbine | NG | Natural Gas Peaker | 1.2 | 2001
59147 | Broshco Fabricated Products | 59373 | Broshco Fabricated Products | OH | Richland | 4 | Natural Gas Fired Combustion Turbine | NG | Natural Gas Peaker | 1.1 | 2005
59143 | Old Mill Solar | 59374 | Old Mill Solar | OR | Klamath | OMSLR | Solar Photovoltaic | SUN | Solar PV | 5 | 2015
59150 | Rose Hill Solar LLC | 59375 | Rose Hill | NC | Duplin | ROSE1 | Solar Photovoltaic | SUN | Solar PV | 2 | 2012
59149 | Dunn Solar, LLC | 59376 | Dunn | NC | Harnett | DUNN1 | Solar Photovoltaic | SUN | Solar PV | 2 | 2012
59153 | FLS Solar 80, LLC | 59377 | Town of Cary | NC | Duplin | CARY1 | Solar Photovoltaic | SUN | Solar PV | 1.5 | 2012
59148 | BP Helios Plaza | 59378 | Helios Plaza CHP Plant | TX | Harris | GEN1 | Natural Gas Fired Combustion Turbine | NG | Natural Gas Peaker | 4.6 | 2010
59156 | Wapsie Valley Creamery | 59379 | Wapsie Valley Creamery Back Up Generator | IA | Buchanan | 1 | Petroleum Liquids | DFO | Petroleum | 1.8 | 2015
59158 | Wildwood Solar I, LLC | 59380 | Wildwood Solar I, LLC | CA | Kern | WLD1 | Solar Photovoltaic | SUN | Solar PV | 19.5 | 2015
59157 | The Methodist Hospital | 59381 | The Methodist Hospital, Gas Turbine | TX | Harris | GT-1 | Natural Gas Fired Combustion Turbine | NG | Natural Gas Peaker | 5 | 2010
18260 | Surprise Valley Electrification | 59382 | Paisley Geothermal Generating Plant | OR | Lake | SVEP1 | Geothermal | GEO | Geothermal | 3.7 | 2015
59160 | East Kansas Agri-Energy, LLC | 59383 | East Kansas Agri-Energy, LLC | KS | Anderson | KATO | All Other | WH | Other | 2 | 2005
59155 | First Wind O&M, LLC | 59384 | South Plains Wind Phase I | TX | Floyd | 1 | Onshore Wind Turbine | WND | Wind | 200 | 2015
58677 | CD US Solar MT1 LLC | 59390 | True North | MA | Essex | TNE1 | Solar Photovoltaic | SUN | Solar PV | 4.8 | 2012
59170 | North American Biofuels, LLC | 59392 | Blue Ridge Generating | KY | Estill | GEN1 | Landfill Gas | LFG | Biomass | 1.6 | 2013
59171 | Suncore Photovoltaics, Inc | 59393 | Eubank Landfill Solar Array | NM | Bernalillo | ESNM1 | Solar Photovoltaic | SUN | Solar PV | 2 | 2013
58440 | CD US Solar MT 2 LLC | 59394 | Grafton Solar | MA | Worcester | KRS03 | Solar Photovoltaic | SUN | Solar PV | 1.5 | 2013
59173 | City of Tulare Water Pollution Control | 59395 | City of Tulare Water Facility | CA | Tulare | C2550 | Other Waste Biomass | OBG | Biomass | 0.5 | 1991
59173 | City of Tulare Water Pollution Control | 59395 | City of Tulare Water Facility | CA | Tulare | DFC30 | Other Waste Biomass | OBG | Biomass | 1.4 | 2007
59173 | City of Tulare Water Pollution Control | 59395 | City of Tulare Water Facility | CA | Tulare | PV302 | Solar Photovoltaic | SUN | Solar PV | 0.1 | 2007
59173 | City of Tulare Water Pollution Control | 59395 | City of Tulare Water Facility | CA | Tulare | SC500 | Solar Photovoltaic | SUN | Solar PV | 1 | 2011
59174 | CD US Solar MT3, LLC | 59396 | Shaffer | MA | Middlesex | SHF01 | Solar Photovoltaic | SUN | Solar PV | 5 | 2014
59175 | Searchlight Solar LLC | 59404 | Searchlight Solar | NV | Clark | 1 | Solar Photovoltaic | SUN | Solar PV | 17.5 | 2014
59176 | Diamond Valley Solar LLC | 59405 | Diamond Valley Solar Project | CA | Riverside | PV11 | Solar Photovoltaic | SUN | Solar PV | 1.3 | 2015
59533 | Facile Solar LLC | 59406 | Facile Solar | NC | Alamance | SYS1 | Solar Photovoltaic | SUN | Solar PV | 2 | 2015
59180 | Newman Solar LLC | 59407 | Newman Solar | TX | El Paso | NEW1 | Solar Photovoltaic | SUN | Solar PV | 10.5 | 2014
59183 | Shafter Solar LLC | 59408 | Shafter Solar LLC | CA | Kern | 1 | Solar Photovoltaic | SUN | Solar PV | 20 | 2015
59185 | CD US Solar PO 3, LLC | 59409 | Madelyn Solar, LLC | CA | San Bernardino | SNL17 | Solar Photovoltaic | SUN | Solar PV | 1 | 2014
59185 | CD US Solar PO 3, LLC | 59410 | Rudy Solar, LLC | CA | San Bernardino | SNL19 | Solar Photovoltaic | SUN | Solar PV | 1.5 | 2014
59185 | CD US Solar PO 3, LLC | 59411 | Mitchell Solar, LLC | CA | San Bernardino | SNL18 | Solar Photovoltaic | SUN | Solar PV | 1.5 | 2014
59050 | Algonquin Power Co | 59412 | Algonquin SKIC20 Solar LLC | CA | Kern | SKI20 | Solar Photovoltaic | SUN | Solar PV | 20 | 2015
56769 | Consolidated Edison Development Inc. | 59413 | Corcoran Solar 2 | CA | Kings | C2CA | Solar Photovoltaic | SUN | Solar PV | 19.8 | 2015
56769 | Consolidated Edison Development Inc. | 59414 | Atwell Island West Solar | CA | Tulare | AWCA | Solar Photovoltaic | SUN | Solar PV | 20 | 2015
4180 | Connecticut Mun Elec Engy Coop | 59415 | Backus Microgrid Project | CT | New London | BMP1 | Petroleum Liquids | DFO | Petroleum | 2.6 | 2014
4180 | Connecticut Mun Elec Engy Coop | 59415 | Backus Microgrid Project | CT | New London | BMP2 | Petroleum Liquids | DFO | Petroleum | 2.6 | 2014
4180 | Connecticut Mun Elec Engy Coop | 59415 | Backus Microgrid Project | CT | New London | BMP3 | Petroleum Liquids | DFO | Petroleum | 2.6 | 2014
4180 | Connecticut Mun Elec Engy Coop | 59415 | Backus Microgrid Project | CT | New London | BMP4 | Petroleum Liquids | DFO | Petroleum | 2.6 | 2014
59187 | Anaheim Public Utilities | 59416 | Anaheim Solar Energy Plant | CA | Orange | PV1 | Solar Photovoltaic | SUN | Solar PV | 2.1 | 2014
59188 | Pleasant Hill Wind Energy LLC | 59417 | Pleasant Hill Wind Energy Project | TX | Crosby | WT1 | Onshore Wind Turbine | WND | Wind | 20 | 2015
59139 | SunEdison LLC | 59421 | SCE-Snowline-White Road (South) | CA | San Bernardino | 11111 | Solar Photovoltaic | SUN | Solar PV | 1.5 | 2014
59139 | SunEdison LLC | 59422 | SCE-Snowline-White Road (North) | CA | San Bernardino | 10401 | Solar Photovoltaic | SUN | Solar PV | 1.5 | 2014
59139 | SunEdison LLC | 59423 | SCE-Snowline-White Rd (Central) | CA | San Bernardino | 10402 | Solar Photovoltaic | SUN | Solar PV | 1.5 | 2014
59200 | Indy Airport Solar Project II, LLC | 59424 | IND Solar Farm (Phase IIA) | IN | Marion | IND2A | Solar Photovoltaic | SUN | Solar PV | 7.5 | 2014
59195 | Landfill Energy Systems | 59425 | Zimmerman Energy | IN | Marshall | ZE-#1 | Landfill Gas | LFG | Biomass | 2 | 2014
59195 | Landfill Energy Systems | 59425 | Zimmerman Energy | IN | Marshall | ZE-#2 | Landfill Gas | LFG | Biomass | 2 | 2014
59195 | Landfill Energy Systems | 59425 | Zimmerman Energy | IN | Marshall | ZE-#3 | Landfill Gas | LFG | Biomass | 2 | 2014
59199 | SolNCPower2, LLC | 59426 | GKS Solar | NC | Perquimans | GKS1 | Solar Photovoltaic | SUN | Solar PV | 5 | 2015
59202 | SolNCPower1, LLC | 59427 | Two Mile Solar | NC | Perquimans | TMS1 | Solar Photovoltaic | SUN | Solar PV | 5 | 2015
59205 | Baker Station Associates, LP | 59428 | Baker Creek Hydroelectric | CA | Humboldt | GENE1 | Conventional Hydroelectric | WAT | Hydro | 1.4 | 2014
59205 | Baker Station Associates, LP | 59428 | Baker Creek Hydroelectric | CA | Humboldt | GENE2 | Conventional Hydroelectric | WAT | Hydro | 0.1 | 2014
59206 | Downs Farm Solar, LLC | 59429 | Downs Farm Solar | NC | Hertford | DOWN1 | Solar Photovoltaic | SUN | Solar PV | 5 | 2015
59208 | NRG Solar Las Vegas MB-1 | 59430 | NRG Solar Las Vegas MB-1 | NV | Clark | MB-1 | Solar Photovoltaic | SUN | Solar PV | 5 | 2015
58661 | Sustainable Power Group, LLC | 59431 | Sierra Solar Greenworks | CA | Los Angeles | SSG1 | Solar Photovoltaic | SUN | Solar PV | 20 | 2015
59209 | Half Moon Ventures, LLC | 59432 | Duke Building 87 | IN | Marion | DUK87 | Solar Photovoltaic | SUN | Solar PV | 2.7 | 2014
59209 | Half Moon Ventures, LLC | 59433 | Duke Building 98 | IN | Marion | DUK98 | Solar Photovoltaic | SUN | Solar PV | 2.7 | 2014
59209 | Half Moon Ventures, LLC | 59434 | Duke Building 129 | IN | Marion | DU129 | Solar Photovoltaic | SUN | Solar PV | 3.4 | 2014
56769 | Consolidated Edison Development Inc. | 59435 | Oak Tree Energy | SD | Clark | OTE14 | Onshore Wind Turbine | WND | Wind | 19.5 | 2014
13559 | North American Natural Res | 59436 | Lennon Generating | MI | Shiawassee | 10 | Landfill Gas | LFG | Biomass | 1.6 | 2012
13559 | North American Natural Res | 59436 | Lennon Generating | MI | Shiawassee | 3 | Landfill Gas | LFG | Biomass | 0.8 | 2001
13559 | North American Natural Res | 59436 | Lennon Generating | MI | Shiawassee | 4 | Landfill Gas | LFG | Biomass | 0.8 | 2006
13559 | North American Natural Res | 59436 | Lennon Generating | MI | Shiawassee | 5 | Landfill Gas | LFG | Biomass | 0.8 | 2007
13559 | North American Natural Res | 59436 | Lennon Generating | MI | Shiawassee | 6 | Landfill Gas | LFG | Biomass | 0.8 | 2007
13559 | North American Natural Res | 59436 | Lennon Generating | MI | Shiawassee | 7 | Landfill Gas | LFG | Biomass | 1.6 | 2014
13559 | North American Natural Res | 59436 | Lennon Generating | MI | Shiawassee | 8 | Landfill Gas | LFG | Biomass | 1.6 | 2014
13559 | North American Natural Res | 59436 | Lennon Generating | MI | Shiawassee | 9 | Landfill Gas | LFG | Biomass | 1.6 | 2012
59178 | Brookfield Black Bear Hydro, LLC | 59437 | Stillwater B | ME | Penobscot | SWB-1 | Conventional Hydroelectric | WAT | Hydro | 0.8 | 2013
59178 | Brookfield Black Bear Hydro, LLC | 59437 | Stillwater B | ME | Penobscot | SWB-2 | Conventional Hydroelectric | WAT | Hydro | 0.8 | 2013
59178 | Brookfield Black Bear Hydro, LLC | 59437 | Stillwater B | ME | Penobscot | SWB-3 | Conventional Hydroelectric | WAT | Hydro | 0.8 | 2013
59178 | Brookfield Black Bear Hydro, LLC | 59438 | Orono B | ME | Penobscot | ORB-1 | Conventional Hydroelectric | WAT | Hydro | 1.3 | 2013
59178 | Brookfield Black Bear Hydro, LLC | 59438 | Orono B | ME | Penobscot | ORB-2 | Conventional Hydroelectric | WAT | Hydro | 1.3 | 2013
59178 | Brookfield Black Bear Hydro, LLC | 59438 | Orono B | ME | Penobscot | ORB-3 | Conventional Hydroelectric | WAT | Hydro | 1.3 | 2013
59177 | Petra Engineering | 59439 | COC Surry LFG, LLC | NC | Surry | UNIT1 | Landfill Gas | LFG | Biomass | 1.6 | 2013
59212 | Adelanto Solar II, LLC | 59440 | Adelanto Solar II, LLC | CA | San Bernardino | SAS | Solar Photovoltaic | SUN | Solar PV | 7 | 2015
59211 | Adelanto Solar, LLC | 59441 | Adelanto Solar, LLC | CA | San Bernardino | SAS | Solar Photovoltaic | SUN | Solar PV | 20 | 2015
56545 | Pattern Operators LP | 59442 | Logans Gap Wind LLC | TX | Comanche | 1 | Onshore Wind Turbine | WND | Wind | 200.1 | 2015
58468 | Dominion Renewable Energy | 59443 | TA-Acacia, LLC | CA | Los Angeles | WAS1 | Solar Photovoltaic | SUN | Solar PV | 20 | 2014
803 | Arizona Public Service Co | 59444 | SR85 | AZ | Maricopa | PV1 | Solar Photovoltaic | SUN | Solar PV | 10 | 2015
59215 | SA Solar Services, LLC | 59445 | St. Albans SPEED Project | VT | Franklin | PV1 | Solar Photovoltaic | SUN | Solar PV | 2 | 2013
59214 | RE Cranbury Solar 1, LLC | 59446 | Cranbury | NJ | Middlesex | CRANB | Solar Photovoltaic | SUN | Solar PV | 5 | 2011
59213 | Maas Energy Works | 59447 | Pacific Rim Dairy Digester | CA | Tulare | 00001 | Other Waste Biomass | OBG | Biomass | 1 | 2014
59216 | S.C. Johnson & Son, Inc. | 59448 | Waxdale | WI | Racine | CGEN1 | Landfill Gas | LFG | Biomass | 3.5 | 2003
59216 | S.C. Johnson & Son, Inc. | 59448 | Waxdale | WI | Racine | CGEN2 | Natural Gas Fired Combustion Turbine | NG | Natural Gas Peaker | 3.5 | 2005
59216 | S.C. Johnson & Son, Inc. | 59448 | Waxdale | WI | Racine | WEC01 | Onshore Wind Turbine | WND | Wind | 1.5 | 2012
59216 | S.C. Johnson & Son, Inc. | 59448 | Waxdale | WI | Racine | WEC02 | Onshore Wind Turbine | WND | Wind | 1.5 | 2012
17650 | Southern Power Co | 59449 | Decatur County Solar Project | GA | Decatur | DCSP1 | Solar Photovoltaic | SUN | Solar PV | 20 | 2015
17650 | Southern Power Co | 59450 | Decatur Parkway Solar Project, LLC | GA | Decatur | DPSP1 | Solar Photovoltaic | SUN | Solar PV | 80 | 2015
59217 | CBC Alternative Energy, LLC | 59451 | CBC Solar Energy Gen Fac Phase 2 | NC | Wake | PV2 | Solar Photovoltaic | SUN | Solar PV | 2.5 | 2013
59218 | East. Michigan Univ. Heating Plant | 59452 | East. Michigan Univ. Heating Plant | MI | Washtenaw | COGEN | Natural Gas Fired Combustion Turbine | NG | Natural Gas Peaker | 3.5 | 1987
59219 | Albany Medical Center | 59453 | Albany Medical Ctr Cogen Plant | NY | Albany | GTG1 | Natural Gas Fired Combustion Turbine | NG | Natural Gas Peaker | 4.6 | 2013
59220 | Valencia Solar, LLC | 59454 | Valencia Solar | AZ | Pima | VALEN | Solar Photovoltaic | SUN | Solar PV | 10 | 2013
59221 | Tech Park Solar, LLC | 59455 | Tech Park Solar | AZ | Pima | TECHP | Solar Photovoltaic | SUN | Solar PV | 5 | 2012
59222 | Qualcomm Incorporated | 59456 | P Plant | CA | San Diego | P-TG4 | Natural Gas Fired Combustion Turbine | NG | Natural Gas Peaker | 4.6 | 2007
59222 | Qualcomm Incorporated | 59456 | P Plant | CA | San Diego | P-TG5 | Natural Gas Fired Combustion Turbine | NG | Natural Gas Peaker | 4.6 | 2015
59222 | Qualcomm Incorporated | 59457 | Q Plant | CA | San Diego | Q-TG1 | Natural Gas Fired Combustion Turbine | NG | Natural Gas Peaker | 4.6 | 2013
59222 | Qualcomm Incorporated | 59458 | W Plant | CA | San Diego | W-TG1 | Natural Gas Fired Combustion Turbine | NG | Natural Gas Peaker | 4.6 | 2005
59223 | BFI Waste Systems of GA, LLC | 59459 | Hickory Ridge Landfill Solar Project | GA | DeKalb | 5088 | Solar Photovoltaic | SUN | Solar PV | 1 | 2011
17650 | Southern Power Co | 59460 | Kay Wind, LLC | OK | Kay | KNG1 | Onshore Wind Turbine | WND | Wind | 299 | 2015
59229 | Denver Int'l Airport IV Solar | 59462 | Denver Intl Airport IV Solar | CO | Adams | DIA4 | Solar Photovoltaic | SUN | Solar PV | 1.5 | 2014
59230 | DESRI V Mass Solar Holdco, LLC | 59463 | Ayers Village Solar | MA | Essex | 1 | Solar Photovoltaic | SUN | Solar PV | 2 | 2014
59230 | DESRI V Mass Solar Holdco, LLC | 59464 | Monson Solar | MA | Hampden | 2 | Solar Photovoltaic | SUN | Solar PV | 3 | 2014
59230 | DESRI V Mass Solar Holdco, LLC | 59465 | Sullivan Solar | MA | Bristol | 1 | Solar Photovoltaic | SUN | Solar PV | 1.5 | 2014
59230 | DESRI V Mass Solar Holdco, LLC | 59466 | Winchendon Solar | MA | Worcester | 3 | Solar Photovoltaic | SUN | Solar PV | 1.9 | 2014
12807 | Michigan South Central Pwr Agy | 59467 | Coldwater Peaking Plant | MI | Branch | GEN1 | Natural Gas Internal Combustion Engine | NG | Natural Gas Peaker | 4.3 | 2015
12807 | Michigan South Central Pwr Agy | 59467 | Coldwater Peaking Plant | MI | Branch | GEN2 | Natural Gas Internal Combustion Engine | NG | Natural Gas Peaker | 4.3 | 2015
12807 | Michigan South Central Pwr Agy | 59467 | Coldwater Peaking Plant | MI | Branch | GEN3 | Natural Gas Internal Combustion Engine | NG | Natural Gas Peaker | 4.3 | 2015
59232 | Kearsarge Solar LLC | 59468 | KS Solar Six LLC | MA | Worcester | HUBB | Solar Photovoltaic | SUN | Solar PV | 2.5 | 2013
58468 | Dominion Renewable Energy | 59469 | Alamo Solar | CA | San Bernardino | ALAMO | Solar Photovoltaic | SUN | Solar PV | 20 | 2015
59237 | Ulysses Solar, LLC | 59470 | Cornell Snyder Road Solar Array | NY | Tompkins | CSR1 | Solar Photovoltaic | SUN | Solar PV | 1.8 | 2014
57369 | Apple, Inc | 59472 | Ft. Churchill PV | NV | Lyon | NVC7 | Solar Photovoltaic | SUN | Solar PV | 19.9 | 2015
57369 | Apple, Inc | 59474 | Apple Data Center PV3 | NC | Catawba | DCPV3 | Solar Photovoltaic | SUN | Solar PV | 17.5 | 2015
59238 | Palo Duro Wind | 59475 | Palo Duro Wind | TX | Ochiltree | GE1.7 | Onshore Wind Turbine | WND | Wind | 249.9 | 2014
59240 | Clarendon Solar Farm, LLC | 59476 | Clarendon Solar Farm | VT | Rutland | VT001 | Solar Photovoltaic | SUN | Solar PV | 2 | 2014
59241 | Claire Solar Partners LLC | 59477 | Claire Solar Farm | VT | Chittenden | CSF1 | Solar Photovoltaic | SUN | Solar PV | 2.2 | 2014
9234 | Indiana Municipal Power Agency | 59478 | IMPA Richmond Solar Park | IN | Wayne | SRICH | Solar Photovoltaic | SUN | Solar PV | 1 | 2014
9234 | Indiana Municipal Power Agency | 59479 | IMPA Frankton Solar Park | IN | Madison | SFRAN | Solar Photovoltaic | SUN | Solar PV | 1 | 2014
9234 | Indiana Municipal Power Agency | 59480 | IMPA Rensselaer Solar Park | IN | Jasper | SRENS | Solar Photovoltaic | SUN | Solar PV | 1 | 2014
9234 | Indiana Municipal Power Agency | 59481 | IMPA Peru Solar Park | IN | Miami | SPERU | Solar Photovoltaic | SUN | Solar PV | 3 | 2015
9234 | Indiana Municipal Power Agency | 59482 | IMPA Tell City Solar Park | IN | Perry | STELL | Solar Photovoltaic | SUN | Solar PV | 1 | 2015
9234 | Indiana Municipal Power Agency | 59483 | IMPA Crawfordsville Solar Park | IN | Montgomery | SCRAW | Solar Photovoltaic | SUN | Solar PV | 3 | 2015
59254 | NuGen Capital Management | 59484 | Hadley Solar, LLC | MA | Hampshire | PV1 | Solar Photovoltaic | SUN | Solar PV | 3 | 2014
59254 | NuGen Capital Management | 59485 | 265 Pleasant Solar NG, LLC | MA | Worcester | PV2 | Solar Photovoltaic | SUN | Solar PV | 1.2 | 2014
59246 | Highwater Solar I | 59487 | Highwater Solar I | NC | Wayne | HIGHW | Solar Photovoltaic | SUN | Solar PV | 4.9 | 2015
59244 | GEM Energy LLC | 59489 | Anthony Wayne Solar #1 | OH | Lucas | AWS1 | Solar Photovoltaic | SUN | Solar PV | 1.7 | 2014
59252 | GRE 314 East Lyme LLC | 59495 | Antares-GRE 314 East Lyme LLC | CT | New London | GRE01 | Solar Photovoltaic | SUN | Solar PV | 4 | 2014
59251 | Brigham Young Univ Idaho | 59496 | BYUI Central Energy Facility | ID | Madison | ST601 | Natural Gas Fired Combustion Turbine | NG | Natural Gas Peaker | 5.6 | 2015
59855 | Andrew Solar LLC | 59497 | Andrew Solar | NC | Craven | PV1 | Solar Photovoltaic | SUN | Solar PV | 5 | 2015
59854 | Tracy Solar LLC | 59498 | Tracy Solar | NC | Nash | PV1 | Solar Photovoltaic | SUN | Solar PV | 10 | 2015
59278 | Sarah Solar, LLC | 59500 | Sarah Solar | NC | Franklin | SARAH | Solar Photovoltaic | SUN | Solar PV | 5 | 2015
59279 | Nitro Solar, LLC | 59501 | Nitro Solar | NC | Johnston | NITRO | Solar Photovoltaic | SUN | Solar PV | 5 | 2015
60008 | Melinda Solar LLC | 59502 | Melinda Solar | NC | Vance | PV1 | Solar Photovoltaic | SUN | Solar PV | 5 | 2015
60009 | Porter Solar LLC | 59504 | Porter Solar | NC | Craven | PV1 | Solar Photovoltaic | SUN | Solar PV | 5 | 2015
59904 | Sun Devil Solar LLC | 59505 | Sun Devil Solar | NC | Warren | PV1 | Solar Photovoltaic | SUN | Solar PV | 5 | 2015
60010 | Quincy Solar LLC | 59506 | Quincy Solar | NC | Cumberland | PV1 | Solar Photovoltaic | SUN | Solar PV | 4 | 2015
58970 | Ecoplexus, Inc | 59519 | Old Catawba PV 1 | NC | Catawba | OLDC | Solar Photovoltaic | SUN | Solar PV | 3.5 | 2015
58970 | Ecoplexus, Inc | 59521 | Little River PV 1 | NC | Randolph | LTLRV | Solar Photovoltaic | SUN | Solar PV | 5 | 2015
59261 | Colonial Eagle Solar, LLC | 59526 | Whitakers | NC | Nash | WHIT1 | Solar Photovoltaic | SUN | Solar PV | 12 | 2015
59261 | Colonial Eagle Solar, LLC | 59527 | Kelford | NC | Bertie | KELF1 | Solar Photovoltaic | SUN | Solar PV | 20 | 2015
59239 | Bannock County Landfill | 59529 | Bannock County LFG to Energy | ID | Bannock | GEN1 | Landfill Gas | LFG | Biomass | 1.6 | 2014
59261 | Colonial Eagle Solar, LLC | 59530 | Pasquotank | NC | Pasquotank | PASQ1 | Solar Photovoltaic | SUN | Solar PV | 20 | 2014
59277 | ESA Princeton NC, LLC | 59533 | Princeton | NC | Johnston | PRCTN | Solar Photovoltaic | SUN | Solar PV | 5 | 2015
59276 | ESA Four Oaks NC 1, LLC | 59534 | 4Oaks | NC | Johnston | 4OAKS | Solar Photovoltaic | SUN | Solar PV | 5 | 2015
59274 | SR Hazlehurst, LLC | 59535 | SR Hazlehurst | GA | Jeff Davis | HAZLE | Solar Photovoltaic | SUN | Solar PV | 20 | 2015
59275 | CF SBC Master Tenant One LLC | 59536 | Coronus Adelanto West 1 | CA | San Bernardino | AWI | Solar Photovoltaic | SUN | Solar PV | 1.5 | 2015
59275 | CF SBC Master Tenant One LLC | 59537 | Coronus Adelanto West 2 | CA | San Bernardino | AW2 | Solar Photovoltaic | SUN | Solar PV | 1.5 | 2015
59284 | Kona Solar, LLC | 59539 | Park Meridian #1 | CA | Riverside | 1 | Solar Photovoltaic | SUN | Solar PV | 1.5 | 2015
59284 | Kona Solar, LLC | 59540 | Rancho Cucamonga Dist #1 | CA | San Bernardino | 2 | Solar Photovoltaic | SUN | Solar PV | 1.8 | 2015
59284 | Kona Solar, LLC | 59541 | Terra Francesco | CA | San Bernardino | 3 | Solar Photovoltaic | SUN | Solar PV | 1.5 | 2015
59286 | Heliovaas LLC | 59543 | Acton Solar Landfill | MA | Middlesex | ACTON | Solar Photovoltaic | SUN | Solar PV | 1.6 | 2013
59287 | Laurel Capital Partners | 59544 | Parlin Solar LLC | NJ | Middlesex | PV1 | Solar Photovoltaic | SUN | Solar PV | 1.3 | 2012
59287 | Laurel Capital Partners | 59545 | Springfield Solar LLC | OH | Clark | PV1 | Solar Photovoltaic | SUN | Solar PV | 1.5 | 2012
59287 | Laurel Capital Partners | 59546 | Beaver Solar LLC | PA | Beaver | PV1 | Solar Photovoltaic | SUN | Solar PV | 1.3 | 2012
59288 | Creswell Alligood Solar, LLC | 59548 | Creswell Alligood Solar, LLC | NC | Washington | CRES1 | Solar Photovoltaic | SUN | Solar PV | 14 | 2015
59289 | Everetts Wildcat Solar, LLC | 59549 | Everetts Wildcat Solar, LLC | NC | Martin | EVER1 | Solar Photovoltaic | SUN | Solar PV | 5 | 2015
59290 | Solvida Energy Group | 59550 | Putah Creek Solar Farm | CA | Yolo | PCSF | Solar Photovoltaic | SUN | Solar PV | 2 | 2014
58661 | Sustainable Power Group, LLC | 59551 | FLS Solar 200, LLC | NC | Robeson | FLS1 | Solar Photovoltaic | SUN | Solar PV | 4.3 | 2014
58661 | Sustainable Power Group, LLC | 59552 | FLS Solar 170, LLC | NC | Robeson | FLS1 | Solar Photovoltaic | SUN | Solar PV | 2 | 2014
58661 | Sustainable Power Group, LLC | 59553 | Innovative Solar 14, LLC | NC | Henderson | FLS1 | Solar Photovoltaic | SUN | Solar PV | 2 | 2014
58661 | Sustainable Power Group, LLC | 59554 | Innovative Solar 15, LLC | NC | Rutherford | FLS1 | Solar Photovoltaic | SUN | Solar PV | 1.7 | 2014
59298 | Vega Solar, LLC | 59555 | Vega Solar | CA | Merced | VEGA1 | Solar Photovoltaic | SUN | Solar PV | 20 | 2015
7140 | Georgia Power Co | 59556 | Dalton 2 | GA | Murray | 1 | Solar Photovoltaic | SUN | Solar PV | 5.5 | 2014
59300 | PNM Resources | 59558 | Sandoval Solar Energy Center | NM | Sandoval | SSEC1 | Solar Photovoltaic | SUN | Solar PV | 6.1 | 2014
59878 | Clean Fuel Partners Dane | 59559 | Clean Fuel Dane Community Digester | WI | Dane | GEN#1 | Other Waste Biomass | OBG | Biomass | 1 | 2011
59878 | Clean Fuel Partners Dane | 59559 | Clean Fuel Dane Community Digester | WI | Dane | GEN#2 | Other Waste Biomass | OBG | Biomass | 1 | 2011
17826 | Springer Electric Coop, Inc | 59560 | Springer Solar 1 | NM | Colfax | SPRG1 | Solar Photovoltaic | SUN | Solar PV | 1 | 2015
59302 | Crockett Farm, LLC | 59561 | Crockett Farm | NC | Lenoir | PV1 | Solar Photovoltaic | SUN | Solar PV | 5 | 2014
59303 | Eastover Farm, LLC | 59562 | Eastover Farm | NC | Scotland | PV1 | Solar Photovoltaic | SUN | Solar PV | 5 | 2014
59304 | Foxfire Farm, LLC | 59563 | Foxfire Solar Farm | NC | Moore | PV1 | Solar Photovoltaic | SUN | Solar PV | 5 | 2015
59305 | Hutchinson Solar, LLC | 59564 | Hutchinson Farm | NC | Cleveland | PV1 | Solar Photovoltaic | SUN | Solar PV | 5 | 2014
59307 | Ashley Solar Farm, LLC | 59566 | Ashley Solar Farm | NC | Yadkin | PV1 | Solar Photovoltaic | SUN | Solar PV | 4 | 2015
58894 | CF CVEC Owner One LLC | 59573 | Tisbury Landfill Solar | MA | Dukes | TIS1 | Solar Photovoltaic | SUN | Solar PV | 1.1 | 2014
13559 | North American Natural Res | 59574 | Southeast Berrien Generating Facility | MI | Berrien | SBL | Landfill Gas | LFG | Biomass | 4.8 | 2009
59320 | Manway Solar, LLC | 59575 | Manway Solar Farm | NC | Bladen | PV1 | Solar Photovoltaic | SUN | Solar PV | 5 | 2015
59322 | Misenheimer Farm, LLC | 59577 | Misenheimer Farm | NC | Stanly | PV1 | Solar Photovoltaic | SUN | Solar PV | 5 | 2015
59324 | Franklin Solar 2 LLC | 59579 | Franklin Solar 2 | NC | Franklin | PV1 | Solar Photovoltaic | SUN | Solar PV | 2 | 2014
59326 | Stout Farm, LLC | 59581 | Stout Farm | NC | Orange | PV1 | Solar Photovoltaic | SUN | Solar PV | 5 | 2014
59331 | Woodland Church Farm, LLC | 59586 | Woodland Church Farm | NC | Duplin | PV1 | Solar Photovoltaic | SUN | Solar PV | 5 | 2015
59332 | Yadkin 601 Farm, LLC | 59587 | Yadkin 601 Farm | NC | Yadkin | PV1 | Solar Photovoltaic | SUN | Solar PV | 3 | 2015
59340 | Stikeleather Farm, LLC | 59595 | Stikeleather Farm | NC | Alexander | PV1 | Solar Photovoltaic | SUN | Solar PV | 5 | 2015
59345 | Colton Solar One, LLC | 59597 | Colton Solar One, LLC | CA | San Bernardino | CS001 | Solar Photovoltaic | SUN | Solar PV | 2.5 | 2015
59346 | Colton Solar Two, LLC | 59598 | Colton Solar Two, LLC | CA | San Bernardino | CS002 | Solar Photovoltaic | SUN | Solar PV | 1 | 2015
15477 | Public Service Elec & Gas Co | 59601 | L&D Landfill Solar | NJ | Burlington | L&D | Solar Photovoltaic | SUN | Solar PV | 10 | 2015
59349 | Walters Solar (FLS 260) | 59603 | Walters Solar (FLS 260) | NC | Robeson | FLS1 | Solar Photovoltaic | SUN | Solar PV | 5 | 2015
59350 | Stagecoach Solar | 59604 | Stagecoach Solar | NC | Vance | FLS1 | Solar Photovoltaic | SUN | Solar PV | 5 | 2015
59351 | Vicksburg Solar | 59605 | Vicksburg Solar | NC | Vance | FLS1 | Solar Photovoltaic | SUN | Solar PV | 5 | 2015
59352 | Soul City Solar | 59606 | Soul City Solar | NC | Warren | FLS1 | Solar Photovoltaic | SUN | Solar PV | 3.5 | 2015
58468 | Dominion Renewable Energy | 59607 | Maricopa West Solar | CA | Kern | MWS | Solar Photovoltaic | SUN | Solar PV | 20 | 2015
59353 | AP North Lake I, LP | 59610 | AP North Lake I, LP | CA | Riverside | APNLI | Solar Photovoltaic | SUN | Solar PV | 20 | 2015
59354 | LKL BLBD, LLC | 59611 | LKL BLBD, LLC | FL | Polk | LKLBB | Solar Photovoltaic | SUN | Solar PV | 6 | 2015
59356 | SSA Solar of NY LLC | 59613 | Town of Williamson Landfill PV | NY | Wayne | TWLL | Solar Photovoltaic | SUN | Solar PV | 1.2 | 2014
59300 | PNM Resources | 59618 | Meadow Lake Solar Energy Center | NM | Valencia | MLK | Solar Photovoltaic | SUN | Solar PV | 9.1 | 2015
59300 | PNM Resources | 59619 | Cibola | NM | Cibola | CBLA | Solar Photovoltaic | SUN | Solar PV | 7.6 | 2015
59358 | REUT Origination, LLC | 59620 | South Milford Solar Plant | UT | Beaver | SMS1 | Solar Photovoltaic | SUN | Solar PV | 2.9 | 2015
59871 | TX Jumbo Road Wind, LLC | 59621 | TX Jumbo Road Wind | TX | Deaf Smith | JRWND | Onshore Wind Turbine | WND | Wind | 299.7 | 2015
59360 | Clarkson Solar LLC | 59623 | Clarkson Solar | NY | St Lawrence | CSPV | Solar Photovoltaic | SUN | Solar PV | 2 | 2014
58871 | Citizens Enterprises Corporation | 59624 | Twiss Street Solar | MA | Hampden | PV1 | Solar Photovoltaic | SUN | Solar PV | 1.5 | 2015
58871 | Citizens Enterprises Corporation | 59625 | Chicopee River Solar | MA | Hampden | PV1 | Solar Photovoltaic | SUN | Solar PV | 2 | 2015
58871 | Citizens Enterprises Corporation | 59626 | Chicopee Granby Road Solar | MA | Hampden | PV1 | Solar Photovoltaic | SUN | Solar PV | 1.6 | 2015
56990 | NJR Clean Energy Ventures Corporation | 59627 | Harmony | NJ | Warren | HRMNY | Solar Photovoltaic | SUN | Solar PV | 3 | 2015
56990 | NJR Clean Energy Ventures Corporation | 59628 | Hanover | NJ | Burlington | HNOVR | Solar Photovoltaic | SUN | Solar PV | 5 | 2015
57411 | KDC Solar O&M LLC | 59630 | CentraState Medical Center PV Facility | NJ | Monmouth | CS | Solar Photovoltaic | SUN | Solar PV | 6.3 | 2014
57411 | KDC Solar O&M LLC | 59631 | Imclone Solar Electric Facility | NJ | Somerset | IM | Solar Photovoltaic | SUN | Solar PV | 10 | 2014
58519 | Clean Energy Collective LLC | 59632 | Midwest Energy Community Solar Array | KS | Thomas | 1036 | Solar Photovoltaic | SUN | Solar PV | 1 | 2015
59381 | EE Kettleman California LLC | 59633 | Kettleman Solar -Centaurus | CA | Kings | KS | Solar Photovoltaic | SUN | Solar PV | 20 | 2015
58661 | Sustainable Power Group, LLC | 59634 | Sandstone Solar | AZ | Pinal | SNDST | Solar Photovoltaic | SUN | Solar PV | 45 | 2015
40211 | Wabash Valley Power Assn, Inc | 59635 | Clinton LFGTE | IL | Dewitt | 1 | Landfill Gas | LFG | Biomass | 1.6 | 2006
40211 | Wabash Valley Power Assn, Inc | 59635 | Clinton LFGTE | IL | Dewitt | 2 | Landfill Gas | LFG | Biomass | 1.6 | 2006
59388 | Charlton Solar I, LLC | 59636 | Charlton Solar I | MA | Worcester | 37021 | Solar Photovoltaic | SUN | Solar PV | 4.4 | 2014
12341 | MidAmerican Energy Co | 59637 | Adams Wind | IA | Adams | ADWF | Onshore Wind Turbine | WND | Wind | 4.7 | 2015
12341 | MidAmerican Energy Co | 59637 | Adams Wind | IA | Adams | ADWF2 | Onshore Wind Turbine | WND | Wind | 42.2 | 2015
12341 | MidAmerican Energy Co | 59637 | Adams Wind | IA | Adams | ADWF3 | Onshore Wind Turbine | WND | Wind | 56.3 | 2015
59393 | Coronal Lost Hills, LLC | 59638 | Coronal Lost Hills | CA | Kern | CLH | Solar Photovoltaic | SUN | Solar PV | 20 | 2015
59395 | Philips Lightolier | 59639 | Lightolier Wind I Turbine | MA | Bristol | LIGHT | Onshore Wind Turbine | WND | Wind | 2 | 2012
59406 | Mt. Olive Solar 1 | 59645 | Mt Olive Solar 1 | NC | Wayne | FLS1 | Solar Photovoltaic | SUN | Solar PV | 5 | 2015
59407 | FLS Solar 230 (Warren) | 59646 | FLS Solar 230 (Warren) | NC | Duplin | FLS1 | Solar Photovoltaic | SUN | Solar PV | 4.8 | 2015
59414 | Nelson Gardens Energy, LLC | 59649 | Nelson Gardens Landfill Gas to Energy | TX | Bexar | UNIT1 | Landfill Gas | LFG | Biomass | 1.1 | 2014
59414 | Nelson Gardens Energy, LLC | 59649 | Nelson Gardens Landfill Gas to Energy | TX | Bexar | UNIT2 | Landfill Gas | LFG | Biomass | 1.1 | 2014
59414 | Nelson Gardens Energy, LLC | 59649 | Nelson Gardens Landfill Gas to Energy | TX | Bexar | UNIT3 | Landfill Gas | LFG | Biomass | 1.1 | 2014
59414 | Nelson Gardens Energy, LLC | 59649 | Nelson Gardens Landfill Gas to Energy | TX | Bexar | UNIT4 | Landfill Gas | LFG | Biomass | 1.1 | 2014
59370 | ENERGYneering Solutions, Inc | 59650 | CII Methane Management III LFG Plant | GA | Clarke | GEN1 | Landfill Gas | LFG | Biomass | 1.6 | 2014
11208 | Los Angeles Department of Water & Power | 59651 | Forever 21 Retail, Inc. | CA | Los Angeles | W4161 | Solar Photovoltaic | SUN | Solar PV | 1.7 | 2015
11208 | Los Angeles Department of Water & Power | 59652 | Nordhoff Place | CA | Los Angeles | W4162 | Solar Photovoltaic | SUN | Solar PV | 1.2 | 2014
59424 | SSA Solar of NM 4, LLC | 59653 | City of Truth or Consequences PV | NM | Sierra | COTC | Solar Photovoltaic | SUN | Solar PV | 1.9 | 2015
59428 | Sendero Wind Energy, LLC | 59654 | Sendero Wind Energy | TX | Jim Hogg | 1 | Onshore Wind Turbine | WND | Wind | 78 | 2015
56769 | Consolidated Edison Development Inc. | 59655 | Campbell County Wind Farm | SD | Campbell | CCWF1 | Onshore Wind Turbine | WND | Wind | 97.8 | 2015
58468 | Dominion Renewable Energy | 59657 | Imperial Valley Solar Co (IVSC) 2 | CA | Imperial | IVSC2 | Solar Photovoltaic | SUN | Solar PV | 20 | 2015
17164 | Sierra Pacific Industries Inc | 59658 | SPI Anderson 2 | CA | Shasta | GEN1 | Wood/Wood Waste Biomass | WDS | Biomass | 30.2 | 2015
20135 | City of Washington - (UT) | 59660 | Washington City Electric Generation | UT | Washington | 3 | Natural Gas Internal Combustion Engine | NG | Natural Gas Peaker | 2 | 2008
20135 | City of Washington - (UT) | 59660 | Washington City Electric Generation | UT | Washington | 4 | Natural Gas Internal Combustion Engine | NG | Natural Gas Peaker | 2 | 2008
20135 | City of Washington - (UT) | 59660 | Washington City Electric Generation | UT | Washington | 9 | Natural Gas Internal Combustion Engine | NG | Natural Gas Peaker | 2 | 2007
20392 | City of West Plains - (MO) | 59664 | City of West Plains Power Station | MO | Howell | UNIT1 | Natural Gas Fired Combustion Turbine | NG | Natural Gas Peaker | 25.6 | 2000
20392 | City of West Plains - (MO) | 59664 | City of West Plains Power Station | MO | Howell | UNIT2 | Natural Gas Fired Combustion Turbine | NG | Natural Gas Peaker | 21.8 | 2000
59437 | Innovative Solar 48, LLC | 59667 | Innovative Solar 48 | NC | Robeson | IS048 | Solar Photovoltaic | SUN | Solar PV | 4.9 | 2015
59462 | Heelstone Energy Holdings, LLC | 59670 | Innovative Solar 23 | NC | Cleveland | IS023 | Solar Photovoltaic | SUN | Solar PV | 1.9 | 2015
59445 | Innovative Solar 44, LLC | 59675 | Innovative Solar 44 | NC | Robeson | IS044 | Solar Photovoltaic | SUN | Solar PV | 4.9 | 2015
59453 | NextSun Energy, LLC | 59682 | Main Street Solar Project | VT | Rutland | MS258 | Solar Photovoltaic | SUN | Solar PV | 1.5 | 2014
59994 | General Motors-Lordstown | 59683 | GM Lordstown Assembly Solar Array | OH | Trumbull | 12345 | Solar Photovoltaic | SUN | Solar PV | 2.2 | 2015
59458 | Landfill Energy Systems Florida | 59686 | Sarasota County LFGTE Facility | FL | Sarasota | LESF1 | Landfill Gas | LFG | Biomass | 1.6 | 2015
59458 | Landfill Energy Systems Florida | 59686 | Sarasota County LFGTE Facility | FL | Sarasota | LESF2 | Landfill Gas | LFG | Biomass | 1.6 | 2015
59458 | Landfill Energy Systems Florida | 59686 | Sarasota County LFGTE Facility | FL | Sarasota | LESF3 | Landfill Gas | LFG | Biomass | 1.6 | 2015
59458 | Landfill Energy Systems Florida | 59686 | Sarasota County LFGTE Facility | FL | Sarasota | LESF4 | Landfill Gas | LFG | Biomass | 1.6 | 2015
59457 | Sun Harvest Solar, LLC | 59687 | Sun Harvest Solar NDP1 | CA | Merced | NDP1 | Solar Photovoltaic | SUN | Solar PV | 1.5 | 2015
59452 | Ingenco Renewable Development, LLC | 59688 | Wake County LFG Facility | NC | Wake | E1 | Landfill Gas | LFG | Biomass | 0.3 | 2013
59452 | Ingenco Renewable Development, LLC | 59688 | Wake County LFG Facility | NC | Wake | E10 | Landfill Gas | LFG | Biomass | 0.3 | 2013
59452 | Ingenco Renewable Development, LLC | 59688 | Wake County LFG Facility | NC | Wake | E11 | Landfill Gas | LFG | Biomass | 0.3 | 2013
59452 | Ingenco Renewable Development, LLC | 59688 | Wake County LFG Facility | NC | Wake | E12 | Landfill Gas | LFG | Biomass | 0.3 | 2013
59452 | Ingenco Renewable Development, LLC | 59688 | Wake County LFG Facility | NC | Wake | E13 | Landfill Gas | LFG | Biomass | 0.3 | 2013
59452 | Ingenco Renewable Development, LLC | 59688 | Wake County LFG Facility | NC | Wake | E14 | Landfill Gas | LFG | Biomass | 0.3 | 2013
59452 | Ingenco Renewable Development, LLC | 59688 | Wake County LFG Facility | NC | Wake | E15 | Landfill Gas | LFG | Biomass | 0.3 | 2013
59452 | Ingenco Renewable Development, LLC | 59688 | Wake County LFG Facility | NC | Wake | E16 | Landfill Gas | LFG | Biomass | 0.3 | 2013
59452 | Ingenco Renewable Development, LLC | 59688 | Wake County LFG Facility | NC | Wake | E17 | Landfill Gas | LFG | Biomass | 0.3 | 2013
59452 | Ingenco Renewable Development, LLC | 59688 | Wake County LFG Facility | NC | Wake | E18 | Landfill Gas | LFG | Biomass | 0.3 | 2013
59452 | Ingenco Renewable Development, LLC | 59688 | Wake County LFG Facility | NC | Wake | E19 | Landfill Gas | LFG | Biomass | 0.3 | 2015
59452 | Ingenco Renewable Development, LLC | 59688 | Wake County LFG Facility | NC | Wake | E2 | Landfill Gas | LFG | Biomass | 0.3 | 2013
59452 | Ingenco Renewable Development, LLC | 59688 | Wake County LFG Facility | NC | Wake | E20 | Landfill Gas | LFG | Biomass | 0.3 | 2015
59452 | Ingenco Renewable Development, LLC | 59688 | Wake County LFG Facility | NC | Wake | E21 | Landfill Gas | LFG | Biomass | 0.3 | 2015
59452 | Ingenco Renewable Development, LLC | 59688 | Wake County LFG Facility | NC | Wake | E22 | Landfill Gas | LFG | Biomass | 0.3 | 2015
59452 | Ingenco Renewable Development, LLC | 59688 | Wake County LFG Facility | NC | Wake | E23 | Landfill Gas | LFG | Biomass | 0.3 | 2015
59452 | Ingenco Renewable Development, LLC | 59688 | Wake County LFG Facility | NC | Wake | E24 | Landfill Gas | LFG | Biomass | 0.3 | 2015
59452 | Ingenco Renewable Development, LLC | 59688 | Wake County LFG Facility | NC | Wake | E3 | Landfill Gas | LFG | Biomass | 0.3 | 2013
59452 | Ingenco Renewable Development, LLC | 59688 | Wake County LFG Facility | NC | Wake | E4 | Landfill Gas | LFG | Biomass | 0.3 | 2013
59452 | Ingenco Renewable Development, LLC | 59688 | Wake County LFG Facility | NC | Wake | E5 | Landfill Gas | LFG | Biomass | 0.3 | 2013
59452 | Ingenco Renewable Development, LLC | 59688 | Wake County LFG Facility | NC | Wake | E6 | Landfill Gas | LFG | Biomass | 0.3 | 2013
59452 | Ingenco Renewable Development, LLC | 59688 | Wake County LFG Facility | NC | Wake | E7 | Landfill Gas | LFG | Biomass | 0.3 | 2013
59452 | Ingenco Renewable Development, LLC | 59688 | Wake County LFG Facility | NC | Wake | E8 | Landfill Gas | LFG | Biomass | 0.3 | 2013
59452 | Ingenco Renewable Development, LLC | 59688 | Wake County LFG Facility | NC | Wake | E9 | Landfill Gas | LFG | Biomass | 0.3 | 2013
59463 | Narragansett Bay Commission | 59692 | NBC Field's Point Wind Farm | RI | Providence | FPWTG | Onshore Wind Turbine | WND | Wind | 4.5 | 2012
59462 | Heelstone Energy Holdings, LLC | 59694 | Aspen Solar, LLC | NC | Duplin | GEN1 | Solar Photovoltaic | SUN | Solar PV | 5 | 2015
58468 | Dominion Renewable Energy | 59702 | Pavant Solar, LLC | UT | Millard | 1 | Solar Photovoltaic | SUN | Solar PV | 50 | 2015
59473 | JC-Biomethane, LLC | 59704 | JC-Biomethane, LLC | OR | Lane | JCBIO | Other Waste Biomass | OBG | Biomass | 1.6 | 2011
59462 | Heelstone Energy Holdings, LLC | 59706 | BRE | NC | Granville | NB005 | Solar Photovoltaic | SUN | Solar PV | 5 | 2015
59483 | Metropolitan Airports Commission | 59709 | St. Paul Intl Airport Red & Blue Parking | MN | Hennepin | PV1 | Solar Photovoltaic | SUN | Solar PV | 2.3 | 2015
55858 | Energy Developments Inc | 59710 | Sand Valley Power Station | AL | Dekalb | GMA | Landfill Gas | LFG | Biomass | 1.6 | 2013
55858 | Energy Developments Inc | 59710 | Sand Valley Power Station | AL | Dekalb | GMB | Landfill Gas | LFG | Biomass | 1.6 | 2013
55858 | Energy Developments Inc | 59710 | Sand Valley Power Station | AL | Dekalb | GMC | Landfill Gas | LFG | Biomass | 1.6 | 2013
59370 | ENERGYneering Solutions, Inc | 59711 | CII Methane Management IV, LLC | NC | Johnston | GEN1 | Landfill Gas | LFG | Biomass | 1.6 | 2014
57389 | IKEA Property Inc | 59714 | IKEA St. Louis 410 | MO | St Louis City | IK410 | Solar Photovoltaic | SUN | Solar PV | 1 | 2015
59287 | Laurel Capital Partners | 59715 | DD Hay Road Solar 23 LLC | DE | New Castle | PV1 | Solar Photovoltaic | SUN | Solar PV | 1.2 | 2015
59484 | Framingham State University | 59717 | Framingham State University Plant | MA | Middlesex | ACPV | Solar Photovoltaic | SUN | Solar PV | 0.7 | 2011
59484 | Framingham State University | 59717 | Framingham State University Plant | MA | Middlesex | CCPV | Solar Photovoltaic | SUN | Solar PV | 0.3 | 2011
59484 | Framingham State University | 59717 | Framingham State University Plant | MA | Middlesex | HA | Petroleum Liquids | DFO | Petroleum | 0.2 | 2007
59484 | Framingham State University | 59717 | Framingham State University Plant | MA | Middlesex | LIB | Petroleum Liquids | DFO | Petroleum | 0.3 | 2005
59484 | Framingham State University | 59717 | Framingham State University Plant | MA | Middlesex | MSC2 | Petroleum Liquids | DFO | Petroleum | 0.2 | 2015
59484 | Framingham State University | 59717 | Framingham State University Plant | MA | Middlesex | NORTH | Petroleum Liquids | DFO | Petroleum | 0.2 | 2011
59484 | Framingham State University | 59717 | Framingham State University Plant | MA | Middlesex | OC | Petroleum Liquids | DFO | Petroleum | 0.1 | 2003
59484 | Framingham State University | 59717 | Framingham State University Plant | MA | Middlesex | PP | Petroleum Liquids | DFO | Petroleum | 0.4 | 2009
59484 | Framingham State University | 59717 | Framingham State University Plant | MA | Middlesex | TOW1 | Petroleum Liquids | DFO | Petroleum | 0.2 | 2004
59484 | Framingham State University | 59717 | Framingham State University Plant | MA | Middlesex | TOW2 | Petroleum Liquids | DFO | Petroleum | 0.4 | 2013
59488 | Charlotte Solar LLC | 59719 | Charlotte Solar LLC VT | VT | Chittenden | CS001 | Solar Photovoltaic | SUN | Solar PV | 2 | 2014
59491 | Seville Solar One LLC | 59722 | Seville 1 | CA | Imperial | SEV1 | Solar Photovoltaic | SUN | Solar PV | 20 | 2015
59492 | Seville Solar Two LLC | 59723 | Seville 2 | CA | Imperial | SEV2 | Solar Photovoltaic | SUN | Solar PV | 30 | 2015
59493 | Scituate Wind LLC | 59724 | Scituate Wind | MA | Plymouth | SCIWT | Onshore Wind Turbine | WND | Wind | 1.5 | 2012
59494 | Fairhaven Wind LLC | 59725 | Fairhaven Wind | MA | Bristol | FHWTG | Onshore Wind Turbine | WND | Wind | 3 | 2012
14164 | City of Orangeburg - (SC) | 59727 | Bull Street Plant | SC | Orangeburg | GEN1 | Natural Gas Fired Combustion Turbine | NG | Natural Gas Peaker | 2 | 2005
14164 | City of Orangeburg - (SC) | 59728 | Substation 20 Plant | SC | Orangeburg | GEN1 | Natural Gas Fired Combustion Turbine | NG | Natural Gas Peaker | 2 | 2014
58822 | MC Power Companies Inc | 59729 | Macon Solar Power Project | MO | Macon | MSF1 | Solar Photovoltaic | SUN | Solar PV | 2.8 | 2015
59500 | Sunny Templeton, LLC | 59731 | Templeton | MA | Worcester | TEMPL | Solar Photovoltaic | SUN | Solar PV | 3 | 2014
59503 | Capital Dynamics | 59732 | Green Pastures Wind I | TX | Baylor | GPI | Onshore Wind Turbine | WND | Wind | 150 | 2015
59503 | Capital Dynamics | 59733 | Green Pastures Wind II | TX | Knox | GPII | Onshore Wind Turbine | WND | Wind | 150 | 2015
59503 | Capital Dynamics | 59734 | Briscoe Wind Farm | TX | Briscoe | BFW | Onshore Wind Turbine | WND | Wind | 150 | 2015
59504 | Kirkwood Community College | 59735 | Kirkwood Wind Turbine | IA | Linn | KCC01 | Onshore Wind Turbine | WND | Wind | 2.5 | 2012
59506 | Valentine Wind, LLC | 59736 | Valentine Wind, LLC | NE | Cherry | 7772 | Onshore Wind Turbine | WND | Wind | 1.9 | 2014
58661 | Sustainable Power Group, LLC | 59738 | Citizen B | CA | Fresno | CSB | Solar Photovoltaic | SUN | Solar PV | 5 | 2015
59508 | Barton Solar, LLC | 59741 | Barton Solar Farm | VT | Orleans | BARTN | Solar Photovoltaic | SUN | Solar PV | 1.9 | 2014
58519 | Clean Energy Collective LLC | 59742 | Sunnyside Ranch Community Solar Array | CO | Garfield | HCE | Solar Photovoltaic | SUN | Solar PV | 1.5 | 2015
59540 | SunE SEM 1, LLC | 59743 | Chimes West Friendship (Nixon Farms) | MD | Howard | 1 | Solar Photovoltaic | SUN | Solar PV | 1.5 | 2014
58473 | NVT LICENSES, LLC | 59744 | Lakeland Electric Co. (FL)-Airport 1 | FL | Polk | 1 | Solar Photovoltaic | SUN | Solar PV | 2.7 | 2011
59511 | South Street Solar, LLC | 59745 | Leominster (MA)-South Street-R&D | MA | Middlesex | 1 | Solar Photovoltaic | SUN | Solar PV | 3.5 | 2013
59512 | Team-Solar, Inc. | 59746 | DSH (CA) - Coalinga State Hospital | CA | Fresno | 1 | Solar Photovoltaic | SUN | Solar PV | 2.6 | 2014
59512 | Team-Solar, Inc. | 59748 | CDCR (CA) - Pleasant Valley State Prison | CA | Fresno | 1 | Solar Photovoltaic | SUN | Solar PV | 1.6 | 2014
58473 | NVT LICENSES, LLC | 59749 | UMES (MD) - Princess Anne | MD | Somerset | 1 | Solar Photovoltaic | SUN | Solar PV | 2.2 | 2011
58473 | NVT LICENSES, LLC | 59750 | Bourne (MA) - Holliston I | MA | Middlesex | 1 | Solar Photovoltaic | SUN | Solar PV | 2.9 | 2014
59518 | Wilzig Associates, LLC | 59751 | Wilzig Associates, LLC | NJ | Bergen | WILZG | Solar Photovoltaic | SUN | Solar PV | 1.2 | 2013
59519 | TerraForm Solar XVII, LLC | 59752 | BlueWave Capital - Grafton (SREC II) | MA | Worcester | 1 | Solar Photovoltaic | SUN | Solar PV | 1.3 | 2015
58473 | NVT LICENSES, LLC | 59754 | Lakeland Electric Co. (FL) - Aiport II | FL | Polk | 1 | Solar Photovoltaic | SUN | Solar PV | 3.5 | 2012
59522 | Chester Power Partners LLC | 59755 | Chester Power Partners | VT | Windsor | PVS1 | Solar Photovoltaic | SUN | Solar PV | 2.2 | 2014
59526 | State Correctnl Inst Laurel Highlands | 59759 | Glades Pike Generation Plant | PA | Somerset | CAT1 | Landfill Gas | LFG | Biomass | 1.6 | 2011
59526 | State Correctnl Inst Laurel Highlands | 59759 | Glades Pike Generation Plant | PA | Somerset | CAT2 | Landfill Gas | LFG | Biomass | 1.6 | 2011
59526 | State Correctnl Inst Laurel Highlands | 59759 | Glades Pike Generation Plant | PA | Somerset | SOLAR | Landfill Gas | LFG | Biomass | 3.3 | 2011
59462 | Heelstone Energy Holdings, LLC | 59760 | Red Hill Solar Center, LLC | NC | Warren | RHILL | Solar Photovoltaic | SUN | Solar PV | 5 | 2014
59462 | Heelstone Energy Holdings, LLC | 59761 | Van Slyke Solar Center, LLC | NC | Wilson | VSLYK | Solar Photovoltaic | SUN | Solar PV | 5 | 2014
59462 | Heelstone Energy Holdings, LLC | 59762 | Broadway Solar Center, LLC | NC | Columbus | BRDWY | Solar Photovoltaic | SUN | Solar PV | 5 | 2014
59529 | Robeson County Landfill | 59763 | Robeson County LFG to Energy | NC | Robeson | GEN01 | Landfill Gas | LFG | Biomass | 1 | 2012
59529 | Robeson County Landfill | 59763 | Robeson County LFG to Energy | NC | Robeson | GEN02 | Landfill Gas | LFG | Biomass | 1 | 2015
59232 | Kearsarge Solar LLC | 59765 | Stetson Road Solar - Barre I | MA | Worcester | BI | Solar Photovoltaic | SUN | Solar PV | 2 | 2014
59232 | Kearsarge Solar LLC | 59766 | Barre II Solar Project | MA | Worcester | BII | Solar Photovoltaic | SUN | Solar PV | 1.5 | 2014
59232 | Kearsarge Solar LLC | 59767 | Chester Solar Farm | MA | Hampden | CHSTR | Solar Photovoltaic | SUN | Solar PV | 4.8 | 2014
59232 | Kearsarge Solar LLC | 59768 | Concord Solar Farm | MA | Middlesex | CMLP | Solar Photovoltaic | SUN | Solar PV | 1.5 | 2014
18454 | Tampa Electric Co | 59769 | TIA Solar | FL | Hillsborough | 1 | Solar Photovoltaic | SUN | Solar PV | 1.6 | 2015
9234 | Indiana Municipal Power Agency | 59770 | IMPA Pendleton Solar Park | IN | Madison | SPEND | Solar Photovoltaic | SUN | Solar PV | 2 | 2015
59209 | Half Moon Ventures, LLC | 59771 | Jefferson Solar Park | WI | Jefferson | JSP01 | Solar Photovoltaic | SUN | Solar PV | 1 | 2013
10000 | Kansas City Power & Light Co | 59772 | KCP&L SmartGrid Innovation Park | MO | Jackson | 1 | Batteries | MWH | Other | 1 | 2012
59539 | BioTown Ag | 59774 | BioTown Ag | IN | White | ENG1 | Other Waste Biomass | OBG | Biomass | 1 | 2011
59539 | BioTown Ag | 59774 | BioTown Ag | IN | White | ENG2 | Other Waste Biomass | OBG | Biomass | 1 | 2011
59539 | BioTown Ag | 59774 | BioTown Ag | IN | White | ENG3 | Other Waste Biomass | OBG | Biomass | 1 | 2011
59539 | BioTown Ag | 59774 | BioTown Ag | IN | White | ENG4 | Other Waste Biomass | OBG | Biomass | 1 | 2014
59539 | BioTown Ag | 59774 | BioTown Ag | IN | White | ENG5 | Other Waste Biomass | OBG | Biomass | 1 | 2014
59539 | BioTown Ag | 59774 | BioTown Ag | IN | White | ENG6 | Other Waste Biomass | OBG | Biomass | 1 | 2014
59542 | Adams Farm Solar LLC | 59775 | Adams Farm Solar | MA | Worcester | ADAMS | Solar Photovoltaic | SUN | Solar PV | 3 | 2013
59543 | Heartland Community College | 59776 | Heartland Community College | IL | McLean | T01 | Onshore Wind Turbine | WND | Wind | 1.7 | 2012
59519 | TerraForm Solar XVII, LLC | 59777 | RGS-Rutland VNM SREC II Project (MA) | MA | Worcester | 1 | Solar Photovoltaic | SUN | Solar PV | 2.6 | 2015
58661 | Sustainable Power Group, LLC | 59778 | Eden Solar LLC | NC | Richmond | EDENS | Solar Photovoltaic | SUN | Solar PV | 47.7 | 2015
59544 | SunE DM, LLC | 59779 | Davis Monthan AFB (AZ) West Airfield | AZ | Pima | 1 | Solar Photovoltaic | SUN | Solar PV | 12.6 | 2014
59545 | BWC Origination 4, LLC | 59780 | New Bedford (MA) Plymouth | MA | Plymouth | 1 | Solar Photovoltaic | SUN | Solar PV | 4.3 | 2014
59546 | Nexamp Treasure Valley Solar, LLC | 59781 | Upper Blackstone (MA) Treasure Valley | MA | Worcester | 1 | Solar Photovoltaic | SUN | Solar PV | 5 | 2014
59549 | Targa Pipeline Mid-Continent West OK LLC | 59782 | Waynoka Gas Processing Plant | OK | Woods | G1 | Natural Gas Internal Combustion Engine | NG | Natural Gas Peaker | 1.3 | 2006
59549 | Targa Pipeline Mid-Continent West OK LLC | 59782 | Waynoka Gas Processing Plant | OK | Woods | G2 | Natural Gas Internal Combustion Engine | NG | Natural Gas Peaker | 1.3 | 2006
59549 | Targa Pipeline Mid-Continent West OK LLC | 59782 | Waynoka Gas Processing Plant | OK | Woods | G3 | Natural Gas Internal Combustion Engine | NG | Natural Gas Peaker | 1.3 | 2006
59550 | Croda Inc. | 59783 | Croda Atlas Point CHP | DE | New Castle | 91197 | Landfill Gas | LFG | Biomass | 1.1 | 2013
59550 | Croda Inc. | 59783 | Croda Atlas Point CHP | DE | New Castle | 91198 | Landfill Gas | LFG | Biomass | 1.1 | 2013
24211 | Tucson Electric Power Co | 59784 | Gila River Power Block 3 | AZ | Maricopa | CTG5 | Natural Gas Fired Combined Cycle | NG | Natural Gas Nonpeaker | 174 | 2003
24211 | Tucson Electric Power Co | 59784 | Gila River Power Block 3 | AZ | Maricopa | CTG6 | Natural Gas Fired Combined Cycle | NG | Natural Gas Nonpeaker | 174 | 2003
24211 | Tucson Electric Power Co | 59784 | Gila River Power Block 3 | AZ | Maricopa | ST11 | Natural Gas Fired Combined Cycle | NG | Natural Gas Nonpeaker | 271 | 2003
59559 | Novi Energy LLC | 59785 | Fremont Community Digester, LLC | MI | Newaygo | 19001 | Other Waste Biomass | OBG | Biomass | 2.9 | 2012
59561 | SunE Solar XVII Project 2, LLC | 59786 | Fiddler's Canyon #2 | UT | Iron | FID2 | Solar Photovoltaic | SUN | Solar PV | 3 | 2015
59560 | SunE Solar XVII Project 1, LLC | 59787 | Fiddler's Canyon #1 | UT | Iron | FID1 | Solar Photovoltaic | SUN | Solar PV | 3 | 2015
57313 | SolarCity Corporation | 59788 | Advance Stores Company, Inc | CT | Hartford | PV1 | Solar Photovoltaic | SUN | Solar PV | 1 | 2014
57313 | SolarCity Corporation | 59789 | Millbrook School | NY | Dutchess | PV1 | Solar Photovoltaic | SUN | Solar PV | 1.4 | 2015
57313 | SolarCity Corporation | 59790 | Oregon University System Rabbit Field | OR | Benton | PV1 | Solar Photovoltaic | SUN | Solar PV | 1.2 | 2014
58303 | Energy Systems Group LLC | 59794 | Chicago West Side Energy Center | IL | Cook | GEN1 | Natural Gas Fired Combustion Turbine | NG | Natural Gas Peaker | 3.5 | 2003
59568 | United Water, Inc. | 59797 | Bayonne MUA- Leitner-Poma Wind Turbine | NJ | Hudson | WT1 | Onshore Wind Turbine | WND | Wind | 1.5 | 2012
11208 | Los Angeles Department of Water & Power | 59798 | Colon PV | CA | Los Angeles | W4172 | Solar Photovoltaic | SUN | Solar PV | 1.3 | 2015
57128 | Bloom Energy | 59800 | Amazon San Bernardino | CA | San Bernardino | AMZ00 | Other Natural Gas | NG | Natural Gas Peaker | 1.1 | 2014
57128 | Bloom Energy | 59801 | IBM Southbury | CT | New Haven | IBM00 | Other Natural Gas | NG | Natural Gas Peaker | 1.1 | 2014
57128 | Bloom Energy | 59802 | Maxim | CA | Santa Clara | MXM00 | Other Natural Gas | NG | Natural Gas Peaker | 1.1 | 2014
57128 | Bloom Energy | 59803 | Pixar - Emeryville | CA | Alameda | PXR00 | Other Natural Gas | NG | Natural Gas Peaker | 1.1 | 2014
57128 | Bloom Energy | 59804 | Starbucks - Evolution Fresh | CA | San Bernardino | SBK00 | Other Natural Gas | NG | Natural Gas Peaker | 1.1 | 2014
57128 | Bloom Energy | 59805 | Yahoo! - HQ | CA | Santa Clara | YAH00 | Other Natural Gas | NG | Natural Gas Peaker | 1.1 | 2014
60025 | Greenbacker Renewable Energy Corporation | 59807 | Airport 1 Solar (DIA) | CO | Denver | GBDIA | Solar Photovoltaic | SUN | Solar PV | 1.5 | 2009
58303 | Energy Systems Group LLC | 59808 | Munster Landfill Gas-to-Energy | IN | Lake | GEN1 | Landfill Gas | LFG | Biomass | 1.1 | 2012
58303 | Energy Systems Group LLC | 59809 | Mountain Home Energy Center | TN | Washington | GEN1 | Natural Gas Internal Combustion Engine | NG | Natural Gas Peaker | 3.2 | 2002
58303 | Energy Systems Group LLC | 59809 | Mountain Home Energy Center | TN | Washington | GEN2 | Petroleum Liquids | DFO | Petroleum | 1.8 | 2002
58303 | Energy Systems Group LLC | 59809 | Mountain Home Energy Center | TN | Washington | GEN3 | Petroleum Liquids | DFO | Petroleum | 1.8 | 2002
58303 | Energy Systems Group LLC | 59810 | Dairyland WTE Plant | WI | Brown | GEN1 | Other Waste Biomass | OBG | Biomass | 0.7 | 2012
58303 | Energy Systems Group LLC | 59810 | Dairyland WTE Plant | WI | Brown | GEN2 | Other Waste Biomass | OBG | Biomass | 0.7 | 2012
59589 | Rockfish Solar LLC | 59811 | Rockfish Solar LLC | MD | Charles | GEN1 | Solar Photovoltaic | SUN | Solar PV | 10.3 | 2015
59596 | Industrial Power Services Corp. | 59815 | Granby LFG | MA | Hampshire | GLFG1 | Landfill Gas | LFG | Biomass | 3.2 | 2001
59597 | Broome Energy Resources, LLC | 59816 | Nanticoke LFG | NY | Broome | BR12 | Landfill Gas | LFG | Biomass | 4 | 2006
59599 | Shoe Show, Inc. | 59818 | Concord Farm | NC | Cabarrus | 1 | Solar Photovoltaic | SUN | Solar PV | 5.2 | 2011
59600 | Mohave Sunrise Solar I, LLC | 59819 | Mohave Electric at Fort Mohave | AZ | Mohave | PV1 | Solar Photovoltaic | SUN | Solar PV | 4.4 | 2015
59601 | Hunt Farm Solar LLC | 59820 | Hunt Farm Solar | MA | Franklin | HUNTF | Solar Photovoltaic | SUN | Solar PV | 3 | 2013
59602 | SH Solarne2 LLC | 59821 | 205 Sturbridge A | MA | Hampden | STURA | Solar Photovoltaic | SUN | Solar PV | 3 | 2014
59603 | SE Solarne2 LLC | 59822 | 201 Sturbridge B | MA | Hampden | STURB | Solar Photovoltaic | SUN | Solar PV | 2 | 2014
59604 | Bulldog Energy Airport LLC | 59823 | INDY III | IN | Marion | INDY3 | Solar Photovoltaic | SUN | Solar PV | 2.5 | 2015
59462 | Heelstone Energy Holdings, LLC | 59824 | Sweetgum Solar | NC | Lee | 5732 | Solar Photovoltaic | SUN | Solar PV | 5 | 2015
59462 | Heelstone Energy Holdings, LLC | 59828 | Balsam | NC | Lee | 5375 | Solar Photovoltaic | SUN | Solar PV | 5 | 2015
59611 | Royal Solar | 59831 | Royal Solar | NC | Cumberland | FLS1 | Solar Photovoltaic | SUN | Solar PV | 4.9 | 2015
59609 | TWE Kinston Solar | 59832 | Kinston Solar | NC | Lenoir | FLS1 | Solar Photovoltaic | SUN | Solar PV | 5 | 2015
59610 | TWE Laurinburg Solar | 59833 | Laurinburg Solar | NC | Scotland | FLS1 | Solar Photovoltaic | SUN | Solar PV | 5 | 2015
59612 | GES MegaOne LLC | 59834 | Indy Grocers | IN | Marion | INGRO | Solar Photovoltaic | SUN | Solar PV | 1 | 2015
59462 | Heelstone Energy Holdings, LLC | 59835 | Newton Grove | NC | Sampson | GEN1 | Solar Photovoltaic | SUN | Solar PV | 1.9 | 2015
57170 | EDF Renewable Asset Holdings, Inc. | 59837 | Slate Creek Wind Project LLC | KS | Sumner | GEN1 | Onshore Wind Turbine | WND | Wind | 150 | 2015
58661 | Sustainable Power Group, LLC | 59839 | Spring Hill Road | MA | Worcester | SHRD1 | Solar Photovoltaic | SUN | Solar PV | 1.9 | 2015
56975 | Constellation Solar Maryland, LLC | 59841 | General Motors Corp at White Marsh MD | MD | Baltimore | PV1 | Solar Photovoltaic | SUN | Solar PV | 1 | 2011
58304 | Constellation Solar Maryland II LLC | 59842 | CNE at Cambridge MD | MD | Dorchester | PV1 | Solar Photovoltaic | SUN | Solar PV | 3.2 | 2015
59617 | Constellation Solar Georgia, LLC. | 59843 | Georgia Power at Wadley GA | GA | Jefferson | PV1 | Solar Photovoltaic | SUN | Solar PV | 1 | 2014
59614 | Munich Reinsurance America, Inc | 59844 | Munich Re Plaza | NJ | Middlesex | PZ1 | Solar Photovoltaic | SUN | Solar PV | 1.6 | 2012
59614 | Munich Reinsurance America, Inc | 59844 | Munich Re Plaza | NJ | Middlesex | PZ2 | Solar Photovoltaic | SUN | Solar PV | 0.8 | 2012
59452 | Ingenco Renewable Development, LLC | 59845 | New River | VA | Pulaski | E1 | Landfill Gas | LFG | Biomass | 0.3 | 2013
59452 | Ingenco Renewable Development, LLC | 59845 | New River | VA | Pulaski | E10 | Landfill Gas | LFG | Biomass | 0.3 | 2013
59452 | Ingenco Renewable Development, LLC | 59845 | New River | VA | Pulaski | E11 | Landfill Gas | LFG | Biomass | 0.3 | 2013
59452 | Ingenco Renewable Development, LLC | 59845 | New River | VA | Pulaski | E12 | Landfill Gas | LFG | Biomass | 0.3 | 2013
59452 | Ingenco Renewable Development, LLC | 59845 | New River | VA | Pulaski | E13 | Landfill Gas | LFG | Biomass | 0.3 | 2013
59452 | Ingenco Renewable Development, LLC | 59845 | New River | VA | Pulaski | E14 | Landfill Gas | LFG | Biomass | 0.3 | 2013
59452 | Ingenco Renewable Development, LLC | 59845 | New River | VA | Pulaski | E15 | Landfill Gas | LFG | Biomass | 0.3 | 2013
59452 | Ingenco Renewable Development, LLC | 59845 | New River | VA | Pulaski | E16 | Landfill Gas | LFG | Biomass | 0.3 | 2013
59452 | Ingenco Renewable Development, LLC | 59845 | New River | VA | Pulaski | E17 | Landfill Gas | LFG | Biomass | 0.3 | 2013
59452 | Ingenco Renewable Development, LLC | 59845 | New River | VA | Pulaski | E18 | Landfill Gas | LFG | Biomass | 0.3 | 2013
59452 | Ingenco Renewable Development, LLC | 59845 | New River | VA | Pulaski | E2 | Landfill Gas | LFG | Biomass | 0.3 | 2013
59452 | Ingenco Renewable Development, LLC | 59845 | New River | VA | Pulaski | E3 | Landfill Gas | LFG | Biomass | 0.3 | 2013
59452 | Ingenco Renewable Development, LLC | 59845 | New River | VA | Pulaski | E4 | Landfill Gas | LFG | Biomass | 0.3 | 2013
59452 | Ingenco Renewable Development, LLC | 59845 | New River | VA | Pulaski | E5 | Landfill Gas | LFG | Biomass | 0.3 | 2013
59452 | Ingenco Renewable Development, LLC | 59845 | New River | VA | Pulaski | E6 | Landfill Gas | LFG | Biomass | 0.3 | 2013
59452 | Ingenco Renewable Development, LLC | 59845 | New River | VA | Pulaski | E7 | Landfill Gas | LFG | Biomass | 0.3 | 2013
59452 | Ingenco Renewable Development, LLC | 59845 | New River | VA | Pulaski | E8 | Landfill Gas | LFG | Biomass | 0.3 | 2013
59452 | Ingenco Renewable Development, LLC | 59845 | New River | VA | Pulaski | E9 | Landfill Gas | LFG | Biomass | 0.3 | 2013
59626 | Northwest Community Hospital | 59847 | Northwest Community Hospital | IL | Cook | 1 | Natural Gas Internal Combustion Engine | NG | Natural Gas Peaker | 1.1 | 1996
59626 | Northwest Community Hospital | 59847 | Northwest Community Hospital | IL | Cook | 2 | Natural Gas Internal Combustion Engine | NG | Natural Gas Peaker | 1.1 | 1996
59626 | Northwest Community Hospital | 59847 | Northwest Community Hospital | IL | Cook | 3 | Natural Gas Internal Combustion Engine | NG | Natural Gas Peaker | 1.1 | 1996
59626 | Northwest Community Hospital | 59847 | Northwest Community Hospital | IL | Cook | 4 | Natural Gas Internal Combustion Engine | NG | Natural Gas Peaker | 1.1 | 1996
59650 | Pikes Peak Solar Garden 1 LLC | 59848 | Pikes Peak Solar Garden 1 LLC | CO | El Paso | PPSG1 | Solar Photovoltaic | SUN | Solar PV | 2 | 2015
59651 | Adams Community Solar Garden LLC | 59849 | Adams Community Solar Garden LLC | CO | Adams | 23377 | Solar Photovoltaic | SUN | Solar PV | 1.2 | 2015
59652 | Adams Community Solar Garden III LLC | 59850 | Adams Community Solar Garden III LLC | CO | Adams | 23376 | Solar Photovoltaic | SUN | Solar PV | 1.2 | 2015
59637 | SolNCPower6, LLC | 59856 | SoINCPower6, LLC | NC | Gates | SUN1 | Solar Photovoltaic | SUN | Solar PV | 5 | 2015
59638 | SolNCPower5, LLC | 59857 | SoINCPower5, LLC | NC | Nash | BAT1 | Solar Photovoltaic | SUN | Solar PV | 5 | 2015
59209 | Half Moon Ventures, LLC | 59858 | Johnston Solar | RI | Providence | JSI01 | Solar Photovoltaic | SUN | Solar PV | 1 | 2015
59636 | HP Hood LLC | 59860 | HP Hood CT | VA | Frederick | HHOOD | Natural Gas Fired Combustion Turbine | NG | Natural Gas Peaker | 15 | 2015
7140 | Georgia Power Co | 59862 | Fort Benning Solar Facility | GA | Chattahoochee | 1 | Solar Photovoltaic | SUN | Solar PV | 30 | 2015
59653 | Palmer Solar LLC | 59866 | Palmer Solar LLC | MA | Hampden | 11111 | Solar Photovoltaic | SUN | Solar PV | 2.5 | 2013
59648 | Lockheed Martin Solar System | 59867 | Lockheed Martin Solar System | FL | Pinellas | LMSOL | Solar Photovoltaic | SUN | Solar PV | 1.9 | 2015
59660 | Solar Star California XXXII, LLC | 59872 | UC Davis South Campus | CA | Yolo | UCD1 | Solar Photovoltaic | SUN | Solar PV | 13 | 2015
59654 | Lowell Solar Landfill LLC | 59873 | Lowell Solar Landfill | MA | Middlesex | PV | Solar Photovoltaic | SUN | Solar PV | 1.3 | 2013
58468 | Dominion Renewable Energy | 59874 | Richland Solar Center | GA | Twiggs | PV1 | Solar Photovoltaic | SUN | Solar PV | 20 | 2015
59365 | Capital Power Corporation | 59887 | Beaufort Solar, LLC | NC | Beaufort | GEN | Solar Photovoltaic | SUN | Solar PV | 15 | 2015
59672 | SunEnergy1-Scotland Neck, LLC | 59898 | SunEnergy1-Scotland Neck, LLC | NC | Halifax | SE1SN | Solar Photovoltaic | SUN | Solar PV | 3 | 2014
59673 | Choco Solar LLC | 59899 | Choco Solar, LLC | NC | Beaufort | CHOCO | Solar Photovoltaic | SUN | Solar PV | 5 | 2014
59674 | Albertson Solar LLC | 59901 | Albertson Solar LLC | NC | Duplin | ALBRT | Solar Photovoltaic | SUN | Solar PV | 5 | 2015
13407 | Nevada Power Co | 59919 | Nellis Solar PV II | NV | Clark | NSPV2 | Solar Photovoltaic | SUN | Solar PV | 15 | 2015
59685 | AstraZeneca Pharmaceuticals LP | 59922 | South Campus Solar | DE | New Castle | GA500 | Solar Photovoltaic | SUN | Solar PV | 0.5 | 2011
59685 | AstraZeneca Pharmaceuticals LP | 59922 | South Campus Solar | DE | New Castle | SG333 | Solar Photovoltaic | SUN | Solar PV | 0.3 | 2011
59685 | AstraZeneca Pharmaceuticals LP | 59922 | South Campus Solar | DE | New Castle | SG500 | Solar Photovoltaic | SUN | Solar PV | 0.5 | 2011
59694 | BG Stewart Solar Farm LLC | 59930 | BG Stewart Solar Farm, LLC | NC | Union | NB005 | Solar Photovoltaic | SUN | Solar PV | 5 | 2015
59688 | FCPC Renewable Generation, LLC | 59931 | FCPC Renewable Generation | WI | Milwaukee | GEN1 | Other Waste Biomass | OBG | Biomass | 1.1 | 2013
59688 | FCPC Renewable Generation, LLC | 59931 | FCPC Renewable Generation | WI | Milwaukee | GEN2 | Other Waste Biomass | OBG | Biomass | 1.1 | 2013
59695 | SunE Solar XVII Project 3, LLC | 59932 | Fiddler's Canyon 3 | UT | Iron | FID3 | Solar Photovoltaic | SUN | Solar PV | 3 | 2015
59613 | BayWa r.e. Solar Projects LLC | 59942 | Morgan Lancaster 1 | CA | Los Angeles | ML1 | Solar Photovoltaic | SUN | Solar PV | 1.5 | 2015
59706 | Rattlesnake Den | 59943 | Rattlesnake Den | TX | Glasscock | 1 | Onshore Wind Turbine | WND | Wind | 207.2 | 2015
59707 | Conetoe II Solar, LLC | 59944 | Conetoe II Solar, LLC | NC | Edgecombe | CONE1 | Solar Photovoltaic | SUN | Solar PV | 80 | 2015
59710 | SR Camden, LLC | 59947 | SR Camden | AR | Calhoun | AERO | Solar Photovoltaic | SUN | Solar PV | 12 | 2015
59711 | Bakersfield 111 LLC | 59948 | Bakersfield 111 | CA | Kern | BF111 | Solar Photovoltaic | SUN | Solar PV | 1.4 | 2015
59712 | AES Tait LLC | 59949 | AES Warrior Run Energy Storage Project | MD | Allegany | BESS1 | Batteries | MWH | Other | 11 | 2015
58477 | O2energies, Inc. | 59950 | Yadkinville Solar | NC | Yadkin | YAK | Solar Photovoltaic | SUN | Solar PV | 3.5 | 2015
59462 | Heelstone Energy Holdings, LLC | 59955 | Smithfield | NC | Johnston | GEN01 | Solar Photovoltaic | SUN | Solar PV | 1.8 | 2015
59462 | Heelstone Energy Holdings, LLC | 59956 | ESA Selma | NC | Johnston | GEN02 | Solar Photovoltaic | SUN | Solar PV | 1.8 | 2015
49893 | Invenergy Services LLC | 59957 | Grand Ridge Battery Projects | IL | LaSalle | GIVB | Batteries | MWH | Other | 1.5 | 2013
49893 | Invenergy Services LLC | 59957 | Grand Ridge Battery Projects | IL | LaSalle | GRES | Batteries | MWH | Other | 31.5 | 2015
59716 | SunE DB24 LLC | 59958 | Milford 2 | UT | Beaver | MIL2 | Solar Photovoltaic | SUN | Solar PV | 3 | 2015
59718 | West Chicago Battery Storage LLC | 59959 | Elwood Energy Storage Center | IL | DuPage | WCBS | Batteries | MWH | Other | 19.8 | 2015
59717 | Joliet Battery Storage LLC | 59960 | Jake Energy Storage Center | IL | Will | JBS | Batteries | MWH | Other | 19.8 | 2015
3046 | Duke Energy Progress - (NC) | 59966 | Camp Lejeune Solar | NC | Onslow | PV1 | Solar Photovoltaic | SUN | Solar PV | 12.8 | 2015
59724 | Pepperidge Farm, Inc.- Bloomfield | 59967 | Pepperidge Farm Bloomfield | CT | Hartford | FCB | Other Natural Gas | NG | Natural Gas Peaker | 1.2 | 2008
59729 | Golden West Power Partners, LLC | 59974 | Golden West Power Partners LLC | CO | El Paso | GW1 | Onshore Wind Turbine | WND | Wind | 250 | 2015
59730 | Carousel Wind Farm, LLC | 59975 | Carousel Wind Farm LLC | CO | Kit Carson | CW1 | Onshore Wind Turbine | WND | Wind | 150 | 2015
59736 | Columbia Solar Energy LLC | 59979 | Columbia Solar Energy, LLC | CA | Contra Costa | GEN1 | Solar Photovoltaic | SUN | Solar PV | 19.2 | 2015
59737 | American Capital Energy | 59980 | Mashpee Landfill Solar | MA | Barnstable | MASH | Solar Photovoltaic | SUN | Solar PV | 1.5 | 2014
9267 | Hoosier Energy R E C, Inc | 59981 | New Castle Solar RES | IN | Henry | PV1 | Solar Photovoltaic | SUN | Solar PV | 1.1 | 2015
9267 | Hoosier Energy R E C, Inc | 59982 | Scotland Solar RES | IN | Greene | PV1 | Solar Photovoltaic | SUN | Solar PV | 1.1 | 2015
9267 | Hoosier Energy R E C, Inc | 59984 | Lanesville Solar RES | IN | Harrison | PV1 | Solar Photovoltaic | SUN | Solar PV | 1.1 | 2015
733 | Appalachian Power Co | 59995 | AEP Milton NaS | WV | Cabell | 1 | Batteries | MWH | Other | 2 | 2009
58970 | Ecoplexus, Inc | 59999 | Ouchchy PV1 | NC | Orange | OUCH1 | Solar Photovoltaic | SUN | Solar PV | 3 | 2015
60039 | REC Solar | 60004 | Clarkstown Landfill Solar Facility | NY | Rockland | INV#1 | Solar Photovoltaic | SUN | Solar PV | 1 | 2014
60039 | REC Solar | 60004 | Clarkstown Landfill Solar Facility | NY | Rockland | INV#2 | Solar Photovoltaic | SUN | Solar PV | 1 | 2014
17650 | Southern Power Co | 60007 | Morelos del Sol | CA | Kern | MORLS | Solar Photovoltaic | SUN | Solar PV | 15 | 2015
59744 | Solar Star Colorado III, LLC | 60008 | Hooper Solar | CO | Alamosa | SCCO3 | Solar Photovoltaic | SUN | Solar PV | 52 | 2015
59760 | Findlay Wind Farm | 60015 | Findlay Wind Farm | OH | Hancock | WNDW1 | Onshore Wind Turbine | WND | Wind | 3 | 2015
17470 | PUD 1 of Snohomish County | 60016 | MESA 1 | WA | Snohomish | A | Batteries | MWH | Other | 1 | 2015
5109 | DTE Electric Company | 60017 | Domino Farms Solar | MI | Washtenaw | 1 | Solar Photovoltaic | SUN | Solar PV | 1 | 2015
5109 | DTE Electric Company | 60018 | Ford World Headquarters | MI | Wayne | 1 | Solar Photovoltaic | SUN | Solar PV | 1 | 2015
59762 | UGT Renewable Energy 13, LLC | 60022 | Oxford | MA | Worcester | OXFRD | Solar Photovoltaic | SUN | Solar PV | 2.8 | 2014
59768 | West Hills Construction, Inc | 60026 | Little Rock Pham Solar | CA | Los Angeles | PV1 | Solar Photovoltaic | SUN | Solar PV | 3 | 2015
58661 | Sustainable Power Group, LLC | 60027 | Adera Solar | CA | Madera | ADERA | Solar Photovoltaic | SUN | Solar PV | 20 | 2015
57365 | Consolidated Edison Solutions Inc | 60029 | CES VMT Solar | MD | Washington | VMMD | Solar Photovoltaic | SUN | Solar PV | 1.1 | 2015
59775 | Solar Star California XXXI, LLC | 60035 | Tequesquite Landfill Solar PV Project | CA | Riverside | RPU1 | Solar Photovoltaic | SUN | Solar PV | 7.3 | 2015
58491 | Constellation Solar Holding, LLC | 60036 | CCBC-Catonsville | MD | Howard | PV1 | Solar Photovoltaic | SUN | Solar PV | 1.6 | 2015
58491 | Constellation Solar Holding, LLC | 60038 | Owens Corning Headquarters | OH | Lucas | PV1 | Solar Photovoltaic | SUN | Solar PV | 2.1 | 2015
19497 | United Illuminating Co | 60040 | UI RCP New Haven Fuel Cell | CT | New Haven | NHFC | Other Natural Gas | NG | Natural Gas Peaker | 2.8 | 2015
58135 | Ecos Energy LLC | 60046 | Portage Solar | IN | Porter | PV7 | Solar Photovoltaic | SUN | Solar PV | 1.5 | 2012
58135 | Ecos Energy LLC | 60047 | Middlebury Solar | IN | Elkhart | PV6 | Solar Photovoltaic | SUN | Solar PV | 1.5 | 2012
59781 | TWE Chocowinity Solar | 60048 | TWE Chocowinity Solar, LLC | NC | Beaufort | FLS1 | Solar Photovoltaic | SUN | Solar PV | 4.5 | 2015
59780 | Golden Hills Wind, LLC | 60049 | Golden Hills Wind | CA | Alameda | GE | Onshore Wind Turbine | WND | Wind | 85.9 | 2015
59778 | Innovative Solar 10 | 60050 | Innovative Solar 10 | NC | Haywood | FLS1 | Solar Photovoltaic | SUN | Solar PV | 1.5 | 2015
59782 | Innovative Solar 18, LLC | 60051 | Innovative Solar 18, LLC | NC | Rutherford | FLS1 | Solar Photovoltaic | SUN | Solar PV | 1.9 | 2015
59783 | Innovative Solar 26, LLC | 60052 | Innovative Solar 26, LLC | NC | Burke | FLS1 | Solar Photovoltaic | SUN | Solar PV | 1.9 | 2015
19497 | United Illuminating Co | 60054 | UI RCP Bridgeport Seaside | CT | Fairfield | BPFC | Other Natural Gas | NG | Natural Gas Peaker | 2.8 | 2015
59787 | Innovative Solar 16 | 60055 | Innovative Solar 16 | NC | Henderson | FLS1 | Solar Photovoltaic | SUN | Solar PV | 2 | 2015
59785 | Syncarpha Palmer, LLC | 60056 | Syncarpha Palmer, LLC | MA | Hampden | SYNPA | Solar Photovoltaic | SUN | Solar PV | 4.8 | 2015
59792 | Los Vientos Windpower V, LLC | 60059 | Los Vientos V Wind Power | TX | Starr | 1 | Onshore Wind Turbine | WND | Wind | 110 | 2015
59791 | Lindberg Field Solar I LLC | 60060 | Lindberg FIeld Solar | CA | San Diego | SDIAB | Solar Photovoltaic | SUN | Solar PV | 0.5 | 2015
59804 | Federal Road Solar 1, LLC | 60065 | Federal Road Solar 1, LLC | MA | Plymouth | FEDRD | Solar Photovoltaic | SUN | Solar PV | 4.4 | 2015
59805 | BWC Swan Pond River, LLC | 60067 | BWC Swan Pond River | MA | Bristol | SPRMA | Solar Photovoltaic | SUN | Solar PV | 1.6 | 2015
59817 | Cedar Bluff Wind, LLC | 60069 | Cedar Bluff Wind, LLC | KS | Ness | CBLF1 | Onshore Wind Turbine | WND | Wind | 198.6 | 2015
59825 | Neisler Street Solar I, LLC | 60072 | Neisler Street Solar | NC | Cleveland | NSS1 | Solar Photovoltaic | SUN | Solar PV | 2 | 2015
59822 | Syncarpha Massachusetts, LLC | 60073 | Leominster | MA | Worcester | SNLEO | Solar Photovoltaic | SUN | Solar PV | 2 | 2015
59823 | Syncarpha North Adams, LLC | 60074 | North Adams Landfill | MA | Berkshire | SNNOA | Solar Photovoltaic | SUN | Solar PV | 2.2 | 2015
59824 | Fisher Road Solar I, LLC | 60075 | Fisher Road Solar | MA | Bristol | SYFRS | Solar Photovoltaic | SUN | Solar PV | 4.6 | 2015
20323 | Wellhead Services Inc | 60083 | Fresno Solar | CA | Fresno | PV-S | Solar Photovoltaic | SUN | Solar PV | 1.5 | 2015
20323 | Wellhead Services Inc | 60083 | Fresno Solar | CA | Fresno | PV-W | Solar Photovoltaic | SUN | Solar PV | 1.5 | 2015
59833 | PCA-Valdosta Mill | 60084 | PCA-Valdosta Mill | GA | Lowndes | TG1 | Wood/Wood Waste Biomass | WDS | Biomass | 10.1 | 1954
59833 | PCA-Valdosta Mill | 60084 | PCA-Valdosta Mill | GA | Lowndes | TG2 | Wood/Wood Waste Biomass | WDS | Biomass | 7.5 | 1954
59833 | PCA-Valdosta Mill | 60084 | PCA-Valdosta Mill | GA | Lowndes | TG3 | Wood/Wood Waste Biomass | BLQ | Biomass | 52.3 | 2011
59838 | SunE DB27, LLC | 60089 | Elkton Solar | MD | Cecil | ELKTN | Solar Photovoltaic | SUN | Solar PV | 1.6 | 2015
57313 | SolarCity Corporation | 60096 | Town of Chestertown- Chestertown WWTP | MD | Kent | PV1 | Solar Photovoltaic | SUN | Solar PV | 1 | 2015
59849 | Dinuba Energy | 60100 | Dinuba Energy | CA | Tulare | G-1 | Wood/Wood Waste Biomass | WDS | Biomass | 11.5 | 1985
59462 | Heelstone Energy Holdings, LLC | 60101 | Shelby Randolph Road Solar 1, LLC | NC | Cleveland | SRR | Solar Photovoltaic | SUN | Solar PV | 2 | 2015
59876 | Lorin Industries | 60102 | Lorin Industries | MI | Muskegon | 1 | Natural Gas Internal Combustion Engine | NG | Natural Gas Peaker | 0.8 | 1990
59876 | Lorin Industries | 60102 | Lorin Industries | MI | Muskegon | 2 | Natural Gas Internal Combustion Engine | NG | Natural Gas Peaker | 0.8 | 1990
59876 | Lorin Industries | 60102 | Lorin Industries | MI | Muskegon | 3 | Natural Gas Internal Combustion Engine | NG | Natural Gas Peaker | 0.8 | 1990
59876 | Lorin Industries | 60102 | Lorin Industries | MI | Muskegon | 4 | Natural Gas Internal Combustion Engine | NG | Natural Gas Peaker | 0.8 | 1990
59882 | Javelina Wind Energy, LLC | 60104 | Javelina Wind Energy, LLC | TX | Webb | GEWTG | Onshore Wind Turbine | WND | Wind | 249.7 | 2015
59462 | Heelstone Energy Holdings, LLC | 60105 | Lafayette Solar I, LLC | NC | Cleveland | LAF | Solar Photovoltaic | SUN | Solar PV | 2 | 2015
59462 | Heelstone Energy Holdings, LLC | 60106 | Rockingham Solar, LLC | NC | Richmond | ROCK | Solar Photovoltaic | SUN | Solar PV | 5 | 2015
59462 | Heelstone Energy Holdings, LLC | 60107 | York Road Solar I, LLC | NC | Cleveland | YORK | Solar Photovoltaic | SUN | Solar PV | 2 | 2015
59462 | Heelstone Energy Holdings, LLC | 60108 | SID Solar I, LLC | NC | Cleveland | SID | Solar Photovoltaic | SUN | Solar PV | 5 | 2015
59892 | UCI Fuel Cell, LLC | 60120 | UCI Fuel Cell | CA | Orange | MB-16 | Other Natural Gas | NG | Natural Gas Peaker | 1.4 | 2015
59894 | HCE Johnston I, LLC | 60121 | HCE Johnston I, LLC | NC | Johnston | HCEJI | Solar Photovoltaic | SUN | Solar PV | 2.6 | 2015
59905 | OEE XIX, LLC | 60128 | Zephyr Wind | OH | Hancock | Z1 | Onshore Wind Turbine | WND | Wind | 1.5 | 2015
59905 | OEE XIX, LLC | 60128 | Zephyr Wind | OH | Hancock | Z2 | Onshore Wind Turbine | WND | Wind | 1.5 | 2015
59905 | OEE XIX, LLC | 60128 | Zephyr Wind | OH | Hancock | Z3 | Onshore Wind Turbine | WND | Wind | 1.5 | 2015
59462 | Heelstone Energy Holdings, LLC | 60129 | Red Toad 1425 A Powatan Road, LLC | NC | Johnston | POW | Solar Photovoltaic | SUN | Solar PV | 2 | 2015
5199 | Devon Energy Production Co | 60130 | Big Sand Draw Plant | WY | Fremont | 1 | Natural Gas Internal Combustion Engine | NG | Natural Gas Peaker | 1.6 | 2015
5199 | Devon Energy Production Co | 60130 | Big Sand Draw Plant | WY | Fremont | 2 | Natural Gas Internal Combustion Engine | NG | Natural Gas Peaker | 1.6 | 2015
5199 | Devon Energy Production Co | 60130 | Big Sand Draw Plant | WY | Fremont | 4 | Natural Gas Internal Combustion Engine | NG | Natural Gas Peaker | 1.6 | 2015
5199 | Devon Energy Production Co | 60130 | Big Sand Draw Plant | WY | Fremont | 5 | Natural Gas Internal Combustion Engine | NG | Natural Gas Peaker | 1.6 | 2015
5199 | Devon Energy Production Co | 60130 | Big Sand Draw Plant | WY | Fremont | 6 | Natural Gas Internal Combustion Engine | NG | Natural Gas Peaker | 1.6 | 2015
59462 | Heelstone Energy Holdings, LLC | 60131 | Durham Solar | NC | Durham | DURM | Solar Photovoltaic | SUN | Solar PV | 3.5 | 2015
59462 | Heelstone Energy Holdings, LLC | 60133 | Morgan Farm, LLC | NC | Franklin | MOR | Solar Photovoltaic | SUN | Solar PV | 5 | 2015
59462 | Heelstone Energy Holdings, LLC | 60134 | Nashville Farms, LLC | NC | Nash | NASH | Solar Photovoltaic | SUN | Solar PV | 2 | 2015
59462 | Heelstone Energy Holdings, LLC | 60135 | Cedar Solar, LLC | NC | Duplin | CED | Solar Photovoltaic | SUN | Solar PV | 5 | 2015
59462 | Heelstone Energy Holdings, LLC | 60136 | Elm Solar, LLC | NC | Lee | ELM | Solar Photovoltaic | SUN | Solar PV | 5 | 2015
5580 | East Kentucky Power Coop, Inc | 60137 | Glasgow LFGTE | KY | Barren | 1 | Landfill Gas | LFG | Biomass | 1 | 2015
59942 | Argos Solar LLC | 60150 | Cornell Geneva Solar Farm | NY | Ontario | ARGOS | Solar Photovoltaic | SUN | Solar PV | 2 | 2015
59946 | ADS Renewable Energy- Wolf Creek, LLC | 60184 | ADS Renewable Energy-Wolf Creek LLC | GA | Twiggs | GEN1 | Landfill Gas | LFG | Biomass | 1.4 | 2011
59946 | ADS Renewable Energy- Wolf Creek, LLC | 60184 | ADS Renewable Energy-Wolf Creek LLC | GA | Twiggs | GEN2 | Landfill Gas | LFG | Biomass | 1.4 | 2011
59951 | Conetoe Solar, LLC | 60188 | Conetoe Solar | NC | Edgecombe | CON15 | Solar Photovoltaic | SUN | Solar PV | 5 | 2015
59952 | Sugar Run Solar, LLC | 60189 | Sugar Run Solar | NC | Gates | SRS15 | Solar Photovoltaic | SUN | Solar PV | 5 | 2015
59209 | Half Moon Ventures, LLC | 60190 | HMW Minster PV I | OH | Auglaize | MIN01 | Solar Photovoltaic | SUN | Solar PV | 3 | 2015
59300 | PNM Resources | 60195 | South Valley Solar Energy Center | NM | Bernalillo | SVSEC | Solar Photovoltaic | SUN | Solar PV | 10 | 2015
59300 | PNM Resources | 60196 | Santa Fe Solar Energy Center | NM | Santa Fe | SFSEC | Solar Photovoltaic | SUN | Solar PV | 9.5 | 2015
59300 | PNM Resources | 60197 | Santolina Solar Energy Center | NM | Bernalillo | SANTO | Solar Photovoltaic | SUN | Solar PV | 10.5 | 2015
59300 | PNM Resources | 60198 | Rio Communities Solar Energy Center | NM | Valencia | RCSEC | Solar Photovoltaic | SUN | Solar PV | 10 | 2015
59462 | Heelstone Energy Holdings, LLC | 60200 | Laurinburg Solar, LLC (Heelstone) | NC | Robeson | LAUR | Solar Photovoltaic | SUN | Solar PV | 2 | 2015
60004 | Strata Roof 1, LLC | 60219 | Strata Roof 1 | CA | Sacramento | UNIT1 | Solar Photovoltaic | SUN | Solar PV | 1 | 2013
60003 | Zero Waste Energy Development Company LLC | 60220 | Zero Waste Energy Development Co LLC | CA | Santa Clara | ZWED1 | Other Waste Biomass | OBG | Biomass | 0.8 | 2015
60003 | Zero Waste Energy Development Company LLC | 60220 | Zero Waste Energy Development Co LLC | CA | Santa Clara | ZWED2 | Other Waste Biomass | OBG | Biomass | 0.8 | 2015
59452 | Ingenco Renewable Development, LLC | 60222 | Bristol Plant | VA | Bristol City | C1 | Landfill Gas | LFG | Biomass | 0.3 | 2015
59452 | Ingenco Renewable Development, LLC | 60222 | Bristol Plant | VA | Bristol City | C2 | Landfill Gas | LFG | Biomass | 0.3 | 2015
59452 | Ingenco Renewable Development, LLC | 60222 | Bristol Plant | VA | Bristol City | C3 | Landfill Gas | LFG | Biomass | 0.3 | 2015
59452 | Ingenco Renewable Development, LLC | 60222 | Bristol Plant | VA | Bristol City | C4 | Landfill Gas | LFG | Biomass | 0.3 | 2015
59452 | Ingenco Renewable Development, LLC | 60222 | Bristol Plant | VA | Bristol City | C5 | Landfill Gas | LFG | Biomass | 0.3 | 2015
59452 | Ingenco Renewable Development, LLC | 60222 | Bristol Plant | VA | Bristol City | C6 | Landfill Gas | LFG | Biomass | 0.3 | 2015
57128 | Bloom Energy | 60223 | Equinix San Jose | CA | Santa Clara | EQXOO | Other Natural Gas | NG | Natural Gas Peaker | 1.1 | 2015
57128 | Bloom Energy | 60224 | Intel Santa Clara | CA | Santa Clara | NTL00 | Other Natural Gas | NG | Natural Gas Peaker | 1.1 | 2015
40229 | Old Dominion Electric Coop | 60234 | Belle Haven Diesel Generation Facility | VA | Accomack | BDG10 | Petroleum Liquids | DFO | Petroleum | 2 | 2002
40229 | Old Dominion Electric Coop | 60234 | Belle Haven Diesel Generation Facility | VA | Accomack | BDG9 | Petroleum Liquids | DFO | Petroleum | 2 | 2002
40229 | Old Dominion Electric Coop | 60235 | Perdue Diesel Generation Facility | VA | Accomack | PDG5 | Petroleum Liquids | DFO | Petroleum | 2 | 2002
40229 | Old Dominion Electric Coop | 60235 | Perdue Diesel Generation Facility | VA | Accomack | PDG6 | Petroleum Liquids | DFO | Petroleum | 2 | 2002
40229 | Old Dominion Electric Coop | 60236 | Onancock Diesel Generation Facility | VA | Accomack | ODG7 | Petroleum Liquids | DFO | Petroleum | 2 | 2002
40229 | Old Dominion Electric Coop | 60236 | Onancock Diesel Generation Facility | VA | Accomack | ODG8 | Petroleum Liquids | DFO | Petroleum | 2 | 2002
60020 | McDonald Solar Farm, LLC | 60238 | McDonald Solar Farm, LLC | IN | Vigo | PV1 | Solar Photovoltaic | SUN | Solar PV | 5.2 | 2015
60021 | Pastime Farm, LLC | 60239 | Pastime Farm, LLC | IN | Clay | PV1 | Solar Photovoltaic | SUN | Solar PV | 5.2 | 2015
60026 | Yanceyville Farm 3, LLC | 60240 | Yanceyville Farm 3, LLC | NC | Caswell | 1 | Solar Photovoltaic | SUN | Solar PV | 4.9 | 2015
11118 | Lockhart Power Co | 60241 | Union Renewable Energy Facility | SC | Union | 00611 | Landfill Gas | LFG | Biomass | 1.6 | 2015
11118 | Lockhart Power Co | 60241 | Union Renewable Energy Facility | SC | Union | 00677 | Landfill Gas | LFG | Biomass | 1.6 | 2015
221 | Alaska Village Elec Coop, Inc | 60243 | Ambler | AK | Northwest Arctic | 1 | Petroleum Liquids | DFO | Petroleum | 0.4 | 1998
221 | Alaska Village Elec Coop, Inc | 60243 | Ambler | AK | Northwest Arctic | 2 | Petroleum Liquids | DFO | Petroleum | 0.3 | 1993
221 | Alaska Village Elec Coop, Inc | 60243 | Ambler | AK | Northwest Arctic | 3 | Petroleum Liquids | DFO | Petroleum | 0.4 | 1990
221 | Alaska Village Elec Coop, Inc | 60244 | Marshall | AK | Wade Hampton | 1 | Petroleum Liquids | DFO | Petroleum | 0.5 | 2010
221 | Alaska Village Elec Coop, Inc | 60244 | Marshall | AK | Wade Hampton | 2 | Petroleum Liquids | DFO | Petroleum | 0.4 | 2005
221 | Alaska Village Elec Coop, Inc | 60244 | Marshall | AK | Wade Hampton | 3 | Petroleum Liquids | DFO | Petroleum | 0.2 | 1994
221 | Alaska Village Elec Coop, Inc | 60245 | New Stuyahok | AK | Dillingham | 1 | Petroleum Liquids | DFO | Petroleum | 0.4 | 2010
221 | Alaska Village Elec Coop, Inc | 60245 | New Stuyahok | AK | Dillingham | 2 | Petroleum Liquids | DFO | Petroleum | 0.5 | 2003
221 | Alaska Village Elec Coop, Inc | 60245 | New Stuyahok | AK | Dillingham | 3 | Petroleum Liquids | DFO | Petroleum | 0.5 | 2012
60036 | SR Clinch | 60247 | Valley View Solar | CO | Weld | VVS | Solar Photovoltaic | SUN | Solar PV | 4 | 2015
60036 | SR Clinch | 60248 | Skylark | CO | Weld | CAREY | Solar Photovoltaic | SUN | Solar PV | 4 | 2015
60038 | Silicon Valley Clean Water | 60249 | Silicon Valley Clean Water | CA | San Mateo | CGN | Other Waste Biomass | OBG | Biomass | 1.2 | 2015
10433 | Kodiak Electric Assn Inc | 60250 | Swampy Acres | AK | Kodiak Island | 13 | Petroleum Liquids | DFO | Petroleum | 4.4 | 2015
10433 | Kodiak Electric Assn Inc | 60250 | Swampy Acres | AK | Kodiak Island | 6A | Petroleum Liquids | DFO | Petroleum | 2 | 2002
10433 | Kodiak Electric Assn Inc | 60250 | Swampy Acres | AK | Kodiak Island | 7A | Petroleum Liquids | DFO | Petroleum | 2 | 2002
221 | Alaska Village Elec Coop, Inc | 60260 | Brevig Mission | AK | Nome | 1 | Petroleum Liquids | DFO | Petroleum | 0.2 | 2010
221 | Alaska Village Elec Coop, Inc | 60260 | Brevig Mission | AK | Nome | 2 | Petroleum Liquids | DFO | Petroleum | 0.4 | 2010
221 | Alaska Village Elec Coop, Inc | 60260 | Brevig Mission | AK | Nome | 3 | Petroleum Liquids | DFO | Petroleum | 0.5 | 2010
49893 | Invenergy Services LLC | 60262 | Prairie Breeze II | NE | Antelope | GEN1 | Onshore Wind Turbine | WND | Wind | 73.4 | 2015
60047 | Clean Water Services | 60263 | Durham AWTF | OR | Washington | GEN1 | Other Waste Biomass | OBG | Biomass | 0.8 | 2015
60047 | Clean Water Services | 60263 | Durham AWTF | OR | Washington | GEN2 | Other Waste Biomass | OBG | Biomass | 0.8 | 2015
60058 | Hollingsworth and Vose Co. | 60276 | West Groton CHP | MA | Middlesex | G1 | Natural Gas Fired Combustion Turbine | NG | Natural Gas Peaker | 4.1 | 2015
60104 | Howell Midland Farm, LLC | 60312 | Howell Midland Farm, LLC | NC | Cabarrus | 1 | Solar Photovoltaic | SUN | Solar PV | 4.9 | 2015
60110 | Augustus Farm, LLC | 60313 | Augustus Farm, LLC | NC | Pitt | 1 | Solar Photovoltaic | SUN | Solar PV | 4.9 | 2015
6042 | EUI Management PH Inc | 60321 | Windpark Unlimited 2 | CA | Riverside | EXIS2 | Onshore Wind Turbine | WND | Wind | 16.1 | 1985
60127 | SSA Solar of NM 3, LLC | 60341 | Wal-Mart Truth or Consequences PV | NM | Sierra | WMTOC | Solar Photovoltaic | SUN | Solar PV | 1 | 2015
60146 | Ameresco Federal Solutions | 60349 | Hill AFB LFG Facility, Bldg #737 | UT | Davis | LFGG1 | Landfill Gas | LFG | Biomass | 0.6 | 2005
60146 | Ameresco Federal Solutions | 60349 | Hill AFB LFG Facility, Bldg #737 | UT | Davis | LFGG2 | Landfill Gas | LFG | Biomass | 0.7 | 2005
60146 | Ameresco Federal Solutions | 60349 | Hill AFB LFG Facility, Bldg #737 | UT | Davis | LFGG3 | Landfill Gas | LFG | Biomass | 1 | 2008
60150 | SunE DB42, LLC | 60353 | Cecil County CCVT HS | MD | Cecil | CCVT | Solar Photovoltaic | SUN | Solar PV | 2 | 2015
60163 | Soltage LLC | 60365 | Vulcraft Solar | NY | Chemung | VULC | Solar Photovoltaic | SUN | Solar PV | 1.6 | 2013
60157 | Battleboro Farm, LLC | 60369 | Battleboro Farm | NC | Nash | BFPV | Solar Photovoltaic | SUN | Solar PV | 5.2 | 2015
49893 | Invenergy Services LLC | 60390 | Beech Ridge Energy Storage | WV | Greenbrier | BRES | Batteries | MWH | Other | 31.5 | 2015
60203 | Bizzell Church Solar 1, LLC | 60401 | Bizzell Church Solar 1, LLC | NC | Johnston | BCSPV | Solar Photovoltaic | SUN | Solar PV | 5.2 | 2015
60205 | Currin Solar, LLC | 60403 | Currin Solar, LLC | NC | Granville | CSPV | Solar Photovoltaic | SUN | Solar PV | 5.2 | 2015
60163 | Soltage LLC | 60411 | Coventry Photovoltaic, LLC | VT | Orleans | COVEN | Solar Photovoltaic | SUN | Solar PV | 2.2 | 2014
60227 | ORNI 37 LLC | 60419 | Don A Campbell 2 Geothermal | NV | Mineral | DAC2G | Geothermal | GEO | Geothermal | 25 | 2015
19876 | Virginia Electric & Power Co | 60422 | Morgan's Corner | NC | Pasquotank | 1 | Solar Photovoltaic | SUN | Solar PV | 20 | 2015
57081 | WGL Energy Systems, Inc | 60425 | Skidmore College | NY | Saratoga | SO049 | Solar Photovoltaic | SUN | Solar PV | 2 | 2014
60228 | CoServ Electric | 60427 | CoServ Solar Station | TX | Denton | CSS1 | Solar Photovoltaic | SUN | Solar PV | 2 | 2015
60231 | SEC LHNY Solar One, LLC | 60431 | Tompkins Cortland Community College | NY | Tompkins | TC3 | Solar Photovoltaic | SUN | Solar PV | 2 | 2015
15248 | Portland General Electric Co | 60441 | Salem Smart Power Center | OR | Marion | SSPC | Batteries | MWH | Other | 5 | 2013
57081 | WGL Energy Systems, Inc | 60446 | E&B Resources | CA | Kern | PVEB | Solar Photovoltaic | SUN | Solar PV | 1 | 2013
57081 | WGL Energy Systems, Inc | 60447 | Presbyterian Senior Living Service | MD | Baltimore | PSLS | Solar Photovoltaic | SUN | Solar PV | 1.2 | 2013
57081 | WGL Energy Systems, Inc | 60448 | Valdosta | GA | Lowndes | VALD | Solar Photovoltaic | SUN | Solar PV | 1 | 2013
57081 | WGL Energy Systems, Inc | 60450 | Corcoran | CA | Kings | PVCR | Solar Photovoltaic | SUN | Solar PV | 1.1 | 2014
57081 | WGL Energy Systems, Inc | 60451 | Brookside | RI | Providence | PVBR | Solar Photovoltaic | SUN | Solar PV | 1 | 2015
57081 | WGL Energy Systems, Inc | 60452 | Calverton | NY | Suffolk | CALV | Solar Photovoltaic | SUN | Solar PV | 3.9 | 2015
57081 | WGL Energy Systems, Inc | 60453 | Cummins, Inc | NY | Chautauqua | CUMM | Solar Photovoltaic | SUN | Solar PV | 2 | 2015
57081 | WGL Energy Systems, Inc | 60454 | Houghton | NY | Allegany | HOUGH | Solar Photovoltaic | SUN | Solar PV | 2.6 | 2015
60239 | Oneida DG Solar, LLC | 60455 | Oneida - South | NY | Oneida | ONS | Solar Photovoltaic | SUN | Solar PV | 1.9 | 2015
60239 | Oneida DG Solar, LLC | 60456 | Oneida - West | NY | Oneida | ONW | Solar Photovoltaic | SUN | Solar PV | 1.9 | 2015
60240 | SEC CRSD Solar One, LLC | 60458 | Hardwick-Athol & Eagle Hill | MA | Worcester | HAEH | Solar Photovoltaic | SUN | Solar PV | 2.8 | 2015
60264 | Germantown Solar, LLC | 60480 | Germantown Solar, LLC | NC | Forsyth | PV1 | Solar Photovoltaic | SUN | Solar PV | 2.1 | 2015
60267 | Hartz Solar Hamilton LLC | 60489 | Hamilton Solar-Crosswicks | NJ | Mercer | PV1 | Solar Photovoltaic | SUN | Solar PV | 3.5 | 2011
60267 | Hartz Solar Hamilton LLC | 60489 | Hamilton Solar-Crosswicks | NJ | Mercer | PV2 | Solar Photovoltaic | SUN | Solar PV | 4 | 2011
60281 | Altus Power America Management, LLC | 60494 | Hampden | MA | Hampden | 1 | Solar Photovoltaic | SUN | Solar PV | 3.2 | 2015
60281 | Altus Power America Management, LLC | 60495 | Little Bay | RI | Providence | 1 | Solar Photovoltaic | SUN | Solar PV | 1.3 | 2014
60281 | Altus Power America Management, LLC | 60496 | MEBA | MD | Talbot | 1 | Solar Photovoltaic | SUN | Solar PV | 1.5 | 2014
60268 | Hartz Solar LLC | 60499 | Jefferson Avenue | NJ | Hudson | 1 | Solar Photovoltaic | SUN | Solar PV | 1.7 | 2009
60268 | Hartz Solar LLC | 60500 | Westside Avenue | NJ | Hudson | 1 | Solar Photovoltaic | SUN | Solar PV | 1 | 2011
60268 | Hartz Solar LLC | 60501 | Hartz Way | NJ | Hudson | 1 | Solar Photovoltaic | SUN | Solar PV | 1 | 2010
50174 | Electric Transmission Texas LLC | 60506 | ETT Presidio NaS Battery | TX | Presidio | BOB | Batteries | MWH | Other | 4 | 2010
57081 | WGL Energy Systems, Inc | 60514 | Seminole | GA | Seminole | PV1 | Solar Photovoltaic | SUN | Solar PV | 1.6 | 2014
16764 | City of San Diego | 60571 | North City Cogeneration Facility | CA | San Diego | NCEP | Landfill Gas | LFG | Biomass | 1.6 | 2013
NOTE: Information on planned capacity changes are data reported to EIA. It is not a projection and does not necessarily represent EIA's view of future capacity changes. Additional information regarding the outlook for additions and retirements of generation capacity is available at http://www.eia.gov/analysis.

## Retired and Cancelled
2015 Form EIA-860 Data - Schedule 3, 'Generator Data' (Retired & Canceled Units Only)
Utility ID | Utility Name | Plant Code | Plant Name | State | County | Generator ID | Technology | Energy Source 1 | Model Energy Source | Prime Mover | Nameplate Capacity (MW) | Status | Operating Year
195 | Alabama Power Co | 3 | Barry | AL | Mobile | 3 | Conventional Steam Coal | BIT | Hard Coal | ST | 272 | RE | 1959
195 | Alabama Power Co | 8 | Gorgas | AL | Walker | 6 | Conventional Steam Coal | BIT | Hard Coal | ST | 125 | RE | 1951
195 | Alabama Power Co | 8 | Gorgas | AL | Walker | 7 | Conventional Steam Coal | BIT | Hard Coal | ST | 125 | RE | 1952
18642 | Tennessee Valley Authority | 50 | Widows Creek | AL | Jackson | 1 | Conventional Steam Coal | BIT | Hard Coal | ST | 140.6 | RE | 1952
18642 | Tennessee Valley Authority | 50 | Widows Creek | AL | Jackson | 2 | Conventional Steam Coal | BIT | Hard Coal | ST | 140.6 | RE | 1952
18642 | Tennessee Valley Authority | 50 | Widows Creek | AL | Jackson | 3 | Conventional Steam Coal | BIT | Hard Coal | ST | 140.6 | RE | 1952
18642 | Tennessee Valley Authority | 50 | Widows Creek | AL | Jackson | 4 | Conventional Steam Coal | BIT | Hard Coal | ST | 140.6 | RE | 1953
18642 | Tennessee Valley Authority | 50 | Widows Creek | AL | Jackson | 5 | Conventional Steam Coal | BIT | Hard Coal | ST | 140.6 | RE | 1954
18642 | Tennessee Valley Authority | 50 | Widows Creek | AL | Jackson | 6 | Conventional Steam Coal | BIT | Hard Coal | ST | 140.6 | RE | 1954
18642 | Tennessee Valley Authority | 50 | Widows Creek | AL | Jackson | 7 | Conventional Steam Coal | BIT | Hard Coal | ST | 575 | RE | 1961
18642 | Tennessee Valley Authority | 50 | Widows Creek | AL | Jackson | 8 | Conventional Steam Coal | BIT | Hard Coal | ST | 550 | RE | 1965
5580 | East Kentucky Power Coop, Inc | 54 | J K Smith | KY | Clark | GT11 | Natural Gas Fired Combustion Turbine | NG | Natural Gas Peaker | GT | 98 | IP
5580 | East Kentucky Power Coop, Inc | 54 | J K Smith | KY | Clark | GT12 | Natural Gas Fired Combustion Turbine | NG | Natural Gas Peaker | GT | 98 | IP
5580 | East Kentucky Power Coop, Inc | 54 | J K Smith | KY | Clark | GT8 | Natural Gas Fired Combustion Turbine | NG | Natural Gas Peaker | GT | 83 | IP
5580 | East Kentucky Power Coop, Inc | 54 | J K Smith | KY | Clark | ST1 | Conventional Steam Coal | BIT | Hard Coal | ST | 329.4 | IP
219 | Alaska Power and Telephone Co | 69 | Haines | AK | Haines | 9 | Petroleum Liquids | DFO | Petroleum | IC | 1.1 | RE | 1989
599 | Anchorage Municipal Light and Power | 75 | Anchorage 1 | AK | Anchorage | 3 | Natural Gas Fired Combustion Turbine | NG | Natural Gas Peaker | GT | 16.3 | RE | 1968
599 | Anchorage Municipal Light and Power | 75 | Anchorage 1 | AK | Anchorage | D1 | Petroleum Liquids | DFO | Petroleum | IC | 1.1 | RE | 1956
599 | Anchorage Municipal Light and Power | 75 | Anchorage 1 | AK | Anchorage | D2 | Petroleum Liquids | DFO | Petroleum | IC | 1.1 | RE | 1947
986 | Aurora Energy LLC | 79 | Aurora Energy LLC Chena | AK | Fairbanks North Star | 3 | Conventional Steam Coal | SUB | Hard Coal | ST | 1.5 | RE | 1952
986 | Aurora Energy LLC | 79 | Aurora Energy LLC Chena | AK | Fairbanks North Star | 7 | Conventional Steam Coal | SUB | Hard Coal | ST | 2.3 | IP
13642 | Nome Joint Utility Systems | 90 | Snake River | AK | Nome | 11 | Petroleum Liquids | DFO | Petroleum | IC | 1.5 | RE | 1988
13642 | Nome Joint Utility Systems | 90 | Snake River | AK | Nome | 5 | Petroleum Liquids | DFO | Petroleum | IC | 1.2 | RE | 1974
13642 | Nome Joint Utility Systems | 90 | Snake River | AK | Nome | 6 | Petroleum Liquids | DFO | Petroleum | IC | 1 | RE | 1972
13642 | Nome Joint Utility Systems | 90 | Snake River | AK | Nome | 9 | Petroleum Liquids | DFO | Petroleum | IC | 2.8 | RE | 1985
16955 | City of Seward - (AK) | 92 | Seward (AK) | AK | Kenai Peninsula | 1 | Petroleum Liquids | DFO | Petroleum | IC | 1.5 | RE | 1965
16955 | City of Seward - (AK) | 92 | Seward (AK) | AK | Kenai Peninsula | 2 | Petroleum Liquids | DFO | Petroleum | IC | 1.5 | RE | 1965
17271 | City & Borough of Sitka - (AK) | 93 | Riley#03a | AK | Sitka | 1 | Conventional Hydroelectric | WAT | Hydro | HY | 3.5 | RE | 1961
17271 | City & Borough of Sitka - (AK) | 93 | Riley#03a | AK | Sitka | 2 | Conventional Hydroelectric | WAT | Hydro | HY | 3.5 | RE | 1961
21015 | City of Wrangell - (AK) | 95 | Wrangell | AK | Wrangell Petersburg | 1 | Petroleum Liquids | DFO | Petroleum | IC | 1.3 | RE | 1972
21015 | City of Wrangell - (AK) | 95 | Wrangell | AK | Wrangell Petersburg | 2 | Petroleum Liquids | DFO | Petroleum | IC | 1.3 | RE | 1972
21015 | City of Wrangell - (AK) | 95 | Wrangell | AK | Wrangell Petersburg | 3 | Petroleum Liquids | DFO | Petroleum | IC | 1.3 | RE | 1973
21015 | City of Wrangell - (AK) | 95 | Wrangell | AK | Wrangell Petersburg | 4 | Petroleum Liquids | DFO | Petroleum | IC | 1.3 | RE | 1973
21015 | City of Wrangell - (AK) | 95 | Wrangell | AK | Wrangell Petersburg | 5 | Petroleum Liquids | DFO | Petroleum | IC | 0.5 | RE | 1964
21015 | City of Wrangell - (AK) | 95 | Wrangell | AK | Wrangell Petersburg | 7 | Petroleum Liquids | DFO | Petroleum | IC | 0.5 | RE | 1970
3522 | Chugach Electric Assn Inc | 96 | Beluga | AK | Kenai Peninsula | 8 | Natural Gas Fired Combined Cycle | NG | Natural Gas Nonpeaker | CA | 62 | RE | 1982
13870 | Nushagak Electric Coop, Inc | 109 | Dillingham | AK | Dillingham | 3 | Petroleum Liquids | DFO | Petroleum | IC | 0.3 | RE | 1961
13870 | Nushagak Electric Coop, Inc | 109 | Dillingham | AK | Dillingham | 4 | Petroleum Liquids | DFO | Petroleum | IC | 0.5 | RE | 1967
13870 | Nushagak Electric Coop, Inc | 109 | Dillingham | AK | Dillingham | 5 | Petroleum Liquids | DFO | Petroleum | IC | 0.7 | RE | 1973
13870 | Nushagak Electric Coop, Inc | 109 | Dillingham | AK | Dillingham | 6 | Petroleum Liquids | DFO | Petroleum | IC | 1 | RE | 1976
13870 | Nushagak Electric Coop, Inc | 109 | Dillingham | AK | Dillingham | 8 | Petroleum Liquids | DFO | Petroleum | IC | 0.8 | RE | 1985
13870 | Nushagak Electric Coop, Inc | 109 | Dillingham | AK | Dillingham | IC9 | Petroleum Liquids | DFO | Petroleum | IC | 0.8 | RE | 1985
803 | Arizona Public Service Co | 112 | Childs | AZ | Yavapai | 1 | Conventional Hydroelectric | WAT | Hydro | HY | 1.8 | RE | 1909
803 | Arizona Public Service Co | 112 | Childs | AZ | Yavapai | 2 | Conventional Hydroelectric | WAT | Hydro | HY | 1.8 | RE | 1909
803 | Arizona Public Service Co | 112 | Childs | AZ | Yavapai | 3 | Conventional Hydroelectric | WAT | Hydro | HY | 1.8 | RE | 1909
803 | Arizona Public Service Co | 113 | Cholla | AZ | Navajo | 2 | Conventional Steam Coal | SUB | Hard Coal | ST | 288.9 | RE | 1978
803 | Arizona Public Service Co | 115 | Irving | AZ | Yavapai | 1 | Conventional Hydroelectric | WAT | Hydro | HY | 1.6 | RE | 1916
803 | Arizona Public Service Co | 117 | West Phoenix | AZ | Maricopa | 4 | Natural Gas Steam Turbine | NG | Natural Gas Peaker | ST | 34.5 | RE | 1948
803 | Arizona Public Service Co | 117 | West Phoenix | AZ | Maricopa | 5 | Natural Gas Steam Turbine | NG | Natural Gas Peaker | ST | 16 | RE | 1949
803 | Arizona Public Service Co | 117 | West Phoenix | AZ | Maricopa | 6 | Natural Gas Steam Turbine | NG | Natural Gas Peaker | ST | 69 | RE | 1950
803 | Arizona Public Service Co | 118 | Saguaro | AZ | Pinal | 1 | Natural Gas Steam Turbine | NG | Natural Gas Peaker | ST | 125 | RE | 1954
803 | Arizona Public Service Co | 118 | Saguaro | AZ | Pinal | 2 | Natural Gas Steam Turbine | NG | Natural Gas Peaker | ST | 125 | RE | 1955
803 | Arizona Public Service Co | 118 | Saguaro | AZ | Pinal | PV1 | Solar Thermal without Energy Storage | SUN | Solar Thermal | OT | 1 | RE | 2005
21554 | Seminole Electric Cooperative Inc | 136 | Seminole (FL) | FL | Putnam | 3 | Conventional Steam Coal | BIT | Hard Coal | ST | 850 | IP
16572 | Salt River Project | 143 | Crosscut | AZ | Maricopa | CC1 | Natural Gas Steam Turbine | NG | Natural Gas Peaker | ST | 7.5 | RE | 1942
16572 | Salt River Project | 143 | Crosscut | AZ | Maricopa | CC2 | Natural Gas Steam Turbine | NG | Natural Gas Peaker | ST | 7.5 | RE | 1942
16572 | Salt River Project | 143 | Crosscut | AZ | Maricopa | CC3 | Natural Gas Steam Turbine | NG | Natural Gas Peaker | ST | 7.5 | RE | 1942
16572 | Salt River Project | 143 | Crosscut | AZ | Maricopa | CC4 | Natural Gas Steam Turbine | NG | Natural Gas Peaker | ST | 7.5 | RE | 1949
50079 | Utility Board of Key West City | 164 | Big Pine | FL | Monroe | 1 | Petroleum Liquids | DFO | Petroleum | IC | 2.7 | RE | 1969
814 | Entergy Arkansas Inc | 167 | Cecil Lynch | AR | Pulaski | 2 | Natural Gas Steam Turbine | NG | Natural Gas Peaker | ST | 69 | RE | 1949
814 | Entergy Arkansas Inc | 167 | Cecil Lynch | AR | Pulaski | 3 | Natural Gas Steam Turbine | NG | Natural Gas Peaker | ST | 156.2 | RE | 1954
814 | Entergy Arkansas Inc | 167 | Cecil Lynch | AR | Pulaski | 4 | Petroleum Liquids | DFO | Petroleum | IC | 5.8 | RE | 1967
814 | Entergy Arkansas Inc | 168 | Hamilton Moses | AR | St Francis | 1 | Natural Gas Steam Turbine | NG | Natural Gas Peaker | ST | 69 | RE | 1951
814 | Entergy Arkansas Inc | 168 | Hamilton Moses | AR | St Francis | 2 | Natural Gas Steam Turbine | NG | Natural Gas Peaker | ST | 69 | RE | 1951
814 | Entergy Arkansas Inc | 169 | Harvey Couch | AR | Lafayette | 1 | Natural Gas Steam Turbine | NG | Natural Gas Peaker | ST | 26.5 | RE | 1943
814 | Entergy Arkansas Inc | 169 | Harvey Couch | AR | Lafayette | 2 | Natural Gas Steam Turbine | NG | Natural Gas Peaker | ST | 156.2 | RE | 1954
814 | Entergy Arkansas Inc | 170 | Lake Catherine | AR | Hot Spring | 1 | Natural Gas Steam Turbine | NG | Natural Gas Peaker | ST | 40 | RE | 1950
814 | Entergy Arkansas Inc | 170 | Lake Catherine | AR | Hot Spring | 2 | Natural Gas Steam Turbine | NG | Natural Gas Peaker | ST | 40 | RE | 1950
814 | Entergy Arkansas Inc | 170 | Lake Catherine | AR | Hot Spring | 3 | Natural Gas Steam Turbine | NG | Natural Gas Peaker | ST | 119.5 | RE | 1953
814 | Entergy Arkansas Inc | 171 | Mabelvale | AR | Pulaski | 2 | Natural Gas Fired Combustion Turbine | NG | Natural Gas Peaker | GT | 19.5 | RE | 1970
814 | Entergy Arkansas Inc | 171 | Mabelvale | AR | Pulaski | 4 | Natural Gas Fired Combustion Turbine | NG | Natural Gas Peaker | GT | 19.5 | RE | 1970
14216 | City of Osceola - (AR) | 172 | Osceola (AR) | AR | Mississippi | 10 | Petroleum Liquids | DFO | Petroleum | IC | 1.6 | RE | 1992
14216 | City of Osceola - (AR) | 172 | Osceola (AR) | AR | Mississippi | 11 | Petroleum Liquids | DFO | Petroleum | IC | 1.6 | RE | 1993
14216 | City of Osceola - (AR) | 172 | Osceola (AR) | AR | Mississippi | 12 | Petroleum Liquids | DFO | Petroleum | IC | 1.6 | RE | 1999
814 | Entergy Arkansas Inc | 173 | Robert E Ritchie | AR | Phillips | 1 | Natural Gas Steam Turbine | NG | Natural Gas Peaker | ST | 359 | RE | 1961
814 | Entergy Arkansas Inc | 173 | Robert E Ritchie | AR | Phillips | 2 | Natural Gas Steam Turbine | NG | Natural Gas Peaker | ST | 544.6 | RE | 1968
814 | Entergy Arkansas Inc | 173 | Robert E Ritchie | AR | Phillips | GT1 | Natural Gas Fired Combustion Turbine | NG | Natural Gas Peaker | GT | 19.5 | RE | 1970
14446 | Paragould Light & Water Comm | 192 | Paragould | AR | Greene | 1 | Petroleum Liquids | DFO | Petroleum | IC | 0.4 | RE | 1939
14446 | Paragould Light & Water Comm | 192 | Paragould | AR | Greene | 2 | Petroleum Liquids | DFO | Petroleum | IC | 1.1 | RE | 1961
14446 | Paragould Light & Water Comm | 192 | Paragould | AR | Greene | 4 | Petroleum Liquids | DFO | Petroleum | IC | 0.8 | RE | 1946
14446 | Paragould Light & Water Comm | 192 | Paragould | AR | Greene | 5 | Petroleum Liquids | DFO | Petroleum | IC | 0.8 | RE | 1946
14446 | Paragould Light & Water Comm | 192 | Paragould | AR | Greene | 6 | Petroleum Liquids | DFO | Petroleum | IC | 1 | RE | 1949
14328 | Pacific Gas & Electric Co | 214 | Alta Powerhouse | CA | Placer | 2 | Conventional Hydroelectric | WAT | Hydro | HY | 1 | RE | 1902
14328 | Pacific Gas & Electric Co | 226 | Coal Canyon | CA | Butte | 1 | Conventional Hydroelectric | WAT | Hydro | HY | 1 | RE | 1907
12631 | NRG Delta LLC | 228 | Contra Costa | CA | Contra Costa | 6 | Natural Gas Steam Turbine | NG | Natural Gas Peaker | ST | 359 | RE | 1964
12631 | NRG Delta LLC | 228 | Contra Costa | CA | Contra Costa | 7 | Natural Gas Steam Turbine | NG | Natural Gas Peaker | ST | 359 | RE | 1964
14328 | Pacific Gas & Electric Co | 246 | Humboldt Bay | CA | Humboldt | ST1 | Natural Gas Steam Turbine | NG | Natural Gas Peaker | ST | 51.2 | RE | 1956
14328 | Pacific Gas & Electric Co | 246 | Humboldt Bay | CA | Humboldt | ST2 | Natural Gas Steam Turbine | NG | Natural Gas Peaker | ST | 51.2 | RE | 1958
14328 | Pacific Gas & Electric Co | 247 | Hunters Point | CA | San Francisco | 2 | Natural Gas Steam Turbine | NG | Natural Gas Peaker | ST | 107.5 | RE | 1948
14328 | Pacific Gas & Electric Co | 247 | Hunters Point | CA | San Francisco | 3 | Natural Gas Steam Turbine | NG | Natural Gas Peaker | ST | 107.5 | RE | 1949
14328 | Pacific Gas & Electric Co | 247 | Hunters Point | CA | San Francisco | 4 | Natural Gas Steam Turbine | NG | Natural Gas Peaker | ST | 156.2 | RE | 1958
14328 | Pacific Gas & Electric Co | 247 | Hunters Point | CA | San Francisco | GT1 | Petroleum Liquids | DFO | Petroleum | GT | 56.2 | RE | 1976
14328 | Pacific Gas & Electric Co | 250 | Kerckhoff | CA | Fresno | H2 | Conventional Hydroelectric | WAT | Hydro | HY | 11.3 | RE | 1920
12631 | NRG Delta LLC | 271 | Pittsburg Power | CA | Contra Costa | 1 | Natural Gas Steam Turbine | NG | Natural Gas Peaker | ST | 213.4 | RE | 1954
12631 | NRG Delta LLC | 271 | Pittsburg Power | CA | Contra Costa | 2 | Natural Gas Steam Turbine | NG | Natural Gas Peaker | ST | 213.4 | RE | 1954
12631 | NRG Delta LLC | 271 | Pittsburg Power | CA | Contra Costa | 3 | Natural Gas Steam Turbine | NG | Natural Gas Peaker | ST | 213.4 | RE | 1954
12631 | NRG Delta LLC | 271 | Pittsburg Power | CA | Contra Costa | 4 | Natural Gas Steam Turbine | NG | Natural Gas Peaker | ST | 213.4 | RE | 1954
13960 | NRG Cabrillo Power Ops Inc | 300 | Division | CA | San Diego | DIGT | Petroleum Liquids | DFO | Petroleum | GT | 16 | RE | 1968
13960 | NRG Cabrillo Power Ops Inc | 303 | Kearny | CA | San Diego | KEA1 | Natural Gas Fired Combustion Turbine | NG | Natural Gas Peaker | GT | 17.5 | RE | 1972
13960 | NRG Cabrillo Power Ops Inc | 303 | Kearny | CA | San Diego | KEA2 | Natural Gas Fired Combustion Turbine | NG | Natural Gas Peaker | GT | 72 | RE | 1969
13960 | NRG Cabrillo Power Ops Inc | 306 | Naval Station | CA | San Diego | NSGT | Natural Gas Fired Combustion Turbine | NG | Natural Gas Peaker | GT | 26 | RE | 1976
13960 | NRG Cabrillo Power Ops Inc | 307 | North Island | CA | San Diego | NIG1 | Petroleum Liquids | DFO | Petroleum | GT | 19 | RE | 1972
13960 | NRG Cabrillo Power Ops Inc | 307 | North Island | CA | San Diego | NIG2 | Natural Gas Fired Combustion Turbine | NG | Natural Gas Peaker | GT | 18 | RE | 1972
16609 | San Diego Gas & Electric Co | 309 | Silver Gate | CA | San Diego | 1 | Petroleum Liquids | DFO | Petroleum | ST | 40 | RE | 1943
16609 | San Diego Gas & Electric Co | 309 | Silver Gate | CA | San Diego | 2 | Petroleum Liquids | DFO | Petroleum | ST | 69 | RE | 1948
16609 | San Diego Gas & Electric Co | 309 | Silver Gate | CA | San Diego | 3 | Petroleum Liquids | DFO | Petroleum | ST | 69 | RE | 1950
16609 | San Diego Gas & Electric Co | 309 | Silver Gate | CA | San Diego | 4 | Petroleum Liquids | DFO | Petroleum | ST | 69 | RE | 1952
4065 | City of Columbus - (OH) | 312 | Refuse & Coal | OH | Franklin | 1 | Municipal Solid Waste | MSW | Municipal Solid Waste | ST | 30 | RE | 1983
4065 | City of Columbus - (OH) | 312 | Refuse & Coal | OH | Franklin | 2 | Municipal Solid Waste | MSW | Municipal Solid Waste | ST | 30 | RE | 1983
4065 | City of Columbus - (OH) | 312 | Refuse & Coal | OH | Franklin | 3 | Municipal Solid Waste | MSW | Municipal Solid Waste | ST | 30 | RE | 1983
22148 | AES Alamitos LLC | 315 | AES Alamitos LLC | CA | Los Angeles | 7 | Natural Gas Fired Combustion Turbine | NG | Natural Gas Peaker | GT | 133 | RE | 1969
15908 | NRG California South LP | 329 | Coolwater | CA | San Bernardino | 1 | Natural Gas Steam Turbine | NG | Natural Gas Peaker | ST | 65.3 | RE | 1961
15908 | NRG California South LP | 329 | Coolwater | CA | San Bernardino | 2 | Natural Gas Steam Turbine | NG | Natural Gas Peaker | ST | 82 | RE | 1964
15908 | NRG California South LP | 329 | Coolwater | CA | San Bernardino | 30 | Natural Gas Fired Combined Cycle | NG | Natural Gas Nonpeaker | CA | 120 | RE | 1978
15908 | NRG California South LP | 329 | Coolwater | CA | San Bernardino | 31 | Natural Gas Fired Combined Cycle | NG | Natural Gas Nonpeaker | CT | 85 | RE | 1978
15908 | NRG California South LP | 329 | Coolwater | CA | San Bernardino | 32 | Natural Gas Fired Combined Cycle | NG | Natural Gas Nonpeaker | CT | 85 | RE | 1978
15908 | NRG California South LP | 329 | Coolwater | CA | San Bernardino | 40 | Natural Gas Fired Combined Cycle | NG | Natural Gas Nonpeaker | CA | 120 | RE | 1978
15908 | NRG California South LP | 329 | Coolwater | CA | San Bernardino | 41 | Natural Gas Fired Combined Cycle | NG | Natural Gas Nonpeaker | CT | 85 | RE | 1978
15908 | NRG California South LP | 329 | Coolwater | CA | San Bernardino | 42 | Natural Gas Fired Combined Cycle | NG | Natural Gas Nonpeaker | CT | 85 | RE | 1978
13584 | NRG El Segundo Operations Inc | 330 | El Segundo Power | CA | Los Angeles | 1 | Natural Gas Steam Turbine | NG | Natural Gas Peaker | ST | 156.2 | RE | 1955
13584 | NRG El Segundo Operations Inc | 330 | El Segundo Power | CA | Los Angeles | 2 | Natural Gas Steam Turbine | NG | Natural Gas Peaker | ST | 156.2 | RE | 1956
13584 | NRG El Segundo Operations Inc | 330 | El Segundo Power | CA | Los Angeles | 3 | Natural Gas Steam Turbine | NG | Natural Gas Peaker | ST | 342 | RE | 1964
13584 | NRG El Segundo Operations Inc | 330 | El Segundo Power | CA | Los Angeles | 4 | Natural Gas Steam Turbine | NG | Natural Gas Peaker | ST | 342 | RE | 1965
15908 | NRG California South LP | 331 | Etiwanda Generating Station | CA | San Bernardino | 1 | Natural Gas Steam Turbine | NG | Natural Gas Peaker | ST | 123 | RE | 1953
15908 | NRG California South LP | 331 | Etiwanda Generating Station | CA | San Bernardino | 2 | Natural Gas Steam Turbine | NG | Natural Gas Peaker | ST | 123 | RE | 1953
15908 | NRG California South LP | 331 | Etiwanda Generating Station | CA | San Bernardino | 5 | Natural Gas Fired Combustion Turbine | NG | Natural Gas Peaker | GT | 138.1 | RE | 1969
23693 | AES Huntington Beach LLC | 335 | AES Huntington Beach LLC | CA | Orange | 3 | Natural Gas Steam Turbine | NG | Natural Gas Peaker | ST | 225 | RE | 1961
23693 | AES Huntington Beach LLC | 335 | AES Huntington Beach LLC | CA | Orange | 4 | Natural Gas Steam Turbine | NG | Natural Gas Peaker | ST | 227 | RE | 1961
23693 | AES Huntington Beach LLC | 335 | AES Huntington Beach LLC | CA | Orange | 5 | Natural Gas Fired Combustion Turbine | NG | Natural Gas Peaker | GT | 133 | RE | 1969
13584 | NRG El Segundo Operations Inc | 341 | Long Beach Generation LLC | CA | Los Angeles | CT5 | Natural Gas Fired Combined Cycle | NG | Natural Gas Nonpeaker | CT | 63 | RE | 1977
13584 | NRG El Segundo Operations Inc | 341 | Long Beach Generation LLC | CA | Los Angeles | CT6 | Natural Gas Fired Combined Cycle | NG | Natural Gas Nonpeaker | CT | 63 | RE | 1977
13584 | NRG El Segundo Operations Inc | 341 | Long Beach Generation LLC | CA | Los Angeles | CT7 | Natural Gas Fired Combined Cycle | NG | Natural Gas Nonpeaker | CT | 63 | RE | 1977
13584 | NRG El Segundo Operations Inc | 341 | Long Beach Generation LLC | CA | Los Angeles | ST8 | Natural Gas Fired Combined Cycle | NG | Natural Gas Nonpeaker | CA | 80 | RE | 1976
13584 | NRG El Segundo Operations Inc | 341 | Long Beach Generation LLC | CA | Los Angeles | ST9 | Natural Gas Fired Combined Cycle | NG | Natural Gas Nonpeaker | CA | 66.4 | RE | 1977
17609 | Southern California Edison Co | 358 | Mountainview Generating Station | CA | San Bernardino | 1 | Natural Gas Steam Turbine | NG | Natural Gas Peaker | ST | 65.3 | RE | 1957
17609 | Southern California Edison Co | 358 | Mountainview Generating Station | CA | San Bernardino | 2 | Natural Gas Steam Turbine | NG | Natural Gas Peaker | ST | 65.3 | RE | 1958
17609 | Southern California Edison Co | 360 | San Onofre Nuclear Generating Station | CA | San Diego | 2 | Nuclear | NUC | Nuclear | ST | 1127 | RE | 1983
17609 | Southern California Edison Co | 360 | San Onofre Nuclear Generating Station | CA | San Diego | 3 | Nuclear | NUC | Nuclear | ST | 1127 | RE | 1984
2507 | City of Burbank Water and Power | 375 | Magnolia | CA | Los Angeles | M2 | Natural Gas Fired Combined Cycle | NG | Natural Gas Nonpeaker | CA | 10 | RE | 1984
2507 | City of Burbank Water and Power | 375 | Magnolia | CA | Los Angeles | M3 | Natural Gas Steam Turbine | NG | Natural Gas Peaker | ST | 20 | RE | 1949
2507 | City of Burbank Water and Power | 375 | Magnolia | CA | Los Angeles | M4 | Natural Gas Steam Turbine | NG | Natural Gas Peaker | ST | 34.5 | RE | 1953
2507 | City of Burbank Water and Power | 375 | Magnolia | CA | Los Angeles | M5 | Natural Gas Fired Combustion Turbine | NG | Natural Gas Peaker | GT | 23.1 | RE | 1969
7294 | City of Glendale - (CA) | 377 | Grayson | CA | Los Angeles | 6 | Natural Gas Fired Combustion Turbine | NG | Natural Gas Peaker | GT | 22 | RE | 1972
7294 | City of Glendale - (CA) | 377 | Grayson | CA | Los Angeles | 7 | Natural Gas Fired Combustion Turbine | NG | Natural Gas Peaker | GT | 31 | RE | 1974
9216 | Imperial Irrigation District | 383 | Brawley | CA | Imperial | GT1 | Petroleum Liquids | DFO | Petroleum | GT | 11.5 | RE | 1962
9216 | Imperial Irrigation District | 383 | Brawley | CA | Imperial | GT2 | Petroleum Liquids | DFO | Petroleum | GT | 11.5 | RE | 1962
9216 | Imperial Irrigation District | 389 | El Centro | CA | Imperial | 3 | Natural Gas Steam Turbine | NG | Natural Gas Peaker | ST | 50 | RE | 1957
11208 | Los Angeles Department of Water & Power | 399 | Harbor | CA | Los Angeles | GT6 | Natural Gas Fired Combustion Turbine | NG | Natural Gas Peaker | GT | 23.5 | RE | 1972
11208 | Los Angeles Department of Water & Power | 399 | Harbor | CA | Los Angeles | GT7 | Natural Gas Fired Combustion Turbine | NG | Natural Gas Peaker | GT | 23.5 | RE | 1972
11208 | Los Angeles Department of Water & Power | 400 | Haynes | CA | Los Angeles | 3 | Natural Gas Steam Turbine | NG | Natural Gas Peaker | ST | 230 | RE | 1964
11208 | Los Angeles Department of Water & Power | 400 | Haynes | CA | Los Angeles | 4 | Natural Gas Steam Turbine | NG | Natural Gas Peaker | ST | 230 | RE | 1965
11208 | Los Angeles Department of Water & Power | 400 | Haynes | CA | Los Angeles | 5 | Natural Gas Steam Turbine | NG | Natural Gas Peaker | ST | 343 | RE | 1966
11208 | Los Angeles Department of Water & Power | 400 | Haynes | CA | Los Angeles | 6 | Natural Gas Steam Turbine | NG | Natural Gas Peaker | ST | 343 | RE | 1967
11208 | Los Angeles Department of Water & Power | 404 | Scattergood | CA | Los Angeles | 3 | Natural Gas Steam Turbine | NG | Natural Gas Peaker | ST | 496.8 | RE | 1974
11208 | Los Angeles Department of Water & Power | 408 | Valley (CA) | CA | Los Angeles | 1 | Natural Gas Steam Turbine | NG | Natural Gas Peaker | ST | 100 | RE | 1954
11208 | Los Angeles Department of Water & Power | 408 | Valley (CA) | CA | Los Angeles | 2 | Natural Gas Steam Turbine | NG | Natural Gas Peaker | ST | 100 | RE | 1954
11208 | Los Angeles Department of Water & Power | 408 | Valley (CA) | CA | Los Angeles | 3 | Natural Gas Steam Turbine | NG | Natural Gas Peaker | ST | 172.8 | RE | 1955
11208 | Los Angeles Department of Water & Power | 408 | Valley (CA) | CA | Los Angeles | 4 | Natural Gas Steam Turbine | NG | Natural Gas Peaker | ST | 172.8 | RE | 1956
14534 | City of Pasadena - (CA) | 420 | Broadway (CA) | CA | Los Angeles | B1 | Natural Gas Steam Turbine | NG | Natural Gas Peaker | ST | 46 | RE | 1955
14534 | City of Pasadena - (CA) | 420 | Broadway (CA) | CA | Los Angeles | B2 | Natural Gas Steam Turbine | NG | Natural Gas Peaker | ST | 46 | RE | 1957
219 | Alaska Power and Telephone Co | 421 | Craig (AK) | AK | Prince of Wales Ketchikan | 3A | Petroleum Liquids | DFO | Petroleum | IC | 1.6 | RE | 1991
56146 | Black Hills/Colorado Elec.Util | 460 | Pueblo | CO | Pueblo | 5 | Natural Gas Steam Turbine | NG | Natural Gas Peaker | ST | 7.5 | RE | 2001
56146 | Black Hills/Colorado Elec.Util | 460 | Pueblo | CO | Pueblo | 6 | Natural Gas Steam Turbine | NG | Natural Gas Peaker | ST | 15 | RE | 1949
56146 | Black Hills/Colorado Elec.Util | 462 | W N Clark | CO | Fremont | 1 | Conventional Steam Coal | BIT | Hard Coal | ST | 18.7 | RE | 1955
56146 | Black Hills/Colorado Elec.Util | 462 | W N Clark | CO | Fremont | 2 | Conventional Steam Coal | BIT | Hard Coal | ST | 25 | RE | 1959
15466 | Public Service Co of Colorado | 465 | Arapahoe | CO | Denver | 1 | Conventional Steam Coal | SUB | Hard Coal | ST | 44 | RE | 1950
15466 | Public Service Co of Colorado | 465 | Arapahoe | CO | Denver | 2 | Conventional Steam Coal | SUB | Hard Coal | ST | 44 | RE | 1951
15466 | Public Service Co of Colorado | 465 | Arapahoe | CO | Denver | 3 | Conventional Steam Coal | SUB | Hard Coal | ST | 40 | RE | 1951
15466 | Public Service Co of Colorado | 465 | Arapahoe | CO | Denver | 4 | Conventional Steam Coal | SUB | Hard Coal | ST | 112.5 | RE | 1955
1994 | Boulder City of | 466 | Boulder Canyon Hydro | CO | Boulder | 1 | Conventional Hydroelectric | WAT | Hydro | HY | 10 | RE | 1911
1994 | Boulder City of | 466 | Boulder Canyon Hydro | CO | Boulder | 2 | Conventional Hydroelectric | WAT | Hydro | HY | 10 | RE | 1911
15466 | Public Service Co of Colorado | 468 | Cameo | CO | Mesa | 1 | Conventional Steam Coal | BIT | Hard Coal | ST | 25 | RE | 1957
15466 | Public Service Co of Colorado | 468 | Cameo | CO | Mesa | 2 | Conventional Steam Coal | BIT | Hard Coal | ST | 50 | RE | 1960
15466 | Public Service Co of Colorado | 469 | Cherokee | CO | Adams | 1 | Conventional Steam Coal | BIT | Hard Coal | ST | 125 | RE | 1957
15466 | Public Service Co of Colorado | 469 | Cherokee | CO | Adams | 2 | Conventional Steam Coal | BIT | Hard Coal | ST | 125 | RE | 1959
15466 | Public Service Co of Colorado | 469 | Cherokee | CO | Adams | 3 | Conventional Steam Coal | BIT | Hard Coal | ST | 170.5 | RE | 1962
15466 | Public Service Co of Colorado | 478 | Zuni | CO | Denver | 1 | Natural Gas Steam Turbine | NG | Natural Gas Peaker | ST | 40.2 | RE | 1948
15466 | Public Service Co of Colorado | 478 | Zuni | CO | Denver | 2 | Natural Gas Steam Turbine | NG | Natural Gas Peaker | ST | 75 | RE | 1954
8751 | Town of Holly - (CO) | 502 | Holly | CO | Prowers | 1 | Natural Gas Internal Combustion Engine | NG | Natural Gas Peaker | IC | 0.2 | RE | 1950
8751 | Town of Holly - (CO) | 502 | Holly | CO | Prowers | 2 | Natural Gas Internal Combustion Engine | NG | Natural Gas Peaker | IC | 0.2 | RE | 1950
8751 | Town of Holly - (CO) | 502 | Holly | CO | Prowers | ARPA | Petroleum Liquids | DFO | Petroleum | IC | 2.2 | RE | 2002
9928 | City of Julesburg - (CO) | 504 | Julesburg | CO | Sedgwick | 2 | Petroleum Liquids | DFO | Petroleum | IC | 0.9 | RE | 1949
10536 | City of La Junta - (CO) | 506 | La Junta | CO | Otero | 1 | Petroleum Liquids | DFO | Petroleum | IC | 0.6 | RE | 1939
10536 | City of La Junta - (CO) | 506 | La Junta | CO | Otero | 5 | Petroleum Liquids | DFO | Petroleum | IC | 1.2 | RE | 1950
10633 | City of Lamar - (CO) | 508 | Lamar Plant | CO | Prowers | 2 | Natural Gas Steam Turbine | NG | Natural Gas Peaker | ST | 3 | RE | 1939
10633 | City of Lamar - (CO) | 508 | Lamar Plant | CO | Prowers | 3 | Natural Gas Steam Turbine | NG | Natural Gas Peaker | ST | 5 | RE | 1952
16534 | Sacramento Municipal Util Dist | 529 | Rancho Seco Solar | CA | Sacramento | 1 | Solar Photovoltaic | SUN | Solar PV | PV | 1 | RE | 1984
16534 | Sacramento Municipal Util Dist | 529 | Rancho Seco Solar | CA | Sacramento | 2 | Solar Photovoltaic | SUN | Solar PV | PV | 1 | RE | 1986
22350 | Devon Power LLC | 544 | Devon Station | CT | New Haven | 7 | Petroleum Liquids | RFO | Petroleum | ST | 103.5 | RE | 1957
22350 | Devon Power LLC | 544 | Devon Station | CT | New Haven | 8 | Petroleum Liquids | RFO | Petroleum | ST | 103.5 | RE | 1957
54895 | FirstLight Power Resources Services LLC | 552 | Shepaug | CT | New Haven | 2 | Petroleum Liquids | DFO | Petroleum | GT | 49.2 | IP
12490 | Middletown Power LLC | 562 | Middletown | CT | Middlesex | 1 | Petroleum Liquids | RFO | Petroleum | ST | 69 | RE | 1954
15452 | PSEG Power Connecticut LLC | 568 | Bridgeport Station | CT | Fairfield | 2 | Petroleum Liquids | RFO | Petroleum | ST | 163 | RE | 1961
9332 | Indian River Operations Inc | 594 | Indian River Generating Station | DE | Sussex | 1 | Conventional Steam Coal | BIT | Hard Coal | ST | 81.6 | RE | 1957
9332 | Indian River Operations Inc | 594 | Indian River Generating Station | DE | Sussex | 2 | Conventional Steam Coal | BIT | Hard Coal | ST | 81.6 | RE | 1959
9332 | Indian River Operations Inc | 594 | Indian River Generating Station | DE | Sussex | 3 | Conventional Steam Coal | BIT | Hard Coal | ST | 176.8 | RE | 1970
6452 | Florida Power & Light Co | 609 | Cape Canaveral | FL | Brevard | 1 | Petroleum Liquids | RFO | Petroleum | ST | 402 | RE | 1965
6452 | Florida Power & Light Co | 609 | Cape Canaveral | FL | Brevard | 2 | Petroleum Liquids | RFO | Petroleum | ST | 402 | RE | 1969
6452 | Florida Power & Light Co | 610 | Cutler | FL | Miami Dade | 5 | Natural Gas Steam Turbine | NG | Natural Gas Peaker | ST | 74.5 | RE | 1954
6452 | Florida Power & Light Co | 610 | Cutler | FL | Miami Dade | 6 | Natural Gas Steam Turbine | NG | Natural Gas Peaker | ST | 162 | RE | 1955
6452 | Florida Power & Light Co | 617 | Port Everglades | FL | Broward | ST1 | Petroleum Liquids | RFO | Petroleum | ST | 248 | RE | 1960
6452 | Florida Power & Light Co | 617 | Port Everglades | FL | Broward | ST2 | Petroleum Liquids | RFO | Petroleum | ST | 248 | RE | 1961
6452 | Florida Power & Light Co | 617 | Port Everglades | FL | Broward | ST3 | Petroleum Liquids | RFO | Petroleum | ST | 402 | RE | 1964
6452 | Florida Power & Light Co | 617 | Port Everglades | FL | Broward | ST4 | Petroleum Liquids | RFO | Petroleum | ST | 402 | RE | 1965
6452 | Florida Power & Light Co | 619 | Riviera | FL | Palm Beach | 3 | Petroleum Liquids | RFO | Petroleum | ST | 310.4 | RE | 1962
6452 | Florida Power & Light Co | 619 | Riviera | FL | Palm Beach | 4 | Petroleum Liquids | RFO | Petroleum | ST | 310.4 | RE | 1963
6452 | Florida Power & Light Co | 620 | Sanford | FL | Volusia | 3 | Petroleum Liquids | RFO | Petroleum | ST | 156.2 | RE | 1959
6452 | Florida Power & Light Co | 621 | Turkey Point | FL | Miami Dade | IC1 | Petroleum Liquids | DFO | Petroleum | IC | 2.7 | RE | 1968
6452 | Florida Power & Light Co | 621 | Turkey Point | FL | Miami Dade | IC2 | Petroleum Liquids | DFO | Petroleum | IC | 2.7 | RE | 1968
6452 | Florida Power & Light Co | 621 | Turkey Point | FL | Miami Dade | IC3 | Petroleum Liquids | DFO | Petroleum | IC | 2.7 | RE | 1968
6452 | Florida Power & Light Co | 621 | Turkey Point | FL | Miami Dade | IC4 | Petroleum Liquids | DFO | Petroleum | IC | 2.7 | RE | 1968
6452 | Florida Power & Light Co | 621 | Turkey Point | FL | Miami Dade | IC5 | Petroleum Liquids | DFO | Petroleum | IC | 2.7 | RE | 1968
6455 | Duke Energy Florida, Inc | 628 | Crystal River | FL | Citrus | 3 | Nuclear | NUC | Nuclear | ST | 890.4 | RE | 1977
6455 | Duke Energy Florida, Inc | 629 | G E Turner | FL | Volusia | P3 | Petroleum Liquids | DFO | Petroleum | GT | 71.2 | RE | 1974
6455 | Duke Energy Florida, Inc | 634 | P L Bartow | FL | Pinellas | ST1 | Petroleum Liquids | RFO | Petroleum | ST | 127.5 | RE | 1958
6455 | Duke Energy Florida, Inc | 634 | P L Bartow | FL | Pinellas | ST2 | Petroleum Liquids | RFO | Petroleum | ST | 127.5 | RE | 1961
6455 | Duke Energy Florida, Inc | 634 | P L Bartow | FL | Pinellas | ST3 | Petroleum Liquids | RFO | Petroleum | ST | 239.3 | RE | 1963
7801 | Gulf Power Co | 641 | Crist | FL | Escambia | 1 | Natural Gas Steam Turbine | NG | Natural Gas Peaker | ST | 28.1 | RE | 1945
7801 | Gulf Power Co | 641 | Crist | FL | Escambia | 2 | Natural Gas Steam Turbine | NG | Natural Gas Peaker | ST | 28.1 | RE | 1949
7801 | Gulf Power Co | 641 | Crist | FL | Escambia | 3 | Natural Gas Steam Turbine | NG | Natural Gas Peaker | ST | 37.5 | RE | 1952
7801 | Gulf Power Co | 642 | Scholz | FL | Jackson | 1 | Conventional Steam Coal | BIT | Hard Coal | ST | 49 | RE | 1953
7801 | Gulf Power Co | 642 | Scholz | FL | Jackson | 2 | Conventional Steam Coal | BIT | Hard Coal | ST | 49 | RE | 1953
18454 | Tampa Electric Co | 645 | Big Bend | FL | Hillsborough | GT1 | Petroleum Liquids | DFO | Petroleum | GT | 18 | RE | 1969
18454 | Tampa Electric Co | 645 | Big Bend | FL | Hillsborough | GT2 | Petroleum Liquids | DFO | Petroleum | GT | 78.7 | RE | 1974
18454 | Tampa Electric Co | 645 | Big Bend | FL | Hillsborough | GT3 | Petroleum Liquids | DFO | Petroleum | GT | 78.7 | RE | 1974
18454 | Tampa Electric Co | 645 | Big Bend | FL | Hillsborough | GT5 | Natural Gas Fired Combustion Turbine | NG | Natural Gas Peaker | GT | 62 | IP
18454 | Tampa Electric Co | 645 | Big Bend | FL | Hillsborough | GT6 | Natural Gas Fired Combustion Turbine | NG | Natural Gas Peaker | GT | 62 | IP
18454 | Tampa Electric Co | 646 | F J Gannon | FL | Hillsborough | 1 | Conventional Steam Coal | BIT | Hard Coal | ST | 125 | RE | 1957
18454 | Tampa Electric Co | 646 | F J Gannon | FL | Hillsborough | 2 | Conventional Steam Coal | BIT | Hard Coal | ST | 125 | RE | 1958
18454 | Tampa Electric Co | 646 | F J Gannon | FL | Hillsborough | 3 | Conventional Steam Coal | BIT | Hard Coal | ST | 179.5 | RE | 1960
18454 | Tampa Electric Co | 646 | F J Gannon | FL | Hillsborough | 4 | Conventional Steam Coal | BIT | Hard Coal | ST | 187.5 | RE | 1963
18454 | Tampa Electric Co | 646 | F J Gannon | FL | Hillsborough | GT1 | Petroleum Liquids | DFO | Petroleum | GT | 18 | RE | 1969
18454 | Tampa Electric Co | 647 | Hookers Point | FL | Hillsborough | 1 | Petroleum Liquids | RFO | Petroleum | ST | 33 | RE | 1948
18454 | Tampa Electric Co | 647 | Hookers Point | FL | Hillsborough | 2 | Petroleum Liquids | RFO | Petroleum | ST | 34.5 | RE | 1950
18454 | Tampa Electric Co | 647 | Hookers Point | FL | Hillsborough | 3 | Petroleum Liquids | RFO | Petroleum | ST | 34.5 | RE | 1950
18454 | Tampa Electric Co | 647 | Hookers Point | FL | Hillsborough | 4 | Petroleum Liquids | RFO | Petroleum | ST | 49 | RE | 1953
18454 | Tampa Electric Co | 647 | Hookers Point | FL | Hillsborough | 5 | Petroleum Liquids | RFO | Petroleum | ST | 81.6 | RE | 1955
15296 | New York Power Authority | 650 | Kensico | NY | Westchester | 1 | Conventional Hydroelectric | WAT | Hydro | HY | 1 | RE | 1983
15296 | New York Power Authority | 650 | Kensico | NY | Westchester | 2 | Conventional Hydroelectric | WAT | Hydro | HY | 1 | RE | 1983
15296 | New York Power Authority | 650 | Kensico | NY | Westchester | 3 | Conventional Hydroelectric | WAT | Hydro | HY | 1 | RE | 1983
6616 | Fort Pierce Utilities Authority | 658 | Henry D King | FL | St Lucie | 5 | Natural Gas Fired Combined Cycle | NG | Natural Gas Nonpeaker | CA | 8.3 | RE | 1953
6616 | Fort Pierce Utilities Authority | 658 | Henry D King | FL | St Lucie | 6 | Natural Gas Steam Turbine | NG | Natural Gas Peaker | ST | 16.5 | RE | 1958
6616 | Fort Pierce Utilities Authority | 658 | Henry D King | FL | St Lucie | 7 | Natural Gas Steam Turbine | NG | Natural Gas Peaker | ST | 33 | RE | 1964
6616 | Fort Pierce Utilities Authority | 658 | Henry D King | FL | St Lucie | 8 | Natural Gas Steam Turbine | NG | Natural Gas Peaker | ST | 56.1 | RE | 1976
6616 | Fort Pierce Utilities Authority | 658 | Henry D King | FL | St Lucie | 9 | Natural Gas Fired Combined Cycle | NG | Natural Gas Nonpeaker | CT | 22.5 | RE | 1990
6616 | Fort Pierce Utilities Authority | 658 | Henry D King | FL | St Lucie | D1 | Petroleum Liquids | DFO | Petroleum | IC | 2.7 | RE | 1970
6616 | Fort Pierce Utilities Authority | 658 | Henry D King | FL | St Lucie | D2 | Petroleum Liquids | DFO | Petroleum | IC | 2.7 | RE | 1970
6909 | Gainesville Regional Utilities | 664 | John R Kelly | FL | Alachua | 6 | Natural Gas Steam Turbine | NG | Natural Gas Peaker | ST | 18.7 | RE | 1958
6909 | Gainesville Regional Utilities | 664 | John R Kelly | FL | Alachua | 7 | Natural Gas Steam Turbine | NG | Natural Gas Peaker | ST | 25 | RE | 1961
6909 | Gainesville Regional Utilities | 664 | John R Kelly | FL | Alachua | GT1 | Natural Gas Fired Combustion Turbine | NG | Natural Gas Peaker | GT | 16.3 | RE | 1968
6909 | Gainesville Regional Utilities | 664 | John R Kelly | FL | Alachua | GT2 | Natural Gas Fired Combustion Turbine | NG | Natural Gas Peaker | GT | 16.3 | RE | 1968
6909 | Gainesville Regional Utilities | 664 | John R Kelly | FL | Alachua | GT3 | Natural Gas Fired Combustion Turbine | NG | Natural Gas Peaker | GT | 16.3 | RE | 1969
8795 | City of Homestead - (FL) | 665 | G W Ivey | FL | Miami Dade | 10 | Natural Gas Internal Combustion Engine | NG | Natural Gas Peaker | IC | 2.5 | RE | 1958
8795 | City of Homestead - (FL) | 665 | G W Ivey | FL | Miami Dade | 11 | Natural Gas Internal Combustion Engine | NG | Natural Gas Peaker | IC | 3.2 | RE | 1965
8795 | City of Homestead - (FL) | 665 | G W Ivey | FL | Miami Dade | 12 | Natural Gas Internal Combustion Engine | NG | Natural Gas Peaker | IC | 3.2 | RE | 1965
8795 | City of Homestead - (FL) | 665 | G W Ivey | FL | Miami Dade | 18 | Natural Gas Internal Combustion Engine | NG | Natural Gas Peaker | IC | 8.8 | RE | 1975
8795 | City of Homestead - (FL) | 665 | G W Ivey | FL | Miami Dade | 22 | Natural Gas Internal Combustion Engine | NG | Natural Gas Peaker | IC | 0.4 | IP
8795 | City of Homestead - (FL) | 665 | G W Ivey | FL | Miami Dade | 8 | Natural Gas Internal Combustion Engine | NG | Natural Gas Peaker | IC | 2.5 | RE | 1954
8795 | City of Homestead - (FL) | 665 | G W Ivey | FL | Miami Dade | 9 | Natural Gas Internal Combustion Engine | NG | Natural Gas Peaker | IC | 2.5 | RE | 1958
9617 | JEA | 666 | J D Kennedy | FL | Duval | GT3 | Petroleum Liquids | DFO | Petroleum | GT | 56.2 | RE | 1973
9617 | JEA | 666 | J D Kennedy | FL | Duval | GT4 | Petroleum Liquids | DFO | Petroleum | GT | 56.2 | RE | 1973
9617 | JEA | 666 | J D Kennedy | FL | Duval | GT5 | Petroleum Liquids | DFO | Petroleum | GT | 56.2 | RE | 1973
9617 | JEA | 668 | Southside Generating Station | FL | Duval | 4 | Petroleum Liquids | RFO | Petroleum | ST | 75 | RE | 1958
9617 | JEA | 668 | Southside Generating Station | FL | Duval | 5 | Petroleum Liquids | RFO | Petroleum | ST | 156.6 | RE | 1964
10376 | Kissimmee Utility Authority | 672 | Hansel | FL | Osceola | 14 | Natural Gas Internal Combustion Engine | NG | Natural Gas Peaker | IC | 2 | RE | 1972
10376 | Kissimmee Utility Authority | 672 | Hansel | FL | Osceola | 15 | Natural Gas Internal Combustion Engine | NG | Natural Gas Peaker | IC | 2 | RE | 1972
10376 | Kissimmee Utility Authority | 672 | Hansel | FL | Osceola | 16 | Natural Gas Internal Combustion Engine | NG | Natural Gas Peaker | IC | 2 | RE | 1972
10376 | Kissimmee Utility Authority | 672 | Hansel | FL | Osceola | 17 | Natural Gas Internal Combustion Engine | NG | Natural Gas Peaker | IC | 2 | RE | 1972
10376 | Kissimmee Utility Authority | 672 | Hansel | FL | Osceola | 18 | Natural Gas Internal Combustion Engine | NG | Natural Gas Peaker | IC | 2 | RE | 1972
10376 | Kissimmee Utility Authority | 672 | Hansel | FL | Osceola | 19 | Petroleum Liquids | DFO | Petroleum | IC | 2.5 | RE | 1983
10376 | Kissimmee Utility Authority | 672 | Hansel | FL | Osceola | 20 | Petroleum Liquids | DFO | Petroleum | IC | 2.5 | RE | 1983
10376 | Kissimmee Utility Authority | 672 | Hansel | FL | Osceola | 21 | Natural Gas Fired Combined Cycle | NG | Natural Gas Nonpeaker | CT | 35 | RE | 1983
10376 | Kissimmee Utility Authority | 672 | Hansel | FL | Osceola | 22 | Natural Gas Fired Combined Cycle | NG | Natural Gas Nonpeaker | CA | 10 | RE | 1983
10376 | Kissimmee Utility Authority | 672 | Hansel | FL | Osceola | 23 | Natural Gas Fired Combined Cycle | NG | Natural Gas Nonpeaker | CA | 10 | RE | 1983
10376 | Kissimmee Utility Authority | 672 | Hansel | FL | Osceola | 8 | Natural Gas Internal Combustion Engine | NG | Natural Gas Peaker | IC | 3 | RE | 1959
10620 | City of Lake Worth - (FL) | 673 | Tom G Smith | FL | Palm Beach | S1 | Natural Gas Steam Turbine | NG | Natural Gas Peaker | ST | 7.5 | RE | 1961
10620 | City of Lake Worth - (FL) | 673 | Tom G Smith | FL | Palm Beach | S2 | Natural Gas Steam Turbine | NG | Natural Gas Peaker | ST | 7.5 | RE | 1967
10620 | City of Lake Worth - (FL) | 673 | Tom G Smith | FL | Palm Beach | S4 | Natural Gas Steam Turbine | NG | Natural Gas Peaker | ST | 32.5 | RE | 1971
10623 | City of Lakeland - (FL) | 675 | Larsen Memorial | FL | Polk | 6 | Natural Gas Steam Turbine | NG | Natural Gas Peaker | ST | 25 | RE | 1959
10623 | City of Lakeland - (FL) | 676 | C D McIntosh Jr | FL | Polk | 4 | Petroleum Coke | PC | Hard Coal | ST | 288 | IP
10623 | City of Lakeland - (FL) | 676 | C D McIntosh Jr | FL | Polk | ST1 | Natural Gas Steam Turbine | NG | Natural Gas Peaker | ST | 103.5 | RE | 1971
56152 | New Smyrna Beach Utilities Commission | 679 | Smith Street | FL | Volusia | 10 | Petroleum Liquids | DFO | Petroleum | IC | 2 | RE | 1967
56152 | New Smyrna Beach Utilities Commission | 679 | Smith Street | FL | Volusia | 11 | Petroleum Liquids | DFO | Petroleum | IC | 2 | RE | 1967
56152 | New Smyrna Beach Utilities Commission | 679 | Smith Street | FL | Volusia | 3 | Petroleum Liquids | DFO | Petroleum | IC | 0.8 | RE | 1946
56152 | New Smyrna Beach Utilities Commission | 679 | Smith Street | FL | Volusia | 4 | Petroleum Liquids | DFO | Petroleum | IC | 1 | RE | 1950
56152 | New Smyrna Beach Utilities Commission | 679 | Smith Street | FL | Volusia | 6 | Petroleum Liquids | DFO | Petroleum | IC | 1.8 | RE | 1955
56152 | New Smyrna Beach Utilities Commission | 679 | Smith Street | FL | Volusia | 7 | Petroleum Liquids | DFO | Petroleum | IC | 1.8 | RE | 1956
56152 | New Smyrna Beach Utilities Commission | 679 | Smith Street | FL | Volusia | 8 | Petroleum Liquids | DFO | Petroleum | IC | 1.1 | RE | 1960
56152 | New Smyrna Beach Utilities Commission | 679 | Smith Street | FL | Volusia | 9 | Petroleum Liquids | DFO | Petroleum | IC | 2 | RE | 1967
56152 | New Smyrna Beach Utilities Commission | 681 | W E Swoope | FL | Volusia | 2 | Petroleum Liquids | DFO | Petroleum | IC | 0.9 | RE | 1981
56152 | New Smyrna Beach Utilities Commission | 681 | W E Swoope | FL | Volusia | 3 | Petroleum Liquids | DFO | Petroleum | IC | 2 | RE | 1982
56152 | New Smyrna Beach Utilities Commission | 681 | W E Swoope | FL | Volusia | 4 | Petroleum Liquids | DFO | Petroleum | IC | 2.2 | RE | 1982
14610 | Orlando Utilities Comm | 685 | St Cloud | FL | Osceola | 1 | Natural Gas Internal Combustion Engine | NG | Natural Gas Peaker | IC | 2 | RE | 1982
14610 | Orlando Utilities Comm | 685 | St Cloud | FL | Osceola | 2 | Natural Gas Internal Combustion Engine | NG | Natural Gas Peaker | IC | 5.8 | RE | 1974
14610 | Orlando Utilities Comm | 685 | St Cloud | FL | Osceola | 3 | Natural Gas Internal Combustion Engine | NG | Natural Gas Peaker | IC | 2 | RE | 1982
14610 | Orlando Utilities Comm | 685 | St Cloud | FL | Osceola | 4 | Natural Gas Internal Combustion Engine | NG | Natural Gas Peaker | IC | 3.7 | RE | 1961
14610 | Orlando Utilities Comm | 685 | St Cloud | FL | Osceola | 6 | Natural Gas Internal Combustion Engine | NG | Natural Gas Peaker | IC | 3.7 | RE | 1967
14610 | Orlando Utilities Comm | 685 | St Cloud | FL | Osceola | 7 | Natural Gas Internal Combustion Engine | NG | Natural Gas Peaker | IC | 6.3 | RE | 1982
14610 | Orlando Utilities Comm | 685 | St Cloud | FL | Osceola | 8 | Natural Gas Internal Combustion Engine | NG | Natural Gas Peaker | IC | 6.4 | RE | 1977
18445 | City of Tallahassee - (FL) | 688 | Arvah B Hopkins | FL | Leon | 5 | Natural Gas Fired Combined Cycle | NG | Natural Gas Nonpeaker | CT | 212.5 | IP
18445 | City of Tallahassee - (FL) | 688 | Arvah B Hopkins | FL | Leon | CT A | Natural Gas Fired Combined Cycle | NG | Natural Gas Nonpeaker | CT | 50 | IP
18445 | City of Tallahassee - (FL) | 689 | S O Purdom | FL | Wakulla | 7 | Natural Gas Steam Turbine | NG | Natural Gas Peaker | ST | 50 | RE | 1966
27813 | USCE-Mobile District | 690 | J Woodruff | FL | Gadsden | 1 | Conventional Hydroelectric | WAT | Hydro | HY | 10 | RE | 1957
27813 | USCE-Mobile District | 690 | J Woodruff | FL | Gadsden | 2 | Conventional Hydroelectric | WAT | Hydro | HY | 10 | RE | 1957
27813 | USCE-Mobile District | 690 | J Woodruff | FL | Gadsden | 3 | Conventional Hydroelectric | WAT | Hydro | HY | 10 | RE | 1957
59632 | Medicine Bow Wind LLC | 692 | Medicine Bow | WY | Carbon | 12 | Onshore Wind Turbine | WND | Wind | WT | 0.7 | IP
59632 | Medicine Bow Wind LLC | 692 | Medicine Bow | WY | Carbon | 13 | Onshore Wind Turbine | WND | Wind | WT | 0.7 | IP
59632 | Medicine Bow Wind LLC | 692 | Medicine Bow | WY | Carbon | 3 | Onshore Wind Turbine | WND | Wind | WT | 0.1 | RE | 1998
59632 | Medicine Bow Wind LLC | 692 | Medicine Bow | WY | Carbon | CLIP | Onshore Wind Turbine | WND | Wind | WT | 2.5 | RE | 2005
19804 | City of Vero Beach - (FL) | 693 | Vero Beach Municipal Power Plant | FL | Indian River | 1 | Natural Gas Steam Turbine | NG | Natural Gas Peaker | ST | 12.5 | RE | 1961
19804 | City of Vero Beach - (FL) | 693 | Vero Beach Municipal Power Plant | FL | Indian River | 2 | Natural Gas Fired Combined Cycle | NG | Natural Gas Nonpeaker | CA | 16.5 | RE | 1964
19804 | City of Vero Beach - (FL) | 693 | Vero Beach Municipal Power Plant | FL | Indian River | 3 | Natural Gas Steam Turbine | NG | Natural Gas Peaker | ST | 33 | RE | 1971
19804 | City of Vero Beach - (FL) | 693 | Vero Beach Municipal Power Plant | FL | Indian River | 4 | Natural Gas Steam Turbine | NG | Natural Gas Peaker | ST | 55 | RE | 1976
19804 | City of Vero Beach - (FL) | 693 | Vero Beach Municipal Power Plant | FL | Indian River | 5 | Natural Gas Fired Combined Cycle | NG | Natural Gas Nonpeaker | CT | 41.4 | RE | 1992
6443 | Florida Keys El Coop Assn, Inc | 696 | Marathon Generating Plant | FL | MONROE | 5 | Petroleum Liquids | DFO | Petroleum | IC | 3 | RE | 1959
7140 | Georgia Power Co | 699 | Arkwright | GA | Bibb | 3 | Conventional Steam Coal | BIT | Hard Coal | ST | 40.2 | RE | 1943
7140 | Georgia Power Co | 699 | Arkwright | GA | Bibb | 4 | Conventional Steam Coal | BIT | Hard Coal | ST | 49 | RE | 1948
7140 | Georgia Power Co | 699 | Arkwright | GA | Bibb | 5A | Petroleum Liquids | DFO | Petroleum | GT | 16.3 | RE | 1969
7140 | Georgia Power Co | 699 | Arkwright | GA | Bibb | 5B | Petroleum Liquids | DFO | Petroleum | GT | 16.3 | RE | 1969
7140 | Georgia Power Co | 699 | Arkwright | GA | Bibb | ST1 | Natural Gas Steam Turbine | NG | Natural Gas Peaker | ST | 46 | RE | 1941
7140 | Georgia Power Co | 699 | Arkwright | GA | Bibb | ST2 | Natural Gas Steam Turbine | NG | Natural Gas Peaker | ST | 46 | RE | 1942
7140 | Georgia Power Co | 700 | Atkinson | GA | Cobb | 3 | Natural Gas Steam Turbine | NG | Natural Gas Peaker | ST | 63 | RE | 1945
7140 | Georgia Power Co | 700 | Atkinson | GA | Cobb | 4 | Natural Gas Steam Turbine | NG | Natural Gas Peaker | ST | 75 | RE | 1945
7140 | Georgia Power Co | 700 | Atkinson | GA | Cobb | 5A | Petroleum Liquids | DFO | Petroleum | GT | 41.8 | RE | 1970
7140 | Georgia Power Co | 700 | Atkinson | GA | Cobb | 5B | Petroleum Liquids | DFO | Petroleum | GT | 41.8 | RE | 1970
7140 | Georgia Power Co | 700 | Atkinson | GA | Cobb | ST2 | Natural Gas Steam Turbine | NG | Natural Gas Peaker | ST | 60 | RE | 1941
7140 | Georgia Power Co | 701 | Barnett Shoals | GA | Oconee | 1 | Conventional Hydroelectric | WAT | Hydro | HY | 0.7 | RE | 1910
7140 | Georgia Power Co | 701 | Barnett Shoals | GA | Oconee | 2 | Conventional Hydroelectric | WAT | Hydro | HY | 0.7 | RE | 1910
7140 | Georgia Power Co | 701 | Barnett Shoals | GA | Oconee | 3 | Conventional Hydroelectric | WAT | Hydro | HY | 0.7 | RE | 1910
7140 | Georgia Power Co | 701 | Barnett Shoals | GA | Oconee | 4 | Conventional Hydroelectric | WAT | Hydro | HY | 0.7 | RE | 1910
7140 | Georgia Power Co | 703 | Bowen | GA | Bartow | 6 | Petroleum Liquids | DFO | Petroleum | GT | 41.8 | RE | 1971
7140 | Georgia Power Co | 707 | Goat Rock | AL | Lee | 1 | Conventional Hydroelectric | WAT | Hydro | HY | 3 | RE | 1912
7140 | Georgia Power Co | 707 | Goat Rock | AL | Lee | 2 | Conventional Hydroelectric | WAT | Hydro | HY | 3 | RE | 1912
7140 | Georgia Power Co | 709 | Harllee Branch | GA | Putnam | 1 | Conventional Steam Coal | BIT | Hard Coal | ST | 299.2 | RE | 1965
7140 | Georgia Power Co | 709 | Harllee Branch | GA | Putnam | 2 | Conventional Steam Coal | BIT | Hard Coal | ST | 359 | RE | 1967
7140 | Georgia Power Co | 709 | Harllee Branch | GA | Putnam | 3 | Conventional Steam Coal | BIT | Hard Coal | ST | 544 | RE | 1968
7140 | Georgia Power Co | 709 | Harllee Branch | GA | Putnam | 4 | Conventional Steam Coal | BIT | Hard Coal | ST | 544 | RE | 1969
7140 | Georgia Power Co | 710 | Jack McDonough | GA | Cobb | 1 | Conventional Steam Coal | BIT | Hard Coal | ST | 299.2 | RE | 1963
7140 | Georgia Power Co | 710 | Jack McDonough | GA | Cobb | 2 | Conventional Steam Coal | BIT | Hard Coal | ST | 299.2 | RE | 1964
7140 | Georgia Power Co | 715 | McManus | GA | Glynn | 1 | Petroleum Liquids | RFO | Petroleum | ST | 50 | RE | 1952
7140 | Georgia Power Co | 715 | McManus | GA | Glynn | 2 | Petroleum Liquids | RFO | Petroleum | ST | 93.7 | RE | 1959
7140 | Georgia Power Co | 727 | Mitchell (GA) | GA | Dougherty | 1 | Conventional Steam Coal | BIT | Hard Coal | ST | 27.5 | RE | 1948
7140 | Georgia Power Co | 727 | Mitchell (GA) | GA | Dougherty | 2 | Conventional Steam Coal | BIT | Hard Coal | ST | 27.5 | RE | 1948
7140 | Georgia Power Co | 727 | Mitchell (GA) | GA | Dougherty | 4C | Petroleum Liquids | DFO | Petroleum | GT | 41.8 | RE | 1971
7140 | Georgia Power Co | 728 | Yates | GA | Coweta | 1 | Conventional Steam Coal | BIT | Hard Coal | ST | 122.5 | RE | 1950
7140 | Georgia Power Co | 728 | Yates | GA | Coweta | 2 | Conventional Steam Coal | BIT | Hard Coal | ST | 122.5 | RE | 1950
7140 | Georgia Power Co | 728 | Yates | GA | Coweta | 3 | Conventional Steam Coal | BIT | Hard Coal | ST | 122.5 | RE | 1952
7140 | Georgia Power Co | 728 | Yates | GA | Coweta | 4 | Conventional Steam Coal | BIT | Hard Coal | ST | 156.2 | RE | 1957
7140 | Georgia Power Co | 728 | Yates | GA | Coweta | 5 | Conventional Steam Coal | BIT | Hard Coal | ST | 156.2 | RE | 1958
7140 | Georgia Power Co | 732 | Boulevard | GA | Chatham | 2 | Natural Gas Fired Combustion Turbine | NG | Natural Gas Peaker | GT | 15.6 | RE | 1970
7140 | Georgia Power Co | 732 | Boulevard | GA | Chatham | 3 | Natural Gas Fired Combustion Turbine | NG | Natural Gas Peaker | GT | 15.6 | RE | 1970
7140 | Georgia Power Co | 733 | Kraft | GA | Chatham | 2 | Conventional Steam Coal | BIT | Hard Coal | ST | 54.4 | RE | 1961
7140 | Georgia Power Co | 733 | Kraft | GA | Chatham | 3 | Conventional Steam Coal | BIT | Hard Coal | ST | 103.5 | RE | 1965
7140 | Georgia Power Co | 733 | Kraft | GA | Chatham | 4 | Natural Gas Steam Turbine | NG | Natural Gas Peaker | ST | 126 | RE | 1972
7140 | Georgia Power Co | 733 | Kraft | GA | Chatham | ST1 | Conventional Steam Coal | BIT | Hard Coal | ST | 50 | RE | 1958
7140 | Georgia Power Co | 734 | Riverside (GA) | GA | Chatham | 4 | Natural Gas Steam Turbine | NG | Natural Gas Peaker | ST | 15 | RE | 1926
7140 | Georgia Power Co | 734 | Riverside (GA) | GA | Chatham | 5 | Natural Gas Steam Turbine | NG | Natural Gas Peaker | ST | 7.5 | RE | 1936
7140 | Georgia Power Co | 734 | Riverside (GA) | GA | Chatham | 6 | Natural Gas Steam Turbine | NG | Natural Gas Peaker | ST | 24.7 | RE | 1949
7140 | Georgia Power Co | 734 | Riverside (GA) | GA | Chatham | 7 | Natural Gas Steam Turbine | NG | Natural Gas Peaker | ST | 21.2 | RE | 1954
7140 | Georgia Power Co | 734 | Riverside (GA) | GA | Chatham | 8 | Natural Gas Steam Turbine | NG | Natural Gas Peaker | ST | 37.5 | RE | 1956
18454 | Tampa Electric Co | 747 | Dinner Lake | FL | Highlands | 1 | Natural Gas Steam Turbine | NG | Natural Gas Peaker | ST | 12.6 | RE | 1966
18454 | Tampa Electric Co | 748 | Phillips | FL | Highlands | 1 | Petroleum Liquids | DFO | Petroleum | IC | 19.2 | RE | 1983
18454 | Tampa Electric Co | 748 | Phillips | FL | Highlands | 2 | Petroleum Liquids | DFO | Petroleum | IC | 19.2 | RE | 1983
18454 | Tampa Electric Co | 748 | Phillips | FL | Highlands | 3 | Petroleum Liquids | RFO | Petroleum | CA | 3.6 | RE | 1983
27813 | USCE-Mobile District | 759 | Buford | GA | Forsyth | 1 | Conventional Hydroelectric | WAT | Hydro | HY | 40 | RE | 1957
27813 | USCE-Mobile District | 759 | Buford | GA | Forsyth | 2 | Conventional Hydroelectric | WAT | Hydro | HY | 40 | RE | 1957
27813 | USCE-Mobile District | 759 | Buford | GA | Forsyth | 3 | Conventional Hydroelectric | WAT | Hydro | HY | 6 | RE | 1957
19547 | Hawaiian Electric Co Inc | 764 | Honolulu | HI | Honolulu | H8 | Petroleum Liquids | RFO | Petroleum | ST | 50 | RE | 1954
19547 | Hawaiian Electric Co Inc | 764 | Honolulu | HI | Honolulu | H9 | Petroleum Liquids | RFO | Petroleum | ST | 54.4 | RE | 1957
8287 | Hawaii Electric Light Co Inc | 768 | Waimea | HI | Hawaii | 10 | Petroleum Liquids | DFO | Petroleum | IC | 1 | RE | 1954
8287 | Hawaii Electric Light Co Inc | 768 | Waimea | HI | Hawaii | 8 | Petroleum Liquids | DFO | Petroleum | IC | 1 | RE | 1954
8287 | Hawaii Electric Light Co Inc | 768 | Waimea | HI | Hawaii | 9 | Petroleum Liquids | DFO | Petroleum | IC | 1 | RE | 1954
8287 | Hawaii Electric Light Co Inc | 771 | Puueo | HI | HAWAII | 2 | Conventional Hydroelectric | WAT | Hydro | HY | 1.5 | RE | 1941
14653 | PUD No 1 of Pend Oreille County | 773 | Sullivan CR | WA | Pend Oreille | 1 | Conventional Hydroelectric | WAT | Hydro | HY | 4.5 | IP
14653 | PUD No 1 of Pend Oreille County | 773 | Sullivan CR | WA | Pend Oreille | 2 | Conventional Hydroelectric | WAT | Hydro | HY | 4.5 | IP
1179 | Emera Maine | 783 | Basin Mills | ME | Penobscot | 1 | Conventional Hydroelectric | WAT | Hydro | HY | 12 | IP
1179 | Emera Maine | 783 | Basin Mills | ME | Penobscot | 2 | Conventional Hydroelectric | WAT | Hydro | HY | 12 | IP
1179 | Emera Maine | 783 | Basin Mills | ME | Penobscot | 3 | Conventional Hydroelectric | WAT | Hydro | HY | 12 | IP
1179 | Emera Maine | 784 | Veazie C | ME | Penobscot | 1 | Conventional Hydroelectric | WAT | Hydro | HY | 8 | IP
40215 | Cordova Electric Coop, Inc | 789 | Orca | AK | Valdez Cordova | 1 | Petroleum Liquids | DFO | Petroleum | IC | 1.5 | IP
40215 | Cordova Electric Coop, Inc | 789 | Orca | AK | Valdez Cordova | 2 | Petroleum Liquids | DFO | Petroleum | IC | 1.5 | IP
14354 | PacifiCorp | 826 | Cove | ID | Caribou | 1 | Conventional Hydroelectric | WAT | Hydro | HY | 7.5 | RE | 1917
49756 | Illinois Power Resources Generating LLC | 856 | E D Edwards | IL | Peoria | 1 | Conventional Steam Coal | SUB | Hard Coal | ST | 136 | RE | 1960
49756 | Illinois Power Resources Generating LLC | 860 | Sterling Avenue | IL | Peoria | 1 | Natural Gas Fired Combustion Turbine | NG | Natural Gas Peaker | GT | 18 | RE | 1967
49756 | Illinois Power Resources Generating LLC | 860 | Sterling Avenue | IL | Peoria | 2 | Natural Gas Fired Combustion Turbine | NG | Natural Gas Peaker | GT | 18 | RE | 1967
12384 | Midwest Generations EME LLC | 865 | Bloom | IL | Cook | 331 | Petroleum Liquids | DFO | Petroleum | GT | 19 | RE | 1971
12384 | Midwest Generations EME LLC | 865 | Bloom | IL | Cook | 332 | Petroleum Liquids | DFO | Petroleum | GT | 19 | RE | 1971
12384 | Midwest Generations EME LLC | 865 | Bloom | IL | Cook | 333 | Petroleum Liquids | DFO | Petroleum | GT | 19 | RE | 1971
12384 | Midwest Generations EME LLC | 865 | Bloom | IL | Cook | 334 | Petroleum Liquids | DFO | Petroleum | GT | 19 | RE | 1971
12384 | Midwest Generations EME LLC | 865 | Bloom | IL | Cook | 341 | Petroleum Liquids | DFO | Petroleum | GT | 19 | RE | 1971
12384 | Midwest Generations EME LLC | 865 | Bloom | IL | Cook | 342 | Petroleum Liquids | DFO | Petroleum | GT | 19 | RE | 1971
12384 | Midwest Generations EME LLC | 865 | Bloom | IL | Cook | 343 | Petroleum Liquids | DFO | Petroleum | GT | 19 | RE | 1971
12384 | Midwest Generations EME LLC | 865 | Bloom | IL | Cook | 344 | Petroleum Liquids | DFO | Petroleum | GT | 19 | RE | 1971
12384 | Midwest Generations EME LLC | 866 | Calumet | IL | Cook | 311 | Natural Gas Fired Combustion Turbine | NG | Natural Gas Peaker | GT | 18.4 | RE | 1969
12384 | Midwest Generations EME LLC | 866 | Calumet | IL | Cook | 312 | Natural Gas Fired Combustion Turbine | NG | Natural Gas Peaker | GT | 18.4 | RE | 1969
12384 | Midwest Generations EME LLC | 866 | Calumet | IL | Cook | 313 | Natural Gas Fired Combustion Turbine | NG | Natural Gas Peaker | GT | 18.4 | RE | 1969
12384 | Midwest Generations EME LLC | 866 | Calumet | IL | Cook | 314 | Natural Gas Fired Combustion Turbine | NG | Natural Gas Peaker | GT | 18.4 | RE | 1969
12384 | Midwest Generations EME LLC | 866 | Calumet | IL | Cook | 321 | Natural Gas Fired Combustion Turbine | NG | Natural Gas Peaker | GT | 18.4 | RE | 1996
12384 | Midwest Generations EME LLC | 866 | Calumet | IL | Cook | 322 | Natural Gas Fired Combustion Turbine | NG | Natural Gas Peaker | GT | 18.4 | RE | 1996
12384 | Midwest Generations EME LLC | 866 | Calumet | IL | Cook | 323 | Natural Gas Fired Combustion Turbine | NG | Natural Gas Peaker | GT | 18.4 | RE | 1969
12384 | Midwest Generations EME LLC | 866 | Calumet | IL | Cook | 324 | Natural Gas Fired Combustion Turbine | NG | Natural Gas Peaker | GT | 18.4 | RE | 1969
12384 | Midwest Generations EME LLC | 866 | Calumet | IL | Cook | 331 | Natural Gas Fired Combustion Turbine | NG | Natural Gas Peaker | GT | 18.4 | RE | 1969
12384 | Midwest Generations EME LLC | 866 | Calumet | IL | Cook | 332 | Natural Gas Fired Combustion Turbine | NG | Natural Gas Peaker | GT | 18.4 | RE | 1969
12384 | Midwest Generations EME LLC | 866 | Calumet | IL | Cook | 333 | Natural Gas Fired Combustion Turbine | NG | Natural Gas Peaker | GT | 18.4 | RE | 1969
12384 | Midwest Generations EME LLC | 866 | Calumet | IL | Cook | 341 | Natural Gas Fired Combustion Turbine | NG | Natural Gas Peaker | GT | 19 | RE | 1970
12384 | Midwest Generations EME LLC | 866 | Calumet | IL | Cook | 342 | Natural Gas Fired Combustion Turbine | NG | Natural Gas Peaker | GT | 19 | RE | 1970
12384 | Midwest Generations EME LLC | 866 | Calumet | IL | Cook | 343 | Natural Gas Fired Combustion Turbine | NG | Natural Gas Peaker | GT | 19 | RE | 1970
12384 | Midwest Generations EME LLC | 866 | Calumet | IL | Cook | 344 | Natural Gas Fired Combustion Turbine | NG | Natural Gas Peaker | GT | 19 | RE | 1970
12384 | Midwest Generations EME LLC | 867 | Crawford | IL | Cook | 311 | Natural Gas Fired Combustion Turbine | NG | Natural Gas Peaker | GT | 17.3 | RE | 1968
12384 | Midwest Generations EME LLC | 867 | Crawford | IL | Cook | 312 | Natural Gas Fired Combustion Turbine | NG | Natural Gas Peaker | GT | 17.3 | RE | 1968
12384 | Midwest Generations EME LLC | 867 | Crawford | IL | Cook | 313 | Natural Gas Fired Combustion Turbine | NG | Natural Gas Peaker | GT | 17.3 | RE | 1968
12384 | Midwest Generations EME LLC | 867 | Crawford | IL | Cook | 314 | Natural Gas Fired Combustion Turbine | NG | Natural Gas Peaker | GT | 17.3 | RE | 1968
12384 | Midwest Generations EME LLC | 867 | Crawford | IL | Cook | 321 | Natural Gas Fired Combustion Turbine | NG | Natural Gas Peaker | GT | 17.3 | RE | 1968
12384 | Midwest Generations EME LLC | 867 | Crawford | IL | Cook | 322 | Natural Gas Fired Combustion Turbine | NG | Natural Gas Peaker | GT | 17.3 | RE | 1968
12384 | Midwest Generations EME LLC | 867 | Crawford | IL | Cook | 323 | Natural Gas Fired Combustion Turbine | NG | Natural Gas Peaker | GT | 17.3 | RE | 1968
12384 | Midwest Generations EME LLC | 867 | Crawford | IL | Cook | 324 | Natural Gas Fired Combustion Turbine | NG | Natural Gas Peaker | GT | 17.3 | RE | 1968
12384 | Midwest Generations EME LLC | 867 | Crawford | IL | Cook | 331 | Natural Gas Fired Combustion Turbine | NG | Natural Gas Peaker | GT | 17.3 | RE | 1968
12384 | Midwest Generations EME LLC | 867 | Crawford | IL | Cook | 332 | Natural Gas Fired Combustion Turbine | NG | Natural Gas Peaker | GT | 17.3 | RE | 1968
12384 | Midwest Generations EME LLC | 867 | Crawford | IL | Cook | 333 | Natural Gas Fired Combustion Turbine | NG | Natural Gas Peaker | GT | 17.3 | RE | 1968
12384 | Midwest Generations EME LLC | 867 | Crawford | IL | Cook | 334 | Natural Gas Fired Combustion Turbine | NG | Natural Gas Peaker | GT | 17.3 | RE | 1968
12384 | Midwest Generations EME LLC | 867 | Crawford | IL | Cook | 7 | Conventional Steam Coal | SUB | Hard Coal | ST | 239.3 | RE | 1958
12384 | Midwest Generations EME LLC | 867 | Crawford | IL | Cook | 8 | Conventional Steam Coal | SUB | Hard Coal | ST | 358.1 | RE | 1961
12384 | Midwest Generations EME LLC | 870 | Electric Junction | IL | DuPage | 311 | Natural Gas Fired Combustion Turbine | NG | Natural Gas Peaker | GT | 19 | RE | 1970
12384 | Midwest Generations EME LLC | 870 | Electric Junction | IL | DuPage | 312 | Natural Gas Fired Combustion Turbine | NG | Natural Gas Peaker | GT | 19 | RE | 1970
12384 | Midwest Generations EME LLC | 870 | Electric Junction | IL | DuPage | 313 | Natural Gas Fired Combustion Turbine | NG | Natural Gas Peaker | GT | 19 | RE | 1970
12384 | Midwest Generations EME LLC | 870 | Electric Junction | IL | DuPage | 314 | Natural Gas Fired Combustion Turbine | NG | Natural Gas Peaker | GT | 19 | RE | 1970
12384 | Midwest Generations EME LLC | 870 | Electric Junction | IL | DuPage | 321 | Natural Gas Fired Combustion Turbine | NG | Natural Gas Peaker | GT | 19 | RE | 1970
12384 | Midwest Generations EME LLC | 870 | Electric Junction | IL | DuPage | 322 | Natural Gas Fired Combustion Turbine | NG | Natural Gas Peaker | GT | 19 | RE | 1970
12384 | Midwest Generations EME LLC | 870 | Electric Junction | IL | DuPage | 323 | Natural Gas Fired Combustion Turbine | NG | Natural Gas Peaker | GT | 19 | RE | 1970
12384 | Midwest Generations EME LLC | 870 | Electric Junction | IL | DuPage | 324 | Natural Gas Fired Combustion Turbine | NG | Natural Gas Peaker | GT | 19 | RE | 1970
12384 | Midwest Generations EME LLC | 870 | Electric Junction | IL | DuPage | 331 | Natural Gas Fired Combustion Turbine | NG | Natural Gas Peaker | GT | 19 | RE | 1970
12384 | Midwest Generations EME LLC | 870 | Electric Junction | IL | DuPage | 332 | Natural Gas Fired Combustion Turbine | NG | Natural Gas Peaker | GT | 19 | RE | 1970
12384 | Midwest Generations EME LLC | 870 | Electric Junction | IL | DuPage | 333 | Natural Gas Fired Combustion Turbine | NG | Natural Gas Peaker | GT | 19 | RE | 1970
12384 | Midwest Generations EME LLC | 870 | Electric Junction | IL | DuPage | 334 | Natural Gas Fired Combustion Turbine | NG | Natural Gas Peaker | GT | 19 | RE | 1971
12384 | Midwest Generations EME LLC | 870 | Electric Junction | IL | DuPage | 341 | Natural Gas Fired Combustion Turbine | NG | Natural Gas Peaker | GT | 19 | RE | 1971
12384 | Midwest Generations EME LLC | 870 | Electric Junction | IL | DuPage | 342 | Natural Gas Fired Combustion Turbine | NG | Natural Gas Peaker | GT | 19 | RE | 1971
12384 | Midwest Generations EME LLC | 870 | Electric Junction | IL | DuPage | 343 | Natural Gas Fired Combustion Turbine | NG | Natural Gas Peaker | GT | 19 | RE | 1971
12384 | Midwest Generations EME LLC | 870 | Electric Junction | IL | DuPage | 344 | Natural Gas Fired Combustion Turbine | NG | Natural Gas Peaker | GT | 19 | RE | 1971
12384 | Midwest Generations EME LLC | 874 | Joliet 9 | IL | Will | 311 | Natural Gas Fired Combustion Turbine | NG | Natural Gas Peaker | GT | 18.4 | RE | 1969
12384 | Midwest Generations EME LLC | 874 | Joliet 9 | IL | Will | 312 | Natural Gas Fired Combustion Turbine | NG | Natural Gas Peaker | GT | 18.4 | RE | 1969
12384 | Midwest Generations EME LLC | 874 | Joliet 9 | IL | Will | 313 | Natural Gas Fired Combustion Turbine | NG | Natural Gas Peaker | GT | 18.4 | RE | 1969
12384 | Midwest Generations EME LLC | 874 | Joliet 9 | IL | Will | 314 | Natural Gas Fired Combustion Turbine | NG | Natural Gas Peaker | GT | 18.4 | RE | 1969
12384 | Midwest Generations EME LLC | 874 | Joliet 9 | IL | Will | 321 | Natural Gas Fired Combustion Turbine | NG | Natural Gas Peaker | GT | 18.4 | RE | 1969
12384 | Midwest Generations EME LLC | 874 | Joliet 9 | IL | Will | 322 | Natural Gas Fired Combustion Turbine | NG | Natural Gas Peaker | GT | 18.4 | RE | 1969
12384 | Midwest Generations EME LLC | 874 | Joliet 9 | IL | Will | 323 | Natural Gas Fired Combustion Turbine | NG | Natural Gas Peaker | GT | 18.4 | RE | 1969
12384 | Midwest Generations EME LLC | 874 | Joliet 9 | IL | Will | 324 | Natural Gas Fired Combustion Turbine | NG | Natural Gas Peaker | GT | 18.4 | RE | 1969
12384 | Midwest Generations EME LLC | 877 | Lombard | IL | DuPage | 311 | Petroleum Liquids | KER | Petroleum | GT | 22.1 | RE | 1969
12384 | Midwest Generations EME LLC | 877 | Lombard | IL | DuPage | 312 | Natural Gas Fired Combustion Turbine | NG | Natural Gas Peaker | GT | 22.1 | RE | 1969
12384 | Midwest Generations EME LLC | 877 | Lombard | IL | DuPage | 321 | Petroleum Liquids | KER | Petroleum | GT | 22.1 | RE | 1969
12384 | Midwest Generations EME LLC | 877 | Lombard | IL | DuPage | 322 | Petroleum Liquids | KER | Petroleum | GT | 22.1 | RE | 1969
12384 | Midwest Generations EME LLC | 877 | Lombard | IL | DuPage | 331 | Petroleum Liquids | KER | Petroleum | GT | 22.1 | RE | 1969
12384 | Midwest Generations EME LLC | 877 | Lombard | IL | DuPage | 332 | Natural Gas Fired Combustion Turbine | NG | Natural Gas Peaker | GT | 22.1 | RE | 1969
12384 | Midwest Generations EME LLC | 882 | Sabrooke | IL | Winnebago | 311 | Petroleum Liquids | DFO | Petroleum | GT | 18.4 | RE | 1969
12384 | Midwest Generations EME LLC | 882 | Sabrooke | IL | Winnebago | 312 | Petroleum Liquids | DFO | Petroleum | GT | 18.4 | RE | 1969
12384 | Midwest Generations EME LLC | 882 | Sabrooke | IL | Winnebago | 321 | Petroleum Liquids | DFO | Petroleum | GT | 18.4 | RE | 1969
12384 | Midwest Generations EME LLC | 882 | Sabrooke | IL | Winnebago | 322 | Petroleum Liquids | DFO | Petroleum | GT | 18.4 | RE | 1969
12384 | Midwest Generations EME LLC | 882 | Sabrooke | IL | Winnebago | 331 | Petroleum Liquids | DFO | Petroleum | GT | 19 | RE | 1970
12384 | Midwest Generations EME LLC | 882 | Sabrooke | IL | Winnebago | 332 | Petroleum Liquids | DFO | Petroleum | GT | 19 | RE | 1970
12384 | Midwest Generations EME LLC | 882 | Sabrooke | IL | Winnebago | 341 | Petroleum Liquids | DFO | Petroleum | GT | 19 | RE | 1970
12384 | Midwest Generations EME LLC | 882 | Sabrooke | IL | Winnebago | 342 | Petroleum Liquids | DFO | Petroleum | GT | 19 | RE | 1970
12384 | Midwest Generations EME LLC | 883 | Waukegan | IL | Lake | 6 | Conventional Steam Coal | SUB | Hard Coal | ST | 121 | RE | 1952
12384 | Midwest Generations EME LLC | 884 | Will County | IL | Will | 1 | Conventional Steam Coal | SUB | Hard Coal | ST | 187.5 | RE | 1955
12384 | Midwest Generations EME LLC | 884 | Will County | IL | Will | 2 | Conventional Steam Coal | SUB | Hard Coal | ST | 183.7 | RE | 1955
12384 | Midwest Generations EME LLC | 884 | Will County | IL | Will | 3 | Conventional Steam Coal | SUB | Hard Coal | ST | 299.2 | RE | 1957
12384 | Midwest Generations EME LLC | 886 | Fisk Street | IL | Cook | 19 | Conventional Steam Coal | SUB | Hard Coal | ST | 374 | RE | 1968
5517 | Dynegy Midwest Generation Inc | 891 | Havana | IL | Mason | 1 | Petroleum Liquids | RFO | Petroleum | ST | 46 | RE | 1947
5517 | Dynegy Midwest Generation Inc | 891 | Havana | IL | Mason | 2 | Petroleum Liquids | RFO | Petroleum | ST | 46 | RE | 1947
5517 | Dynegy Midwest Generation Inc | 891 | Havana | IL | Mason | 3 | Petroleum Liquids | RFO | Petroleum | ST | 46 | RE | 1948
5517 | Dynegy Midwest Generation Inc | 891 | Havana | IL | Mason | 4 | Petroleum Liquids | RFO | Petroleum | ST | 46 | RE | 1950
5517 | Dynegy Midwest Generation Inc | 891 | Havana | IL | Mason | 5 | Petroleum Liquids | RFO | Petroleum | ST | 46 | RE | 1950
5517 | Dynegy Midwest Generation Inc | 894 | Oglesby | IL | LaSalle | 1 | Natural Gas Fired Combustion Turbine | NG | Natural Gas Peaker | GT | 17.5 | RE | 1970
5517 | Dynegy Midwest Generation Inc | 894 | Oglesby | IL | LaSalle | 2 | Natural Gas Fired Combustion Turbine | NG | Natural Gas Peaker | GT | 17.5 | RE | 1970
5517 | Dynegy Midwest Generation Inc | 894 | Oglesby | IL | LaSalle | 3 | Natural Gas Fired Combustion Turbine | NG | Natural Gas Peaker | GT | 17.5 | RE | 1970
5517 | Dynegy Midwest Generation Inc | 894 | Oglesby | IL | LaSalle | 4 | Natural Gas Fired Combustion Turbine | NG | Natural Gas Peaker | GT | 17.5 | RE | 1970
5517 | Dynegy Midwest Generation Inc | 895 | Stallings | IL | Madison | 1 | Natural Gas Fired Combustion Turbine | NG | Natural Gas Peaker | GT | 23.8 | RE | 1970
5517 | Dynegy Midwest Generation Inc | 895 | Stallings | IL | Madison | 2 | Natural Gas Fired Combustion Turbine | NG | Natural Gas Peaker | GT | 23.8 | RE | 1970
5517 | Dynegy Midwest Generation Inc | 895 | Stallings | IL | Madison | 3 | Natural Gas Fired Combustion Turbine | NG | Natural Gas Peaker | GT | 23.8 | RE | 1970
5517 | Dynegy Midwest Generation Inc | 895 | Stallings | IL | Madison | 4 | Natural Gas Fired Combustion Turbine | NG | Natural Gas Peaker | GT | 23.8 | RE | 1970
5517 | Dynegy Midwest Generation Inc | 897 | Vermilion | IL | Vermilion | 2 | Conventional Steam Coal | SUB | Hard Coal | ST | 108.8 | RE | 1956
5517 | Dynegy Midwest Generation Inc | 897 | Vermilion | IL | Vermilion | 3 | Petroleum Liquids | DFO | Petroleum | GT | 15 | RE | 1967
5517 | Dynegy Midwest Generation Inc | 897 | Vermilion | IL | Vermilion | ST1 | Conventional Steam Coal | SUB | Hard Coal | ST | 73.5 | RE | 1955
5517 | Dynegy Midwest Generation Inc | 898 | Wood River | IL | Madison | 1 | Natural Gas Steam Turbine | NG | Natural Gas Peaker | ST | 50 | RE | 1949
5517 | Dynegy Midwest Generation Inc | 898 | Wood River | IL | Madison | 2 | Natural Gas Steam Turbine | NG | Natural Gas Peaker | ST | 50 | RE | 1949
5517 | Dynegy Midwest Generation Inc | 898 | Wood River | IL | Madison | 3 | Natural Gas Steam Turbine | NG | Natural Gas Peaker | ST | 50 | RE | 1950
19436 | Union Electric Co - (MO) | 913 | Venice | IL | Madison | 2 | Petroleum Liquids | DFO | Petroleum | ST | 40 | RE | 1942
19436 | Union Electric Co - (MO) | 913 | Venice | IL | Madison | 3 | Petroleum Liquids | DFO | Petroleum | ST | 98 | RE | 1943
19436 | Union Electric Co - (MO) | 913 | Venice | IL | Madison | 4 | Petroleum Liquids | DFO | Petroleum | ST | 98 | RE | 1948
19436 | Union Electric Co - (MO) | 913 | Venice | IL | Madison | 5 | Petroleum Liquids | DFO | Petroleum | ST | 98 | RE | 1950
19436 | Union Electric Co - (MO) | 913 | Venice | IL | Madison | 6 | Petroleum Liquids | DFO | Petroleum | ST | 100 | RE | 1950
19436 | Union Electric Co - (MO) | 913 | Venice | IL | Madison | GT1 | Petroleum Liquids | DFO | Petroleum | GT | 37.5 | RE | 1967
19436 | Union Electric Co - (MO) | 913 | Venice | IL | Madison | ST1 | Petroleum Liquids | DFO | Petroleum | ST | 40 | RE | 1942
2188 | City of Breese - (IL) | 934 | Breese | IL | Clinton | ST2 | Petroleum Liquids | DFO | Petroleum | ST | 2 | RE | 1960
3040 | City of Carmi - (IL) | 937 | Carmi | IL | White | 5 | Natural Gas Internal Combustion Engine | NG | Natural Gas Peaker | IC | 0.6 | RE | 1945
3040 | City of Carmi - (IL) | 937 | Carmi | IL | White | 6 | Petroleum Liquids | DFO | Petroleum | IC | 0.7 | RE | 1939
11736 | City of Marshall - (IL) | 949 | Marshall (IL) | IL | Clark | 1 | Petroleum Liquids | DFO | Petroleum | IC | 0.9 | RE | 1948
11736 | City of Marshall - (IL) | 949 | Marshall (IL) | IL | Clark | 2 | Petroleum Liquids | DFO | Petroleum | IC | 0.9 | RE | 1948
11736 | City of Marshall - (IL) | 949 | Marshall (IL) | IL | Clark | 3 | Petroleum Liquids | DFO | Petroleum | IC | 1.2 | RE | 1953
14840 | City of Peru - (IL) | 955 | Peru (IL) | IL | LaSalle | 10 | Petroleum Liquids | DFO | Petroleum | IC | 2 | RE | 2003
14840 | City of Peru - (IL) | 955 | Peru (IL) | IL | LaSalle | 3 | Petroleum Liquids | DFO | Petroleum | IC | 1.8 | RE | 2002
14840 | City of Peru - (IL) | 955 | Peru (IL) | IL | LaSalle | 4 | Natural Gas Steam Turbine | NG | Natural Gas Peaker | ST | 7.5 | RE | 1960
14840 | City of Peru - (IL) | 955 | Peru (IL) | IL | LaSalle | 7 | Petroleum Liquids | DFO | Petroleum | IC | 1.8 | RE | 2002
14840 | City of Peru - (IL) | 955 | Peru (IL) | IL | LaSalle | 8 | Petroleum Liquids | DFO | Petroleum | IC | 2 | RE | 2003
14840 | City of Peru - (IL) | 955 | Peru (IL) | IL | LaSalle | 9 | Petroleum Liquids | DFO | Petroleum | IC | 2 | RE | 2003
14840 | City of Peru - (IL) | 955 | Peru (IL) | IL | LaSalle | IC1 | Petroleum Liquids | DFO | Petroleum | IC | 6.3 | RE | 1973
14840 | City of Peru - (IL) | 955 | Peru (IL) | IL | LaSalle | IC2 | Petroleum Liquids | DFO | Petroleum | IC | 1.8 | RE | 2000
14840 | City of Peru - (IL) | 955 | Peru (IL) | IL | LaSalle | IC3 | Petroleum Liquids | DFO | Petroleum | IC | 1.8 | RE | 2000
15686 | Village of Rantoul - (IL) | 958 | Rantoul | IL | Champaign | 1 | Petroleum Liquids | DFO | Petroleum | IC | 1.2 | RE | 1951
15686 | Village of Rantoul - (IL) | 958 | Rantoul | IL | Champaign | 2 | Petroleum Liquids | DFO | Petroleum | IC | 1.2 | RE | 1951
15686 | Village of Rantoul - (IL) | 958 | Rantoul | IL | Champaign | 4 | Petroleum Liquids | DFO | Petroleum | IC | 1.2 | RE | 1954
15686 | Village of Rantoul - (IL) | 958 | Rantoul | IL | Champaign | 5 | Petroleum Liquids | DFO | Petroleum | IC | 1.5 | RE | 1964
15772 | City of Red Bud - (IL) | 959 | Red Bud | IL | RANDOLPH | 5 | Petroleum Liquids | DFO | Petroleum | IC | 0.5 | RE | 1948
15772 | City of Red Bud - (IL) | 959 | Red Bud | IL | RANDOLPH | 6 | Petroleum Liquids | DFO | Petroleum | IC | 1 | RE | 1953
16179 | Rochelle Municipal Utilities | 960 | North Ninth Street | IL | Ogle | 5 | Natural Gas Internal Combustion Engine | NG | Natural Gas Peaker | IC | 1 | RE | 1949
16179 | Rochelle Municipal Utilities | 961 | South Main Street | IL | Ogle | S1 | Natural Gas Steam Turbine | NG | Natural Gas Peaker | ST | 11.5 | RE | 1962
17828 | City of Springfield - (IL) | 964 | Lakeside | IL | Sangamon | 6 | Conventional Steam Coal | BIT | Hard Coal | ST | 37.5 | RE | 1961
17828 | City of Springfield - (IL) | 964 | Lakeside | IL | Sangamon | 7 | Conventional Steam Coal | BIT | Hard Coal | ST | 37.5 | RE | 1965
9324 | Indiana Michigan Power Co | 988 | Tanners Creek | IN | Dearborn | 1 | Conventional Steam Coal | BIT | Hard Coal | ST | 152.5 | RE | 1951
9324 | Indiana Michigan Power Co | 988 | Tanners Creek | IN | Dearborn | 2 | Conventional Steam Coal | BIT | Hard Coal | ST | 152.5 | RE | 1952
9324 | Indiana Michigan Power Co | 988 | Tanners Creek | IN | Dearborn | 3 | Conventional Steam Coal | BIT | Hard Coal | ST | 215.4 | RE | 1954
9324 | Indiana Michigan Power Co | 988 | Tanners Creek | IN | Dearborn | 4 | Conventional Steam Coal | BIT | Hard Coal | ST | 579.7 | RE | 1964
9273 | Indianapolis Power & Light Co | 990 | Harding Street | IN | Marion | 3 | Petroleum Liquids | DFO | Petroleum | ST | 43.8 | RE | 1941
9273 | Indianapolis Power & Light Co | 990 | Harding Street | IN | Marion | 4 | Petroleum Liquids | DFO | Petroleum | ST | 43.8 | RE | 1947
9273 | Indianapolis Power & Light Co | 990 | Harding Street | IN | Marion | GT3 | Petroleum Liquids | DFO | Petroleum | GT | 26 | RE | 1973
9273 | Indianapolis Power & Light Co | 991 | Eagle Valley (IN) | IN | Morgan | 2 | Petroleum Liquids | DFO | Petroleum | ST | 46 | RE | 1950
9273 | Indianapolis Power & Light Co | 991 | Eagle Valley (IN) | IN | Morgan | ST1 | Petroleum Liquids | DFO | Petroleum | ST | 46 | RE | 1949
13756 | Northern Indiana Pub Serv Co | 996 | Dean H Mitchell | IN | Lake | 11 | Conventional Steam Coal | SUB | Hard Coal | ST | 127.5 | RE | 1970
13756 | Northern Indiana Pub Serv Co | 996 | Dean H Mitchell | IN | Lake | 4 | Natural Gas Steam Turbine | NG | Natural Gas Peaker | ST | 138.1 | RE | 1956
13756 | Northern Indiana Pub Serv Co | 996 | Dean H Mitchell | IN | Lake | 5 | Conventional Steam Coal | SUB | Hard Coal | ST | 128 | RE | 1959
13756 | Northern Indiana Pub Serv Co | 996 | Dean H Mitchell | IN | Lake | 6 | Conventional Steam Coal | SUB | Hard Coal | ST | 128 | RE | 1959
13756 | Northern Indiana Pub Serv Co | 996 | Dean H Mitchell | IN | Lake | 9A | Natural Gas Fired Combustion Turbine | NG | Natural Gas Peaker | GT | 16 | RE | 1966
13756 | Northern Indiana Pub Serv Co | 997 | Michigan City | IN | LaPorte | 2 | Natural Gas Steam Turbine | NG | Natural Gas Peaker | ST | 70 | RE | 1950
13756 | Northern Indiana Pub Serv Co | 997 | Michigan City | IN | LaPorte | 3 | Natural Gas Steam Turbine | NG | Natural Gas Peaker | ST | 70 | RE | 1951
15470 | Duke Energy Indiana, LLC | 1004 | Edwardsport | IN | Knox | 6 | Petroleum Liquids | DFO | Petroleum | ST | 35 | RE | 1944
15470 | Duke Energy Indiana, LLC | 1004 | Edwardsport | IN | Knox | 7 | Conventional Steam Coal | BIT | Hard Coal | ST | 40.2 | RE | 1949
15470 | Duke Energy Indiana, LLC | 1004 | Edwardsport | IN | Knox | 8 | Conventional Steam Coal | BIT | Hard Coal | ST | 69 | RE | 1951
15470 | Duke Energy Indiana, LLC | 1006 | Miami Wabash | IN | Wabash | 4 | Petroleum Liquids | DFO | Petroleum | GT | 18 | RE | 1968
15470 | Duke Energy Indiana, LLC | 1008 | R Gallagher | IN | Floyd | 1 | Conventional Steam Coal | BIT | Hard Coal | ST | 150 | RE | 1959
15470 | Duke Energy Indiana, LLC | 1008 | R Gallagher | IN | Floyd | 3 | Conventional Steam Coal | BIT | Hard Coal | ST | 150 | RE | 1960
17633 | Southern Indiana Gas & Elec Co | 1012 | F B Culley | IN | Warrick | 1 | Conventional Steam Coal | BIT | Hard Coal | ST | 46 | RE | 1955
14839 | City of Peru - (IN) | 1037 | Peru (IN) | IN | Miami | 2 | Conventional Steam Coal | BIT | Hard Coal | ST | 22 | RE | 1959
14839 | City of Peru - (IN) | 1037 | Peru (IN) | IN | Miami | 3 | Conventional Steam Coal | BIT | Hard Coal | ST | 12.5 | RE | 1949
15860 | City of Rensselaer - (IN) | 1038 | Rensselaer City Light Plant | IN | JASPER | 7 | Petroleum Liquids | DFO | Petroleum | IC | 3 | RE | 1964
9267 | Hoosier Energy R E C, Inc | 1043 | Frank E Ratts | IN | Pike | 1 | Conventional Steam Coal | BIT | Hard Coal | ST | 116.6 | RE | 1970
9267 | Hoosier Energy R E C, Inc | 1043 | Frank E Ratts | IN | Pike | 2 | Conventional Steam Coal | BIT | Hard Coal | ST | 116.6 | RE | 1970
9417 | Interstate Power and Light Co | 1046 | Dubuque | IA | Dubuque | ST2 | Conventional Steam Coal | SUB | Hard Coal | ST | 15 | RE | 1929
9417 | Interstate Power and Light Co | 1047 | Lansing | IA | Allamakee | 1 | Conventional Steam Coal | SUB | Hard Coal | ST | 15 | RE | 1948
9417 | Interstate Power and Light Co | 1047 | Lansing | IA | Allamakee | 2 | Conventional Steam Coal | SUB | Hard Coal | ST | 11.5 | RE | 1949
9417 | Interstate Power and Light Co | 1047 | Lansing | IA | Allamakee | 3 | Conventional Steam Coal | SUB | Hard Coal | ST | 37.5 | RE | 1957
9417 | Interstate Power and Light Co | 1047 | Lansing | IA | Allamakee | IC1 | Petroleum Liquids | DFO | Petroleum | IC | 1 | RE | 1970
9417 | Interstate Power and Light Co | 1047 | Lansing | IA | Allamakee | IC2 | Petroleum Liquids | DFO | Petroleum | IC | 1 | RE | 1971
9417 | Interstate Power and Light Co | 1048 | Milton L Kapp | IA | Clinton | 1 | Natural Gas Steam Turbine | NG | Natural Gas Peaker | ST | 18.8 | RE | 1947
9417 | Interstate Power and Light Co | 1052 | Ames Diesel Generating Station | IA | Story | 1 | Petroleum Liquids | DFO | Petroleum | IC | 1 | RE | 1960
9417 | Interstate Power and Light Co | 1052 | Ames Diesel Generating Station | IA | Story | 2 | Petroleum Liquids | DFO | Petroleum | IC | 1 | RE | 1960
9417 | Interstate Power and Light Co | 1058 | Sixth Street | IA | Linn | 1 | Conventional Steam Coal | BIT | Hard Coal | ST | 10 | RE | 1921
9417 | Interstate Power and Light Co | 1058 | Sixth Street | IA | Linn | 2 | Conventional Steam Coal | SUB | Hard Coal | ST | 6 | RE | 1930
9417 | Interstate Power and Light Co | 1058 | Sixth Street | IA | Linn | 4 | Conventional Steam Coal | SUB | Hard Coal | ST | 15 | RE | 1942
9417 | Interstate Power and Light Co | 1058 | Sixth Street | IA | Linn | 6 | Conventional Steam Coal | BIT | Hard Coal | ST | 10 | RE | 1925
9417 | Interstate Power and Light Co | 1058 | Sixth Street | IA | Linn | 7 | Conventional Steam Coal | SUB | Hard Coal | ST | 15 | RE | 1945
9417 | Interstate Power and Light Co | 1058 | Sixth Street | IA | Linn | 8 | Conventional Steam Coal | SUB | Hard Coal | ST | 28.7 | RE | 1950
9417 | Interstate Power and Light Co | 1073 | Prairie Creek | IA | Linn | 2 | Conventional Steam Coal | SUB | Hard Coal | ST | 23 | RE | 1951
9417 | Interstate Power and Light Co | 1077 | Sutherland | IA | Marshall | 2 | Conventional Steam Coal | SUB | Hard Coal | ST | 37.5 | RE | 1955
12341 | MidAmerican Energy Co | 1081 | Riverside | IA | Scott | 3HS | Conventional Steam Coal | SUB | Hard Coal | ST | 5 | RE | 1949
12341 | MidAmerican Energy Co | 1082 | Walter Scott Jr Energy Center | IA | Pottawattamie | 1 | Conventional Steam Coal | SUB | Hard Coal | ST | 49 | RE | 1954
12341 | MidAmerican Energy Co | 1082 | Walter Scott Jr Energy Center | IA | Pottawattamie | 2 | Conventional Steam Coal | SUB | Hard Coal | ST | 81.6 | RE | 1958
309 | City of Algona - (IA) | 1120 | Algona | IA | Kossuth | 3 | Petroleum Liquids | DFO | Petroleum | IC | 0.7 | RE | 1938
309 | City of Algona - (IA) | 1120 | Algona | IA | Kossuth | 4 | Petroleum Liquids | DFO | Petroleum | IC | 1 | RE | 1941
309 | City of Algona - (IA) | 1120 | Algona | IA | Kossuth | 5 | Petroleum Liquids | DFO | Petroleum | IC | 1.5 | RE | 1947
405 | City of Alta - (IA) | 1121 | Alta Municipal Utilities | IA | Buena Vista | 3 | Petroleum Liquids | DFO | Petroleum | IC | 1.1 | RE | 1990
682 | City of Anita - (IA) | 1123 | Anita | IA | Cass | 1 | Petroleum Liquids | DFO | Petroleum | IC | 0.1 | RE | 1939
1172 | Bancroft Municipal Utilities | 1125 | Bancroft | IA | Kossuth | 4 | Petroleum Liquids | DFO | Petroleum | IC | 0.3 | RE | 1948
2287 | City of Brooklyn - (IA) | 1128 | Brooklyn | IA | Poweshiek | 1 | Petroleum Liquids | DFO | Petroleum | IC | 0.2 | RE | 1940
2287 | City of Brooklyn - (IA) | 1128 | Brooklyn | IA | Poweshiek | 2 | Petroleum Liquids | DFO | Petroleum | IC | 0.2 | RE | 1940
2287 | City of Brooklyn - (IA) | 1128 | Brooklyn | IA | Poweshiek | 3 | Petroleum Liquids | DFO | Petroleum | IC | 0.3 | RE | 1947
2287 | City of Brooklyn - (IA) | 1128 | Brooklyn | IA | Poweshiek | 4 | Natural Gas Internal Combustion Engine | NG | Natural Gas Peaker | IC | 0.5 | RE | 1955
2287 | City of Brooklyn - (IA) | 1128 | Brooklyn | IA | Poweshiek | 5 | Natural Gas Internal Combustion Engine | NG | Natural Gas Peaker | IC | 1.1 | RE | 1964
3900 | City of Coggon - (IA) | 1132 | Coggon | IA | Linn | 3 | Petroleum Liquids | DFO | Petroleum | IC | 0.2 | RE | 1945
3900 | City of Coggon - (IA) | 1132 | Coggon | IA | Linn | 4 | Petroleum Liquids | DFO | Petroleum | IC | 0.6 | RE | 1987
4375 | City of Corning - (IA) | 1134 | Corning | IA | Adams | 1 | Petroleum Liquids | DFO | Petroleum | IC | 0.6 | RE | 1945
4375 | City of Corning - (IA) | 1134 | Corning | IA | Adams | 2 | Petroleum Liquids | DFO | Petroleum | IC | 0.9 | RE | 1950
4375 | City of Corning - (IA) | 1134 | Corning | IA | Adams | 3 | Petroleum Liquids | DFO | Petroleum | IC | 1.3 | RE | 1955
4375 | City of Corning - (IA) | 1134 | Corning | IA | Adams | 4 | Petroleum Liquids | DFO | Petroleum | IC | 0.4 | RE | 1938
4919 | City of Dayton - (IA) | 1135 | Dayton (IA) | IA | WEBSTER | 1 | Petroleum Liquids | DFO | Petroleum | IC | 0.6 | RE | 1959
4919 | City of Dayton - (IA) | 1135 | Dayton (IA) | IA | WEBSTER | 4 | Petroleum Liquids | DFO | Petroleum | IC | 0.1 | RE | 1939
5998 | City of Estherville - (IA) | 1137 | Estherville | IA | Emmet | 6 | Petroleum Liquids | DFO | Petroleum | IC | 2 | RE | 1950
7424 | Gowrie Municipal Utilities | 1141 | Gowrie | IA | Webster | 1 | Petroleum Liquids | DFO | Petroleum | IC | 1.2 | RE | 1959
7424 | Gowrie Municipal Utilities | 1141 | Gowrie | IA | Webster | 2 | Petroleum Liquids | DFO | Petroleum | IC | 1.2 | RE | 1968
7486 | City of Grand Junction - (IA) | 1143 | Grand Junction | IA | Greene | 1 | Petroleum Liquids | DFO | Petroleum | IC | 0.5 | RE | 1952
9275 | Indianola Municipal Utilities | 1150 | Indianola | IA | Warren | 1 | Petroleum Liquids | DFO | Petroleum | IC | 0.8 | RE | 1946
9275 | Indianola Municipal Utilities | 1150 | Indianola | IA | Warren | 2 | Petroleum Liquids | DFO | Petroleum | IC | 1.4 | RE | 1949
9275 | Indianola Municipal Utilities | 1150 | Indianola | IA | Warren | 3 | Petroleum Liquids | DFO | Petroleum | IC | 1.1 | RE | 1953
9275 | Indianola Municipal Utilities | 1150 | Indianola | IA | Warren | 4 | Petroleum Liquids | DFO | Petroleum | IC | 1.5 | RE | 1961
10608 | City of Lake Park - (IA) | 1153 | Lake Park | IA | Dickinson | 1 | Petroleum Liquids | DFO | Petroleum | IC | 0.7 | RE | 1950
10608 | City of Lake Park - (IA) | 1153 | Lake Park | IA | Dickinson | 2 | Petroleum Liquids | DFO | Petroleum | IC | 1 | RE | 1958
10542 | La Porte City Utilities | 1156 | La Porte | IA | Black Hawk | 2 | Petroleum Liquids | DFO | Petroleum | IC | 1.1 | RE | 1963
10542 | La Porte City Utilities | 1156 | La Porte | IA | Black Hawk | 5 | Petroleum Liquids | DFO | Petroleum | IC | 0.8 | RE | 1956
11611 | City of Maquoketa - (IA) | 1162 | Maquoketa 1 | IA | Jackson | 1 | Natural Gas Internal Combustion Engine | NG | Natural Gas Peaker | IC | 1.4 | RE | 1947
11611 | City of Maquoketa - (IA) | 1162 | Maquoketa 1 | IA | Jackson | 2 | Petroleum Liquids | DFO | Petroleum | IC | 0.8 | RE | 1938
12541 | City of Milford - (IA) | 1164 | Milford | IA | DICKINSON | 3 | Petroleum Liquids | DFO | Petroleum | IC | 0.3 | RE | 1938
13038 | City of Mt Pleasant - (IA) | 1166 | Mt Pleasant | IA | Henry | 5 | Natural Gas Steam Turbine | NG | Natural Gas Peaker | ST | 7.5 | RE | 1966
13038 | City of Mt Pleasant - (IA) | 1166 | Mt Pleasant | IA | Henry | D | Petroleum Liquids | DFO | Petroleum | IC | 1 | RE | 1966
14645 | City of Pella - (IA) | 1175 | Pella | IA | Marion | 5 | Conventional Steam Coal | SUB | Hard Coal | ST | 11.5 | RE | 1964
14645 | City of Pella - (IA) | 1175 | Pella | IA | Marion | 6 | Conventional Steam Coal | SUB | Hard Coal | ST | 26.5 | RE | 1972
15377 | City of Primghar - (IA) | 1177 | Primghar | IA | O'Brien | 2 | Petroleum Liquids | DFO | Petroleum | IC | 0.1 | RE | 1938
18204 | City of Strawberry Point | 1189 | Strawberry Point | IA | Clayton | 3 | Petroleum Liquids | DFO | Petroleum | IC | 0.9 | RE | 1937
18204 | City of Strawberry Point | 1189 | Strawberry Point | IA | Clayton | 4 | Petroleum Liquids | DFO | Petroleum | IC | 0.9 | RE | 1947
18204 | City of Strawberry Point | 1189 | Strawberry Point | IA | Clayton | 6 | Petroleum Liquids | DFO | Petroleum | IC | 1 | RE | 1965
19843 | City of Villisca - (IA) | 1193 | Villisca Municipal Power Plant | IA | Montgomery | 1 | Petroleum Liquids | DFO | Petroleum | IC | 0.8 | RE | 1948
19843 | City of Villisca - (IA) | 1193 | Villisca Municipal Power Plant | IA | Montgomery | 2 | Petroleum Liquids | DFO | Petroleum | IC | 0.3 | RE | 1936
19843 | City of Villisca - (IA) | 1193 | Villisca Municipal Power Plant | IA | Montgomery | 3 | Natural Gas Internal Combustion Engine | NG | Natural Gas Peaker | IC | 0.3 | RE | 1936
19843 | City of Villisca - (IA) | 1193 | Villisca Municipal Power Plant | IA | Montgomery | 4 | Petroleum Liquids | DFO | Petroleum | IC | 0.6 | RE | 1939
20380 | City of West Liberty - (IA) | 1200 | West Liberty | IA | Muscatine | 1 | Petroleum Liquids | DFO | Petroleum | IC | 0.8 | RE | 1948
20604 | City of Whittemore - (IA) | 1201 | Whittemore | IA | Kossuth | 1 | Petroleum Liquids | DFO | Petroleum | IC | 0.1 | RE | 1946
20604 | City of Whittemore - (IA) | 1201 | Whittemore | IA | Kossuth | 2 | Petroleum Liquids | DFO | Petroleum | IC | 0.5 | RE | 1956
20604 | City of Whittemore - (IA) | 1201 | Whittemore | IA | Kossuth | 3 | Petroleum Liquids | DFO | Petroleum | IC | 0.2 | RE | 1950
20789 | City of Wilton | 1202 | Wilton | IA | Muscatine | 1 | Petroleum Liquids | DFO | Petroleum | IC | 1 | RE | 1958
3258 | Central Iowa Power Cooperative | 1206 | Summit Lake | IA | UNION | IC1 | Petroleum Liquids | DFO | Petroleum | IC | 1 | RE | 1948
3258 | Central Iowa Power Cooperative | 1206 | Summit Lake | IA | UNION | IC2 | Petroleum Liquids | DFO | Petroleum | IC | 1 | RE | 1948
3258 | Central Iowa Power Cooperative | 1206 | Summit Lake | IA | UNION | IC4 | Petroleum Liquids | DFO | Petroleum | IC | 1 | RE | 1948
3258 | Central Iowa Power Cooperative | 1206 | Summit Lake | IA | UNION | IC5 | Petroleum Liquids | DFO | Petroleum | IC | 1 | RE | 1948
3258 | Central Iowa Power Cooperative | 1218 | Fair Station | IA | MUSCATINE | 1 | Conventional Steam Coal | BIT | Hard Coal | ST | 25 | RE | 1960
3258 | Central Iowa Power Cooperative | 1218 | Fair Station | IA | MUSCATINE | 2 | Conventional Steam Coal | BIT | Hard Coal | ST | 37.5 | RE | 1967
5860 | Empire District Electric Co | 1239 | Riverton | KS | Cherokee | 7 | Natural Gas Steam Turbine | NG | Natural Gas Peaker | ST | 37.5 | RE | 1950
5860 | Empire District Electric Co | 1239 | Riverton | KS | Cherokee | 8 | Natural Gas Steam Turbine | NG | Natural Gas Peaker | ST | 50 | RE | 1954
5860 | Empire District Electric Co | 1239 | Riverton | KS | Cherokee | 9 | Natural Gas Fired Combustion Turbine | NG | Natural Gas Peaker | GT | 12.5 | RE | 1964
10005 | Kansas Gas & Electric Co | 1242 | Murray Gill | KS | Sedgwick | 1 | Natural Gas Steam Turbine | NG | Natural Gas Peaker | ST | 46 | RE | 1952
10005 | Kansas Gas & Electric Co | 1242 | Murray Gill | KS | Sedgwick | 2 | Natural Gas Steam Turbine | NG | Natural Gas Peaker | ST | 75 | RE | 1954
10005 | Kansas Gas & Electric Co | 1243 | Neosho | KS | Labette | 3 | Natural Gas Steam Turbine | NG | Natural Gas Peaker | ST | 69 | RE | 1954
22500 | Westar Energy Inc | 1248 | Hutchinson Energy Center | KS | Reno | ST1 | Natural Gas Steam Turbine | NG | Natural Gas Peaker | ST | 23 | RE | 1950
22500 | Westar Energy Inc | 1248 | Hutchinson Energy Center | KS | Reno | ST2 | Natural Gas Steam Turbine | NG | Natural Gas Peaker | ST | 23 | RE | 1950
22500 | Westar Energy Inc | 1248 | Hutchinson Energy Center | KS | Reno | ST3 | Natural Gas Steam Turbine | NG | Natural Gas Peaker | ST | 35 | RE | 1951
22500 | Westar Energy Inc | 1248 | Hutchinson Energy Center | KS | Reno | ST4 | Natural Gas Steam Turbine | NG | Natural Gas Peaker | ST | 172 | RE | 1965
22500 | Westar Energy Inc | 1250 | Lawrence Energy Center | KS | Douglas | 2 | Conventional Steam Coal | BIT | Hard Coal | ST | 38 | RE | 1952
22500 | Westar Energy Inc | 1250 | Lawrence Energy Center | KS | Douglas | 3 | Conventional Steam Coal | SUB | Hard Coal | ST | 49 | RE | 1955
22500 | Westar Energy Inc | 1251 | Abilene Energy Center Combustion Turbine | KS | Dickinson | GT1 | Natural Gas Fired Combustion Turbine | NG | Natural Gas Peaker | GT | 77 | RE | 1973
22500 | Westar Energy Inc | 1252 | Tecumseh Energy Center | KS | Shawnee | 1 | Petroleum Liquids | DFO | Petroleum | GT | 29 | RE | 1972
22500 | Westar Energy Inc | 1252 | Tecumseh Energy Center | KS | Shawnee | 2 | Petroleum Liquids | DFO | Petroleum | GT | 29 | RE | 1972
22500 | Westar Energy Inc | 1252 | Tecumseh Energy Center | KS | Shawnee | 8 | Conventional Steam Coal | SUB | Hard Coal | ST | 150 | RE | 1962
911 | City of Ashland - (KS) | 1259 | Ashland | KS | Clark | 4 | Petroleum Liquids | DFO | Petroleum | IC | 1.2 | RE | 1958
1512 | City of Belleville - (KS) | 1263 | Belleville | KS | Republic | 1 | Petroleum Liquids | DFO | Petroleum | IC | 0.6 | RE | 1946
1512 | City of Belleville - (KS) | 1263 | Belleville | KS | Republic | 2 | Petroleum Liquids | DFO | Petroleum | IC | 0.6 | RE | 1946
1512 | City of Belleville - (KS) | 1263 | Belleville | KS | Republic | 3 | Petroleum Liquids | DFO | Petroleum | IC | 0.3 | RE | 1946
2547 | City of Burlingame - (KS) | 1265 | Burlingame | KS | Osage | 2 | Petroleum Liquids | DFO | Petroleum | IC | 0.5 | RE | 1951
2551 | City of Burlington - (KS) | 1266 | Burlington (KS) | KS | Coffey | 1 | Petroleum Liquids | DFO | Petroleum | IC | 0.3 | RE | 1935
2551 | City of Burlington - (KS) | 1266 | Burlington (KS) | KS | Coffey | 3 | Natural Gas Internal Combustion Engine | NG | Natural Gas Peaker | IC | 0.8 | RE | 1954
2551 | City of Burlington - (KS) | 1266 | Burlington (KS) | KS | Coffey | 4 | Petroleum Liquids | DFO | Petroleum | IC | 0.3 | RE | 1946
3355 | City of Chanute | 1267 | Chanute 1 | KS | Neosho | 4 | Natural Gas Steam Turbine | NG | Natural Gas Peaker | ST | 4 | RE | 1949
3355 | City of Chanute | 1267 | Chanute 1 | KS | Neosho | 5 | Natural Gas Internal Combustion Engine | NG | Natural Gas Peaker | IC | 1.7 | RE | 1955
3355 | City of Chanute | 1267 | Chanute 1 | KS | Neosho | 6 | Natural Gas Steam Turbine | NG | Natural Gas Peaker | ST | 10 | RE | 1957
3710 | City of Clay Center - (KS) | 1270 | Clay Center | KS | Clay | 4 | Natural Gas Steam Turbine | NG | Natural Gas Peaker | ST | 1.5 | RE | 1942
12524 | Midwest Energy Inc | 1275 | Ellis | KS | Ellis | 1 | Natural Gas Internal Combustion Engine | NG | Natural Gas Peaker | IC | 1 | RE | 1960
12524 | Midwest Energy Inc | 1275 | Ellis | KS | Ellis | 2 | Natural Gas Internal Combustion Engine | NG | Natural Gas Peaker | IC | 2 | RE | 1965
12524 | Midwest Energy Inc | 1275 | Ellis | KS | Ellis | 3 | Natural Gas Internal Combustion Engine | NG | Natural Gas Peaker | IC | 0.5 | RE | 1947
12524 | Midwest Energy Inc | 1275 | Ellis | KS | Ellis | 4 | Natural Gas Internal Combustion Engine | NG | Natural Gas Peaker | IC | 0.5 | RE | 1954
12524 | Midwest Energy Inc | 1275 | Ellis | KS | Ellis | 5 | Natural Gas Internal Combustion Engine | NG | Natural Gas Peaker | IC | 1.5 | RE | 1973
5957 | City of Erie - (KS) | 1276 | Erie | KS | Neosho | 1 | Petroleum Liquids | DFO | Petroleum | IC | 0.7 | RE | 1953
5957 | City of Erie - (KS) | 1276 | Erie | KS | Neosho | 2 | Petroleum Liquids | DFO | Petroleum | IC | 0.7 | RE | 1958
5957 | City of Erie - (KS) | 1276 | Erie | KS | Neosho | 4 | Petroleum Liquids | DFO | Petroleum | IC | 1 | RE | 1964
5957 | City of Erie - (KS) | 1276 | Erie | KS | Neosho | 5 | Petroleum Liquids | DFO | Petroleum | IC | 1.5 | RE | 1992
8490 | City of Herington - (KS) | 1283 | Herington | KS | Dickinson | 1 | Petroleum Liquids | DFO | Petroleum | IC | 2.1 | RE | 1968
8490 | City of Herington - (KS) | 1283 | Herington | KS | Dickinson | 2 | Petroleum Liquids | DFO | Petroleum | IC | 1.4 | RE | 1962
8490 | City of Herington - (KS) | 1283 | Herington | KS | Dickinson | 3 | Petroleum Liquids | DFO | Petroleum | IC | 4.3 | RE | 1973
8490 | City of Herington - (KS) | 1283 | Herington | KS | Dickinson | 4 | Petroleum Liquids | DFO | Petroleum | IC | 0.1 | RE | 1947
8490 | City of Herington - (KS) | 1283 | Herington | KS | Dickinson | 5 | Petroleum Liquids | DFO | Petroleum | IC | 1.1 | RE | 1951
8703 | City of Hoisington - (KS) | 1286 | Hoisington | KS | Barton | 1 | Petroleum Liquids | DFO | Petroleum | IC | 0.2 | RE | 1940
9011 | City of Hugoton - (KS) | 1289 | Hugoton 1 | KS | Stevens | 1 | Petroleum Liquids | DFO | Petroleum | IC | 0.8 | RE | 1949
9011 | City of Hugoton - (KS) | 1289 | Hugoton 1 | KS | Stevens | 6 | Petroleum Liquids | DFO | Petroleum | IC | 1.4 | RE | 1959
9418 | City of Iola - (KS) | 1291 | Iola | KS | Allen | 11 | Petroleum Liquids | DFO | Petroleum | IC | 2.1 | RE | 1988
9418 | City of Iola - (KS) | 1291 | Iola | KS | Allen | 12 | Petroleum Liquids | DFO | Petroleum | IC | 2.1 | RE | 1988
9418 | City of Iola - (KS) | 1291 | Iola | KS | Allen | 13 | Petroleum Liquids | DFO | Petroleum | IC | 2.1 | RE | 1988
9418 | City of Iola - (KS) | 1291 | Iola | KS | Allen | 4 | Natural Gas Steam Turbine | NG | Natural Gas Peaker | ST | 3.5 | RE | 1949
9418 | City of Iola - (KS) | 1291 | Iola | KS | Allen | 5 | Natural Gas Steam Turbine | NG | Natural Gas Peaker | ST | 5 | RE | 1957
9732 | City of Jetmore | 1292 | Jetmore | KS | HODGEMAN | 1 | Petroleum Liquids | DFO | Petroleum | IC | 1 | RE | 1960
9732 | City of Jetmore | 1292 | Jetmore | KS | HODGEMAN | 2 | Petroleum Liquids | DFO | Petroleum | IC | 0.4 | RE | 1951
9732 | City of Jetmore | 1292 | Jetmore | KS | HODGEMAN | 3 | Petroleum Liquids | DFO | Petroleum | IC | 0.2 | RE | 1946
9732 | City of Jetmore | 1292 | Jetmore | KS | HODGEMAN | 4 | Petroleum Liquids | DFO | Petroleum | IC | 0.8 | RE | 1964
9732 | City of Jetmore | 1292 | Jetmore | KS | HODGEMAN | 5 | Petroleum Liquids | DFO | Petroleum | IC | 1.5 | RE | 1966
9732 | City of Jetmore | 1292 | Jetmore | KS | HODGEMAN | 6 | Petroleum Liquids | DFO | Petroleum | IC | 1.2 | RE | 1966
9732 | City of Jetmore | 1292 | Jetmore | KS | HODGEMAN | 7 | Petroleum Liquids | DFO | Petroleum | IC | 0.9 | RE | 1966
10321 | City of Kingman - (KS) | 1296 | Kingman Municipal Power and Light Plant | KS | KINGMAN | 1 | Natural Gas Internal Combustion Engine | NG | Natural Gas Peaker | IC | 1.4 | RE | 1955
10321 | City of Kingman - (KS) | 1296 | Kingman Municipal Power and Light Plant | KS | KINGMAN | 5 | Natural Gas Internal Combustion Engine | NG | Natural Gas Peaker | IC | 1 | RE | 1953
10559 | City of La Crosse - (KS) | 1297 | La Crosse | KS | Rush | 3 | Petroleum Liquids | DFO | Petroleum | IC | 0.6 | RE | 1950
10713 | City of Larned - (KS) | 1298 | Gas Turbine (KS) | KS | Pawnee | GT1 | Natural Gas Fired Combustion Turbine | NG | Natural Gas Peaker | GT | 1.3 | RE | 1955
10713 | City of Larned - (KS) | 1299 | Larned | KS | Pawnee | 1 | Natural Gas Steam Turbine | NG | Natural Gas Peaker | ST | 1.5 | RE | 1939
10713 | City of Larned - (KS) | 1299 | Larned | KS | Pawnee | 2 | Natural Gas Steam Turbine | NG | Natural Gas Peaker | ST | 3 | RE | 1948
10713 | City of Larned - (KS) | 1299 | Larned | KS | Pawnee | 3 | Natural Gas Steam Turbine | NG | Natural Gas Peaker | ST | 8.3 | RE | 1966
12208 | City of McPherson - (KS) | 1305 | McPherson 2 | KS | McPherson | 1 | Natural Gas Steam Turbine | NG | Natural Gas Peaker | ST | 32 | RE | 1963
21533 | City of Minneapolis - (KS) | 1307 | Minneapolis City of | KS | OTTAWA | 1 | Petroleum Liquids | DFO | Petroleum | IC | 0.4 | RE | 1936
21533 | City of Minneapolis - (KS) | 1307 | Minneapolis City of | KS | OTTAWA | 2 | Natural Gas Internal Combustion Engine | NG | Natural Gas Peaker | IC | 0.7 | RE | 1947
14199 | City of Osage City - (KS) | 1313 | Osage City | KS | OSAGE | 9 | Petroleum Liquids | DFO | Petroleum | IC | 0.8 | RE | 2001
14203 | City of Osawatomie - (KS) | 1314 | Osawatomie City of | KS | MIAMI | 3 | Petroleum Liquids | DFO | Petroleum | IC | 0.4 | RE | 1934
15321 | City of Pratt- (KS) | 1317 | Pratt | KS | Pratt | 1 | Natural Gas Steam Turbine | NG | Natural Gas Peaker | ST | 3 | RE | 1938
15321 | City of Pratt- (KS) | 1317 | Pratt | KS | Pratt | 3 | Natural Gas Steam Turbine | NG | Natural Gas Peaker | ST | 5 | RE | 1953
17879 | City of St. John - (KS) | 1322 | St John | KS | Stafford | 3 | Petroleum Liquids | DFO | Petroleum | IC | 0.9 | RE | 1952
17924 | City of Stafford - (KS) | 1325 | Stafford | KS | Stafford | 1 | Petroleum Liquids | DFO | Petroleum | IC | 0.9 | RE | 1960
17924 | City of Stafford - (KS) | 1325 | Stafford | KS | Stafford | 2 | Petroleum Liquids | DFO | Petroleum | IC | 0.9 | RE | 1953
17924 | City of Stafford - (KS) | 1325 | Stafford | KS | Stafford | 3 | Petroleum Liquids | DFO | Petroleum | IC | 0.8 | RE | 1958
20315 | City of Wellington - (KS) | 1330 | Wellington 1 | KS | Sumner | 5 | Petroleum Liquids | DFO | Petroleum | IC | 1 | RE | 1956
20813 | City of Winfield - (KS) | 1332 | West 14th Street | KS | Cowley | IC1 | Petroleum Liquids | DFO | Petroleum | IC | 1.6 | IP
12524 | Midwest Energy Inc | 1334 | Great Bend - Midwest Energy | KS | Barton | 1 | Natural Gas Internal Combustion Engine | NG | Natural Gas Peaker | IC | 1 | RE | 1947
12524 | Midwest Energy Inc | 1334 | Great Bend - Midwest Energy | KS | Barton | 2 | Natural Gas Internal Combustion Engine | NG | Natural Gas Peaker | IC | 1 | RE | 1947
12524 | Midwest Energy Inc | 1334 | Great Bend - Midwest Energy | KS | Barton | 3 | Natural Gas Internal Combustion Engine | NG | Natural Gas Peaker | IC | 1 | RE | 1949
12524 | Midwest Energy Inc | 1334 | Great Bend - Midwest Energy | KS | Barton | 4 | Natural Gas Internal Combustion Engine | NG | Natural Gas Peaker | IC | 1 | RE | 1949
12524 | Midwest Energy Inc | 1334 | Great Bend - Midwest Energy | KS | Barton | 5 | Natural Gas Internal Combustion Engine | NG | Natural Gas Peaker | IC | 3 | RE | 1954
12524 | Midwest Energy Inc | 1334 | Great Bend - Midwest Energy | KS | Barton | 6 | Natural Gas Internal Combustion Engine | NG | Natural Gas Peaker | IC | 3 | RE | 1954
18315 | Sunflower Electric Power Corp | 1336 | Garden City | KS | Finney | GC3 | Natural Gas Steam Turbine | NG | Natural Gas Peaker | ST | 11.5 | RE | 1962
22053 | Kentucky Power Co | 1353 | Big Sandy | KY | Lawrence | 2 | Conventional Steam Coal | BIT | Hard Coal | ST | 816.3 | RE | 1969
10171 | Kentucky Utilities Co | 1357 | Green River | KY | Muhlenberg | 1 | Conventional Steam Coal | BIT | Hard Coal | ST | 37.5 | RE | 1950
10171 | Kentucky Utilities Co | 1357 | Green River | KY | Muhlenberg | 2 | Conventional Steam Coal | BIT | Hard Coal | ST | 37.5 | RE | 1950
10171 | Kentucky Utilities Co | 1357 | Green River | KY | Muhlenberg | 3 | Conventional Steam Coal | BIT | Hard Coal | ST | 75 | RE | 1954
10171 | Kentucky Utilities Co | 1357 | Green River | KY | Muhlenberg | 4 | Conventional Steam Coal | BIT | Hard Coal | ST | 113.6 | RE | 1959
10171 | Kentucky Utilities Co | 1358 | Haefling | KY | Fayette | 3 | Natural Gas Fired Combustion Turbine | NG | Natural Gas Peaker | GT | 20.7 | RE | 1970
10171 | Kentucky Utilities Co | 1360 | Pineville | KY | Bell | 3 | Conventional Steam Coal | BIT | Hard Coal | ST | 37.5 | RE | 1951
10171 | Kentucky Utilities Co | 1361 | Tyrone | KY | Woodford | 1 | Petroleum Liquids | DFO | Petroleum | ST | 31.2 | RE | 1947
10171 | Kentucky Utilities Co | 1361 | Tyrone | KY | Woodford | 2 | Petroleum Liquids | DFO | Petroleum | ST | 31.2 | RE | 1948
10171 | Kentucky Utilities Co | 1361 | Tyrone | KY | Woodford | 3 | Conventional Steam Coal | BIT | Hard Coal | ST | 75 | RE | 1953
11249 | Louisville Gas & Electric Co | 1363 | Cane Run | KY | Jefferson | 4 | Conventional Steam Coal | BIT | Hard Coal | ST | 163.2 | RE | 1962
11249 | Louisville Gas & Electric Co | 1363 | Cane Run | KY | Jefferson | 5 | Conventional Steam Coal | BIT | Hard Coal | ST | 209.4 | RE | 1966
11249 | Louisville Gas & Electric Co | 1363 | Cane Run | KY | Jefferson | 6 | Conventional Steam Coal | BIT | Hard Coal | ST | 272 | RE | 1969
11249 | Louisville Gas & Electric Co | 1367 | Waterside GT | KY | Jefferson | 7 | Natural Gas Fired Combustion Turbine | NG | Natural Gas Peaker | GT | 20 | RE | 1964
11249 | Louisville Gas & Electric Co | 1367 | Waterside GT | KY | Jefferson | 8 | Natural Gas Fired Combustion Turbine | NG | Natural Gas Peaker | GT | 25 | RE | 1964
18642 | Tennessee Valley Authority | 1379 | Shawnee | KY | McCracken | 10 | Conventional Steam Coal | BIT | Hard Coal | ST | 175 | RE | 1956
5580 | East Kentucky Power Coop, Inc | 1385 | Dale | KY | Clark | 1 | Conventional Steam Coal | BIT | Hard Coal | ST | 27 | RE | 1954
5580 | East Kentucky Power Coop, Inc | 1385 | Dale | KY | Clark | 2 | Conventional Steam Coal | BIT | Hard Coal | ST | 27 | RE | 1954
3265 | Cleco Power LLC | 1400 | Teche | LA | St Mary | 2 | Natural Gas Steam Turbine | NG | Natural Gas Peaker | ST | 54.4 | RE | 1956
11241 | Entergy Louisiana LLC | 1402 | Little Gypsy | LA | St Charles | 1 | Natural Gas Steam Turbine | NG | Natural Gas Peaker | ST | 247.7 | RE | 1961
11241 | Entergy Louisiana LLC | 1403 | Nine Mile Point | LA | Jefferson | 1 | Natural Gas Steam Turbine | NG | Natural Gas Peaker | ST | 69 | RE | 1951
11241 | Entergy Louisiana LLC | 1403 | Nine Mile Point | LA | Jefferson | 2 | Natural Gas Steam Turbine | NG | Natural Gas Peaker | ST | 112.5 | RE | 1953
11241 | Entergy Louisiana LLC | 1404 | Sterlington | LA | Ouachita | 6 | Natural Gas Steam Turbine | NG | Natural Gas Peaker | ST | 247.7 | RE | 1958
13478 | Entergy New Orleans Inc | 1407 | A B Paterson | LA | Orleans | 3 | Natural Gas Steam Turbine | NG | Natural Gas Peaker | ST | 51.7 | RE | 1950
13478 | Entergy New Orleans Inc | 1407 | A B Paterson | LA | Orleans | 4 | Natural Gas Steam Turbine | NG | Natural Gas Peaker | ST | 81.2 | RE | 1954
13478 | Entergy New Orleans Inc | 1407 | A B Paterson | LA | Orleans | 5 | Petroleum Liquids | DFO | Petroleum | GT | 16 | RE | 1967
13478 | Entergy New Orleans Inc | 1409 | Michoud | LA | Orleans | 1 | Natural Gas Steam Turbine | NG | Natural Gas Peaker | ST | 115.2 | RE | 1957
17698 | Southwestern Electric Power Co | 1417 | Lieberman | LA | Caddo | 1 | Natural Gas Steam Turbine | NG | Natural Gas Peaker | ST | 25 | RE | 1947
3265 | Cleco Power LLC | 1435 | Franklin (LA) | LA | St Mary | GT1 | Natural Gas Fired Combustion Turbine | NG | Natural Gas Peaker | GT | 10 | RE | 1973
8884 | Terrebonne Parish Consol Gov't | 1439 | Houma | LA | Terrebonne | 10 | Natural Gas Internal Combustion Engine | NG | Natural Gas Peaker | IC | 4.5 | RE | 1958
8884 | Terrebonne Parish Consol Gov't | 1439 | Houma | LA | Terrebonne | 11 | Natural Gas Internal Combustion Engine | NG | Natural Gas Peaker | IC | 4.5 | RE | 1958
8884 | Terrebonne Parish Consol Gov't | 1439 | Houma | LA | Terrebonne | 12 | Natural Gas Internal Combustion Engine | NG | Natural Gas Peaker | IC | 4.5 | RE | 1958
8884 | Terrebonne Parish Consol Gov't | 1439 | Houma | LA | Terrebonne | 6 | Natural Gas Internal Combustion Engine | NG | Natural Gas Peaker | IC | 1.4 | RE | 1948
8884 | Terrebonne Parish Consol Gov't | 1439 | Houma | LA | Terrebonne | 7 | Natural Gas Internal Combustion Engine | NG | Natural Gas Peaker | IC | 1.4 | RE | 1948
8884 | Terrebonne Parish Consol Gov't | 1439 | Houma | LA | Terrebonne | 8 | Natural Gas Internal Combustion Engine | NG | Natural Gas Peaker | IC | 1.4 | RE | 1948
8884 | Terrebonne Parish Consol Gov't | 1439 | Houma | LA | Terrebonne | 9 | Natural Gas Internal Combustion Engine | NG | Natural Gas Peaker | IC | 2.7 | RE | 1953
50111 | Lafayette Utilities System | 1445 | Rodemacher | LA | Lafayette | 3 | Natural Gas Steam Turbine | NG | Natural Gas Peaker | ST | 13.3 | RE | 1950
50111 | Lafayette Utilities System | 1445 | Rodemacher | LA | Lafayette | 4 | Natural Gas Steam Turbine | NG | Natural Gas Peaker | ST | 25.4 | RE | 1950
12625 | City of Minden - (LA) | 1447 | Minden | LA | WEBSTER | 3 | Petroleum Liquids | DFO | Petroleum | IC | 2.5 | RE | 1955
12625 | City of Minden - (LA) | 1447 | Minden | LA | WEBSTER | 4 | Petroleum Liquids | DFO | Petroleum | IC | 2.5 | RE | 1955
12625 | City of Minden - (LA) | 1447 | Minden | LA | WEBSTER | 5 | Petroleum Liquids | DFO | Petroleum | IC | 1.4 | RE | 1962
12625 | City of Minden - (LA) | 1447 | Minden | LA | WEBSTER | 7 | Petroleum Liquids | DFO | Petroleum | IC | 2 | RE | 1962
11241 | Entergy Louisiana LLC | 1448 | Monroe (LA) | LA | Ouachita | 10 | Natural Gas Steam Turbine | NG | Natural Gas Peaker | ST | 25 | RE | 1961
11241 | Entergy Louisiana LLC | 1448 | Monroe (LA) | LA | Ouachita | 11 | Natural Gas Steam Turbine | NG | Natural Gas Peaker | ST | 37.5 | RE | 1965
11241 | Entergy Louisiana LLC | 1448 | Monroe (LA) | LA | Ouachita | 12 | Natural Gas Steam Turbine | NG | Natural Gas Peaker | ST | 75 | RE | 1968
26253 | Louisiana Energy & Power Authority | 1449 | Morgan City | LA | St Mary | 1 | Natural Gas Steam Turbine | NG | Natural Gas Peaker | ST | 6 | RE | 1963
26253 | Louisiana Energy & Power Authority | 1449 | Morgan City | LA | St Mary | 2 | Natural Gas Steam Turbine | NG | Natural Gas Peaker | ST | 6 | RE | 1963
26253 | Louisiana Energy & Power Authority | 1449 | Morgan City | LA | St Mary | 3 | Natural Gas Steam Turbine | NG | Natural Gas Peaker | ST | 20.8 | RE | 1970
26253 | Louisiana Energy & Power Authority | 1449 | Morgan City | LA | St Mary | 4 | Natural Gas Steam Turbine | NG | Natural Gas Peaker | ST | 37.5 | RE | 1970
26253 | Louisiana Energy & Power Authority | 1455 | Plaquemine | LA | Iberville | 1 | Natural Gas Steam Turbine | NG | Natural Gas Peaker | ST | 20 | RE | 1971
26253 | Louisiana Energy & Power Authority | 1455 | Plaquemine | LA | Iberville | 2 | Natural Gas Steam Turbine | NG | Natural Gas Peaker | ST | 24 | RE | 1976
1179 | Emera Maine | 1466 | Bar Harbor | ME | Hancock | 1 | Petroleum Liquids | DFO | Petroleum | IC | 2 | RE | 1961
1179 | Emera Maine | 1466 | Bar Harbor | ME | Hancock | 2 | Petroleum Liquids | DFO | Petroleum | IC | 2 | RE | 1961
1179 | Emera Maine | 1466 | Bar Harbor | ME | Hancock | 3 | Petroleum Liquids | DFO | Petroleum | IC | 2 | RE | 1961
1179 | Emera Maine | 1466 | Bar Harbor | ME | Hancock | 4 | Petroleum Liquids | DFO | Petroleum | IC | 2 | RE | 1961
1179 | Emera Maine | 1468 | Eastport | ME | Washington | 1 | Petroleum Liquids | DFO | Petroleum | IC | 1 | RE | 1948
1179 | Emera Maine | 1468 | Eastport | ME | Washington | 2 | Petroleum Liquids | DFO | Petroleum | IC | 1 | RE | 1949
1179 | Emera Maine | 1474 | Medway | ME | Penobscot | IC1 | Petroleum Liquids | DFO | Petroleum | IC | 2 | RE | 1960
1179 | Emera Maine | 1474 | Medway | ME | Penobscot | IC2 | Petroleum Liquids | DFO | Petroleum | IC | 2 | RE | 1960
1179 | Emera Maine | 1474 | Medway | ME | Penobscot | IC3 | Petroleum Liquids | DFO | Petroleum | IC | 2 | RE | 1960
1179 | Emera Maine | 1474 | Medway | ME | Penobscot | IC4 | Petroleum Liquids | DFO | Petroleum | IC | 2 | RE | 1960
39006 | Brookfield White Pine Hydro LLC | 1487 | Continental Mills | ME | Androscoggin | CM1 | Conventional Hydroelectric | WAT | Hydro | HY | 0.4 | RE | 1920
39006 | Brookfield White Pine Hydro LLC | 1487 | Continental Mills | ME | Androscoggin | CM2 | Conventional Hydroelectric | WAT | Hydro | HY | 0.4 | RE | 1920
39006 | Brookfield White Pine Hydro LLC | 1487 | Continental Mills | ME | Androscoggin | CM3 | Conventional Hydroelectric | WAT | Hydro | HY | 0.4 | RE | 1920
39006 | Brookfield White Pine Hydro LLC | 1487 | Continental Mills | ME | Androscoggin | CM5 | Conventional Hydroelectric | WAT | Hydro | HY | 0.1 | RE | 1920
39006 | Brookfield White Pine Hydro LLC | 1487 | Continental Mills | ME | Androscoggin | CM6 | Conventional Hydroelectric | WAT | Hydro | HY | 0.1 | RE | 1920
39006 | Brookfield White Pine Hydro LLC | 1490 | Fort Halifax | ME | Kennebec | FH1 | Conventional Hydroelectric | WAT | Hydro | HY | 0.7 | RE | 1908
39006 | Brookfield White Pine Hydro LLC | 1490 | Fort Halifax | ME | Kennebec | FH2 | Conventional Hydroelectric | WAT | Hydro | HY | 0.7 | RE | 1908
4161 | Constellation Power Source Gen | 1559 | Riverside (MD) | MD | Baltimore | GT6 | Natural Gas Fired Combustion Turbine | NG | Natural Gas Peaker | GT | 135 | RE | 1970
23279 | Allegheny Energy Supply Co LLC | 1570 | FirstEnergy R Paul Smith Power Station | MD | WASHINGTON | 11 | Conventional Steam Coal | BIT | Hard Coal | ST | 75 | RE | 1958
23279 | Allegheny Energy Supply Co LLC | 1570 | FirstEnergy R Paul Smith Power Station | MD | WASHINGTON | 9 | Conventional Steam Coal | BIT | Hard Coal | ST | 34.5 | RE | 1947
6035 | Exelon Power | 1585 | Exelon Edgar LLC | MA | Norfolk | GT1 | Petroleum Liquids | DFO | Petroleum | GT | 14.2 | RE | 1969
6035 | Exelon Power | 1585 | Exelon Edgar LLC | MA | Norfolk | GT2 | Petroleum Liquids | DFO | Petroleum | GT | 14.2 | RE | 1969
49965 | Constellation Mystic Power LLC | 1588 | Mystic Generating Station | MA | Middlesex | 4 | Petroleum Liquids | RFO | Petroleum | ST | 156.2 | RE | 1957
49965 | Constellation Mystic Power LLC | 1588 | Mystic Generating Station | MA | Middlesex | 5 | Petroleum Liquids | RFO | Petroleum | ST | 156.2 | RE | 1959
49965 | Constellation Mystic Power LLC | 1588 | Mystic Generating Station | MA | Middlesex | 6 | Petroleum Liquids | RFO | Petroleum | ST | 156.2 | RE | 1961
6035 | Exelon Power | 1589 | New Boston Generating Station | MA | Suffolk | 1 | Natural Gas Steam Turbine | NG | Natural Gas Peaker | ST | 359 | RE | 1965
6035 | Exelon Power | 1589 | New Boston Generating Station | MA | Suffolk | 2 | Natural Gas Steam Turbine | NG | Natural Gas Peaker | ST | 358.7 | RE | 1967
59528 | Veolia - Kendall Green Energy | 1595 | Kendall Square Station | MA | Middlesex | JET2 | Petroleum Liquids | JF | Petroleum | GT | 20 | RE | 1972
21461 | NRG Canal LLC | 1599 | Canal | MA | Barnstable | UN2R | Natural Gas Fired Combustion Turbine | NG | Natural Gas Peaker | GT | 330 | IP
8776 | City of Holyoke Gas and Electric Dept. | 1605 | Hadley Falls | MA | Hampden | 3 | Conventional Hydroelectric | WAT | Hydro | HY | 3.5 | IP
58185 | FirstLight Power Resources, Inc. - MA | 1606 | Mount Tom | MA | Hampden | 1 | Conventional Steam Coal | BIT | Hard Coal | ST | 136 | RE | 1960
8776 | City of Holyoke Gas and Electric Dept. | 1607 | Riverside Holyoke | MA | Hampden | 6 | Conventional Hydroelectric | WAT | Hydro | HY | 1.1 | IP
13206 | Nantucket Electric Co | 1615 | Nantucket | MA | Nantucket | 10 | Petroleum Liquids | DFO | Petroleum | IC | 1.2 | RE | 1987
13206 | Nantucket Electric Co | 1615 | Nantucket | MA | Nantucket | 11 | Petroleum Liquids | DFO | Petroleum | IC | 1.2 | RE | 1987
13206 | Nantucket Electric Co | 1615 | Nantucket | MA | Nantucket | 14 | Petroleum Liquids | DFO | Petroleum | IC | 2.5 | RE | 1995
13206 | Nantucket Electric Co | 1615 | Nantucket | MA | Nantucket | 15 | Petroleum Liquids | DFO | Petroleum | IC | 2.5 | RE | 1995
13206 | Nantucket Electric Co | 1615 | Nantucket | MA | Nantucket | 16 | Petroleum Liquids | DFO | Petroleum | IC | 2.5 | RE | 1998
13206 | Nantucket Electric Co | 1615 | Nantucket | MA | Nantucket | 17 | Petroleum Liquids | DFO | Petroleum | IC | 2.5 | RE | 1998
58534 | Brayton Point Energy LLC | 1619 | Brayton Point | MA | Bristol | IC1 | Petroleum Liquids | DFO | Petroleum | IC | 2.7 | RE | 1967
58534 | Brayton Point Energy LLC | 1619 | Brayton Point | MA | Bristol | IC2 | Petroleum Liquids | DFO | Petroleum | IC | 2.7 | RE | 1967
58534 | Brayton Point Energy LLC | 1619 | Brayton Point | MA | Bristol | IC3 | Petroleum Liquids | DFO | Petroleum | IC | 2.7 | RE | 1967
58534 | Brayton Point Energy LLC | 1619 | Brayton Point | MA | Bristol | IC4 | Petroleum Liquids | DFO | Petroleum | IC | 2.7 | RE | 1967
59928 | Footprint Salem Harbor Development LP | 1626 | Salem Harbor | MA | Essex | 1 | Conventional Steam Coal | BIT | Hard Coal | ST | 81.9 | RE | 1952
59928 | Footprint Salem Harbor Development LP | 1626 | Salem Harbor | MA | Essex | 2 | Conventional Steam Coal | BIT | Hard Coal | ST | 82 | RE | 1952
59928 | Footprint Salem Harbor Development LP | 1626 | Salem Harbor | MA | Essex | 3 | Conventional Steam Coal | BIT | Hard Coal | ST | 165.7 | RE | 1958
59928 | Footprint Salem Harbor Development LP | 1626 | Salem Harbor | MA | Essex | 4 | Petroleum Liquids | RFO | Petroleum | ST | 475.5 | RE | 1972
56401 | NAEA Energy Massachusetts LLC | 1642 | Essential Power Massachusetts LLC | MA | Hampden | WS1 | Petroleum Liquids | RFO | Petroleum | ST | 51 | RE | 1949
56401 | NAEA Energy Massachusetts LLC | 1642 | Essential Power Massachusetts LLC | MA | Hampden | WS2 | Petroleum Liquids | RFO | Petroleum | ST | 51 | RE | 1952
2144 | Town of Braintree - (MA) | 1660 | Potter Station 2 | MA | Norfolk | IC2 | Petroleum Liquids | DFO | Petroleum | IC | 2.7 | RE | 1963
9442 | Town of Ipswich - (MA) | 1670 | High Street Station | MA | ESSEX | 3 | Petroleum Liquids | DFO | Petroleum | IC | 0.7 | RE | 1941
9442 | Town of Ipswich - (MA) | 1670 | High Street Station | MA | ESSEX | 4 | Petroleum Liquids | DFO | Petroleum | IC | 0.6 | RE | 1937
4254 | Consumers Energy Co | 1695 | B C Cobb | MI | Muskegon | 1 | Natural Gas Steam Turbine | NG | Natural Gas Peaker | ST | 69 | RE | 1948
4254 | Consumers Energy Co | 1695 | B C Cobb | MI | Muskegon | 2 | Natural Gas Steam Turbine | NG | Natural Gas Peaker | ST | 69 | RE | 1948
4254 | Consumers Energy Co | 1695 | B C Cobb | MI | Muskegon | 3 | Natural Gas Steam Turbine | NG | Natural Gas Peaker | ST | 69 | RE | 1950
4254 | Consumers Energy Co | 1696 | B E Morrow | MI | Kalamazoo | A | Natural Gas Fired Combustion Turbine | NG | Natural Gas Peaker | GT | 18 | RE | 1968
4254 | Consumers Energy Co | 1696 | B E Morrow | MI | Kalamazoo | B | Natural Gas Fired Combustion Turbine | NG | Natural Gas Peaker | GT | 18 | RE | 1969
4254 | Consumers Energy Co | 1706 | Gaylord - Consumers | MI | Otsego | 4 | Natural Gas Fired Combustion Turbine | NG | Natural Gas Peaker | GT | 16 | RE | 1966
4254 | Consumers Energy Co | 1706 | Gaylord - Consumers | MI | Otsego | 5 | Natural Gas Fired Combustion Turbine | NG | Natural Gas Peaker | GT | 16 | RE | 1968
4254 | Consumers Energy Co | 1719 | Thetford | MI | Genesee | 1 | Natural Gas Fired Combustion Turbine | NG | Natural Gas Peaker | GT | 33.6 | RE | 1970
4254 | Consumers Energy Co | 1719 | Thetford | MI | Genesee | 2 | Natural Gas Fired Combustion Turbine | NG | Natural Gas Peaker | GT | 33.6 | RE | 1970
4254 | Consumers Energy Co | 1719 | Thetford | MI | Genesee | 3 | Natural Gas Fired Combustion Turbine | NG | Natural Gas Peaker | GT | 33.6 | RE | 1970
4254 | Consumers Energy Co | 1719 | Thetford | MI | Genesee | 4 | Natural Gas Fired Combustion Turbine | NG | Natural Gas Peaker | GT | 33.6 | RE | 1970
4254 | Consumers Energy Co | 1719 | Thetford | MI | Genesee | 5 | Natural Gas Fired Combustion Turbine | NG | Natural Gas Peaker | GT | 17.6 | RE | 1971
4254 | Consumers Energy Co | 1719 | Thetford | MI | Genesee | 6 | Natural Gas Fired Combustion Turbine | NG | Natural Gas Peaker | GT | 17.6 | RE | 1971
4254 | Consumers Energy Co | 1719 | Thetford | MI | Genesee | 7 | Natural Gas Fired Combustion Turbine | NG | Natural Gas Peaker | GT | 17.6 | RE | 1971
4254 | Consumers Energy Co | 1719 | Thetford | MI | Genesee | 8 | Natural Gas Fired Combustion Turbine | NG | Natural Gas Peaker | GT | 17.6 | RE | 1971
4254 | Consumers Energy Co | 1719 | Thetford | MI | Genesee | 9 | Natural Gas Fired Combustion Turbine | NG | Natural Gas Peaker | GT | 17.6 | RE | 1971
4254 | Consumers Energy Co | 1720 | J C Weadock | MI | Bay | A | Natural Gas Fired Combustion Turbine | NG | Natural Gas Peaker | GT | 18.6 | RE | 1968
4254 | Consumers Energy Co | 1723 | J R Whiting | MI | Monroe | A | Petroleum Liquids | DFO | Petroleum | GT | 18.6 | RE | 1968
5109 | DTE Electric Company | 1726 | Conners Creek | MI | Wayne | 1 | Petroleum Liquids | DFO | Petroleum | IC | 2.7 | RE | 1971
5109 | DTE Electric Company | 1726 | Conners Creek | MI | Wayne | 15 | Natural Gas Steam Turbine | NG | Natural Gas Peaker | ST | 135 | RE | 1951
5109 | DTE Electric Company | 1726 | Conners Creek | MI | Wayne | 16 | Natural Gas Steam Turbine | NG | Natural Gas Peaker | ST | 135 | RE | 1951
5109 | DTE Electric Company | 1726 | Conners Creek | MI | Wayne | 2 | Petroleum Liquids | DFO | Petroleum | IC | 2.7 | RE | 1971
5109 | DTE Electric Company | 1727 | Dayton (MI) | MI | Wayne | 1 | Petroleum Liquids | DFO | Petroleum | IC | 2 | RE | 1966
5109 | DTE Electric Company | 1727 | Dayton (MI) | MI | Wayne | 2 | Petroleum Liquids | DFO | Petroleum | IC | 2 | RE | 1966
5109 | DTE Electric Company | 1727 | Dayton (MI) | MI | Wayne | 3 | Petroleum Liquids | DFO | Petroleum | IC | 2 | RE | 1966
5109 | DTE Electric Company | 1727 | Dayton (MI) | MI | Wayne | 4 | Petroleum Liquids | DFO | Petroleum | IC | 2 | RE | 1966
5109 | DTE Electric Company | 1727 | Dayton (MI) | MI | Wayne | 5 | Petroleum Liquids | DFO | Petroleum | IC | 2 | RE | 1966
5109 | DTE Electric Company | 1731 | Harbor Beach | MI | Huron | 1 | Conventional Steam Coal | BIT | Hard Coal | ST | 121 | RE | 1968
5109 | DTE Electric Company | 1731 | Harbor Beach | MI | Huron | IC1 | Petroleum Liquids | DFO | Petroleum | IC | 2 | RE | 1967
5109 | DTE Electric Company | 1731 | Harbor Beach | MI | Huron | IC2 | Petroleum Liquids | DFO | Petroleum | IC | 2 | RE | 1967
5109 | DTE Electric Company | 1732 | Marysville | MI | St Clair | 6 | Conventional Steam Coal | BIT | Hard Coal | ST | 50 | RE | 1930
5109 | DTE Electric Company | 1732 | Marysville | MI | St Clair | 7 | Conventional Steam Coal | BIT | Hard Coal | ST | 75 | RE | 1943
5109 | DTE Electric Company | 1732 | Marysville | MI | St Clair | 8 | Conventional Steam Coal | BIT | Hard Coal | ST | 75 | RE | 1947
5109 | DTE Electric Company | 1743 | St Clair | MI | St Clair | 5 | Petroleum Liquids | RFO | Petroleum | ST | 357.7 | RE | 1959
5109 | DTE Electric Company | 1745 | Trenton Channel | MI | Wayne | 8 | Conventional Steam Coal | SUB | Hard Coal | ST | 120 | RE | 1950
20847 | Wisconsin Electric Power Co | 1769 | Presque Isle | MI | Marquette | 1 | Conventional Steam Coal | BIT | Hard Coal | ST | 25 | RE | 1955
20847 | Wisconsin Electric Power Co | 1769 | Presque Isle | MI | Marquette | 2 | Conventional Steam Coal | BIT | Hard Coal | ST | 37.5 | RE | 1962
20847 | Wisconsin Electric Power Co | 1769 | Presque Isle | MI | Marquette | 3 | Conventional Steam Coal | BIT | Hard Coal | ST | 54.4 | RE | 1964
20847 | Wisconsin Electric Power Co | 1769 | Presque Isle | MI | Marquette | 4 | Conventional Steam Coal | BIT | Hard Coal | ST | 57.8 | RE | 1966
3813 | Village of Clinton - (MI) | 1818 | Clinton | MI | LENAWEE | 3 | Petroleum Liquids | DFO | Petroleum | IC | 0.4 | RE | 1955
3813 | Village of Clinton - (MI) | 1818 | Clinton | MI | LENAWEE | 4 | Petroleum Liquids | DFO | Petroleum | IC | 0.4 | RE | 1955
3813 | Village of Clinton - (MI) | 1818 | Clinton | MI | LENAWEE | 5 | Petroleum Liquids | DFO | Petroleum | IC | 0.4 | RE | 1955
8205 | City of Hart Hydro - (MI) | 1827 | Hart | MI | OCEANA | 2 | Petroleum Liquids | DFO | Petroleum | IC | 0.6 | RE | 1938
8631 | Hillsdale Board of Public Wks | 1829 | Hillsdale | MI | Hillsdale | 10 | Petroleum Liquids | DFO | Petroleum | IC | 1.8 | RE | 2008
8631 | Hillsdale Board of Public Wks | 1829 | Hillsdale | MI | Hillsdale | 7 | Petroleum Liquids | DFO | Petroleum | IC | 1.6 | RE | 2008
8631 | Hillsdale Board of Public Wks | 1829 | Hillsdale | MI | Hillsdale | 8 | Petroleum Liquids | DFO | Petroleum | IC | 1.6 | RE | 2008
8631 | Hillsdale Board of Public Wks | 1829 | Hillsdale | MI | Hillsdale | 9 | Petroleum Liquids | DFO | Petroleum | IC | 1.8 | RE | 2008
56155 | Lansing Board of Water and Light | 1831 | Eckert Station | MI | Ingham | 2 | Conventional Steam Coal | SUB | Hard Coal | ST | 44 | RE | 1958
11268 | City of Lowell - (MI) | 1837 | Lowell | MI | Kent | 5 | Natural Gas Internal Combustion Engine | NG | Natural Gas Peaker | IC | 1.1 | RE | 1965
11268 | City of Lowell - (MI) | 1837 | Lowell | MI | Kent | 6 | Natural Gas Internal Combustion Engine | NG | Natural Gas Peaker | IC | 1.1 | RE | 1956
11268 | City of Lowell - (MI) | 1837 | Lowell | MI | Kent | 7 | Natural Gas Internal Combustion Engine | NG | Natural Gas Peaker | IC | 1.4 | RE | 1973
15246 | City of Portland - (MI) | 1851 | Frank Jenkins | MI | IONIA | 3 | Petroleum Liquids | DFO | Petroleum | IC | 0.3 | RE | 1935
18252 | City of Sturgis | 1855 | Sturgis City Diesel Plant | MI | St Joseph | 1 | Petroleum Liquids | DFO | Petroleum | IC | 1 | RE | 1947
18252 | City of Sturgis | 1855 | Sturgis City Diesel Plant | MI | St Joseph | 2 | Petroleum Liquids | DFO | Petroleum | IC | 1 | RE | 1948
18252 | City of Sturgis | 1855 | Sturgis City Diesel Plant | MI | St Joseph | 4 | Petroleum Liquids | DFO | Petroleum | IC | 1 | RE | 1947
18252 | City of Sturgis | 1855 | Sturgis City Diesel Plant | MI | St Joseph | 5 | Petroleum Liquids | DFO | Petroleum | IC | 1 | RE | 1947
3828 | Cloverland Electric Co-op | 1868 | Dafter | MI | Chippewa | 2 | Petroleum Liquids | DFO | Petroleum | IC | 1 | RE | 1955
20910 | Wolverine Power Supply Coop | 1873 | Tower | MI | Cheboygan | 2 | Petroleum Liquids | DFO | Petroleum | IC | 1.3 | RE | 1948
20910 | Wolverine Power Supply Coop | 1873 | Tower | MI | Cheboygan | 3 | Petroleum Liquids | DFO | Petroleum | IC | 1.3 | RE | 1951
20910 | Wolverine Power Supply Coop | 1873 | Tower | MI | Cheboygan | IC1 | Petroleum Liquids | DFO | Petroleum | IC | 1.3 | RE | 1948
20910 | Wolverine Power Supply Coop | 1877 | George Johnson | MI | Osceola | 1 | Natural Gas Internal Combustion Engine | NG | Natural Gas Peaker | IC | 0.7 | RE | 1947
20910 | Wolverine Power Supply Coop | 1877 | George Johnson | MI | Osceola | 2 | Natural Gas Internal Combustion Engine | NG | Natural Gas Peaker | IC | 0.7 | RE | 1948
20910 | Wolverine Power Supply Coop | 1877 | George Johnson | MI | Osceola | 3 | Natural Gas Internal Combustion Engine | NG | Natural Gas Peaker | IC | 1.1 | RE | 1949
20910 | Wolverine Power Supply Coop | 1877 | George Johnson | MI | Osceola | 4 | Natural Gas Internal Combustion Engine | NG | Natural Gas Peaker | IC | 2.5 | RE | 1951
20910 | Wolverine Power Supply Coop | 1877 | George Johnson | MI | Osceola | 5 | Natural Gas Internal Combustion Engine | NG | Natural Gas Peaker | IC | 2.5 | RE | 1951
20910 | Wolverine Power Supply Coop | 1877 | George Johnson | MI | Osceola | 6 | Natural Gas Internal Combustion Engine | NG | Natural Gas Peaker | IC | 2.5 | RE | 1952
20910 | Wolverine Power Supply Coop | 1877 | George Johnson | MI | Osceola | 7 | Natural Gas Fired Combustion Turbine | NG | Natural Gas Peaker | GT | 11 | RE | 1973
20910 | Wolverine Power Supply Coop | 1877 | George Johnson | MI | Osceola | 8 | Natural Gas Fired Combustion Turbine | NG | Natural Gas Peaker | GT | 11 | RE | 1973
20910 | Wolverine Power Supply Coop | 1879 | Scottville | MI | Mason | 4 | Petroleum Liquids | DFO | Petroleum | IC | 1.1 | RE | 1947
20910 | Wolverine Power Supply Coop | 1879 | Scottville | MI | Mason | 5 | Petroleum Liquids | DFO | Petroleum | IC | 1.1 | RE | 1947
20910 | Wolverine Power Supply Coop | 1879 | Scottville | MI | Mason | 6 | Petroleum Liquids | DFO | Petroleum | IC | 1.9 | RE | 1961
20910 | Wolverine Power Supply Coop | 1880 | Claude Vandyke | MI | Allegan | 5 | Natural Gas Internal Combustion Engine | NG | Natural Gas Peaker | IC | 3.5 | RE | 1959
20910 | Wolverine Power Supply Coop | 1881 | Vestaburg | MI | Montcalm | 2 | Petroleum Liquids | DFO | Petroleum | IC | 0.3 | RE | 1939
20910 | Wolverine Power Supply Coop | 1881 | Vestaburg | MI | Montcalm | 4 | Petroleum Liquids | DFO | Petroleum | IC | 0.7 | RE | 1939
20910 | Wolverine Power Supply Coop | 1881 | Vestaburg | MI | Montcalm | 5 | Petroleum Liquids | DFO | Petroleum | IC | 0.7 | RE | 1941
9417 | Interstate Power and Light Co | 1888 | Fox Lake | MN | Martin | 2 | Natural Gas Steam Turbine | NG | Natural Gas Peaker | ST | 11.5 | RE | 1951
9417 | Interstate Power and Light Co | 1888 | Fox Lake | MN | Martin | 4 | Petroleum Liquids | DFO | Petroleum | GT | 28.8 | RE | 1974
9417 | Interstate Power and Light Co | 1889 | Hills | MN | Rock | 1 | Petroleum Liquids | DFO | Petroleum | IC | 2 | RE | 1996
9417 | Interstate Power and Light Co | 1889 | Hills | MN | Rock | 2 | Petroleum Liquids | DFO | Petroleum | IC | 2 | RE | 1960
12647 | ALLETE, Inc. | 1897 | M L Hibbard | MN | St Louis | 1 | Petroleum Liquids | RFO | Petroleum | ST | 25 | RE | 1931
12647 | ALLETE, Inc. | 1897 | M L Hibbard | MN | St Louis | 2 | Petroleum Liquids | RFO | Petroleum | ST | 25 | RE | 1943
13781 | Northern States Power Co - Minnesota | 1904 | Black Dog | MN | Dakota | 1 | Conventional Steam Coal | SUB | Hard Coal | ST | 81 | RE | 1952
13781 | Northern States Power Co - Minnesota | 1904 | Black Dog | MN | Dakota | 3 | Conventional Steam Coal | SUB | Hard Coal | ST | 113.6 | RE | 1955
13781 | Northern States Power Co - Minnesota | 1904 | Black Dog | MN | Dakota | 4 | Conventional Steam Coal | SUB | Hard Coal | ST | 163.2 | RE | 1960
13781 | Northern States Power Co - Minnesota | 1904 | Black Dog | MN | Dakota | 6 | Natural Gas Fired Combined Cycle | NG | Natural Gas Nonpeaker | CA | 360 | IP
13781 | Northern States Power Co - Minnesota | 1904 | Black Dog | MN | Dakota | 7 | Natural Gas Fired Combined Cycle | NG | Natural Gas Nonpeaker | CT | 200 | IP
13781 | Northern States Power Co - Minnesota | 1904 | Black Dog | MN | Dakota | 8 | Natural Gas Fired Combined Cycle | NG | Natural Gas Nonpeaker | CT | 200 | IP
13781 | Northern States Power Co - Minnesota | 1912 | High Bridge | MN | Ramsey | 5 | Conventional Steam Coal | SUB | Hard Coal | ST | 113.6 | RE | 1956
13781 | Northern States Power Co - Minnesota | 1912 | High Bridge | MN | Ramsey | 6 | Conventional Steam Coal | SUB | Hard Coal | ST | 163.2 | RE | 1959
13781 | Northern States Power Co - Minnesota | 1914 | Key City | MN | Blue Earth | 1 | Natural Gas Fired Combustion Turbine | NG | Natural Gas Peaker | GT | 18 | RE | 1970
13781 | Northern States Power Co - Minnesota | 1914 | Key City | MN | Blue Earth | 2 | Natural Gas Fired Combustion Turbine | NG | Natural Gas Peaker | GT | 18 | RE | 1970
13781 | Northern States Power Co - Minnesota | 1914 | Key City | MN | Blue Earth | 3 | Natural Gas Fired Combustion Turbine | NG | Natural Gas Peaker | GT | 18 | RE | 1970
13781 | Northern States Power Co - Minnesota | 1914 | Key City | MN | Blue Earth | 4 | Natural Gas Fired Combustion Turbine | NG | Natural Gas Peaker | GT | 18 | RE | 1970
13781 | Northern States Power Co - Minnesota | 1918 | Minnesota Valley | MN | Chippewa | 3 | Natural Gas Steam Turbine | NG | Natural Gas Peaker | ST | 46 | RE | 1953
13781 | Northern States Power Co - Minnesota | 1927 | Riverside (MN) | MN | Hennepin | 8 | Conventional Steam Coal | SUB | Hard Coal | ST | 238.8 | RE | 1964
13781 | Northern States Power Co - Minnesota | 1932 | West Fairbault | MN | Rice | 1 | Natural Gas Fired Combustion Turbine | NG | Natural Gas Peaker | GT | 16.2 | RE | 1965
13781 | Northern States Power Co - Minnesota | 1932 | West Fairbault | MN | Rice | 2 | Natural Gas Fired Combustion Turbine | NG | Natural Gas Peaker | GT | 16.2 | RE | 1965
13781 | Northern States Power Co - Minnesota | 1932 | West Fairbault | MN | Rice | 3 | Natural Gas Fired Combustion Turbine | NG | Natural Gas Peaker | GT | 16.2 | RE | 1965
14232 | Otter Tail Power Co | 1943 | Hoot Lake | MN | Otter Tail | 1 | Conventional Steam Coal | SUB | Hard Coal | ST | 7.5 | RE | 1948
150 | Adrian Public Utilities Comm | 1956 | Adrian | MN | NOBLES | 3 | Petroleum Liquids | DFO | Petroleum | IC | 0.4 | RE | 1948
150 | Adrian Public Utilities Comm | 1956 | Adrian | MN | NOBLES | 4 | Petroleum Liquids | DFO | Petroleum | IC | 0.6 | RE | 1954
1009 | City of Austin - (MN) | 1960 | Austin Downtown | MN | Mower | 1 | Natural Gas Steam Turbine | NG | Natural Gas Peaker | ST | 5 | RE | 1940
1009 | City of Austin - (MN) | 1960 | Austin Downtown | MN | Mower | 2 | Natural Gas Steam Turbine | NG | Natural Gas Peaker | ST | 3.5 | RE | 1935
1009 | City of Austin - (MN) | 1960 | Austin Downtown | MN | Mower | 3 | Natural Gas Steam Turbine | NG | Natural Gas Peaker | ST | 7.5 | RE | 1946
1009 | City of Austin - (MN) | 1960 | Austin Downtown | MN | Mower | 4 | Natural Gas Steam Turbine | NG | Natural Gas Peaker | ST | 11.5 | RE | 1955
1009 | City of Austin - (MN) | 1960 | Austin Downtown | MN | Mower | 5 | Natural Gas Fired Combustion Turbine | NG | Natural Gas Peaker | GT | 6 | RE | 1961
1573 | City of Benson - (MN) | 1964 | Benson City of | MN | Swift | 5 | Petroleum Liquids | DFO | Petroleum | IC | 0.9 | RE | 1948
1573 | City of Benson - (MN) | 1964 | Benson City of | MN | Swift | 6 | Petroleum Liquids | DFO | Petroleum | IC | 1.3 | RE | 1955
1871 | City of Blooming Prairie - (MN) | 1966 | Blooming Prairie | MN | Steele | 3 | Petroleum Liquids | DFO | Petroleum | IC | 1.4 | RE | 1957
6138 | City of Fairfax - (MN) | 1972 | Fairfax | MN | Renville | 1 | Petroleum Liquids | DFO | Petroleum | IC | 0.9 | RE | 1948
6138 | City of Fairfax - (MN) | 1972 | Fairfax | MN | Renville | 4 | Petroleum Liquids | DFO | Petroleum | IC | 0.6 | RE | 1940
40580 | Southern Minnesota Mun P Agny | 1973 | Fairmont (MN) | MN | Martin | 3 | Natural Gas Steam Turbine | NG | Natural Gas Peaker | ST | 5 | RE | 1945
40580 | Southern Minnesota Mun P Agny | 1973 | Fairmont (MN) | MN | Martin | 4 | Natural Gas Steam Turbine | NG | Natural Gas Peaker | ST | 5 | RE | 1949
40580 | Southern Minnesota Mun P Agny | 1973 | Fairmont (MN) | MN | Martin | 5 | Natural Gas Steam Turbine | NG | Natural Gas Peaker | ST | 12.5 | RE | 1959
7292 | Glencoe Light & Power Comm | 1975 | Glencoe | MN | McLeod | 6 | Petroleum Liquids | DFO | Petroleum | IC | 1.3 | RE | 1961
7487 | City of Grand Marais - (MN) | 1976 | Grand Marais | MN | COOK | 2 | Petroleum Liquids | DFO | Petroleum | IC | 0.6 | RE | 1956
7487 | City of Grand Marais - (MN) | 1976 | Grand Marais | MN | COOK | 4 | Petroleum Liquids | DFO | Petroleum | IC | 0.1 | RE | 1940
7487 | City of Grand Marais - (MN) | 1976 | Grand Marais | MN | COOK | 5 | Petroleum Liquids | DFO | Petroleum | IC | 1.1 | RE | 1962
7487 | City of Grand Marais - (MN) | 1976 | Grand Marais | MN | COOK | 6 | Petroleum Liquids | DFO | Petroleum | IC | 1.2 | RE | 1969
9130 | Hutchinson Utilities Comm | 1980 | Hutchinson Plant #1 | MN | McLeod | 5 | Petroleum Liquids | DFO | Petroleum | IC | 2.1 | RE | 1941
9130 | Hutchinson Utilities Comm | 1980 | Hutchinson Plant #1 | MN | McLeod | 6 | Petroleum Liquids | DFO | Petroleum | IC | 2.1 | RE | 1947
9130 | Hutchinson Utilities Comm | 1980 | Hutchinson Plant #1 | MN | McLeod | 7 | Natural Gas Internal Combustion Engine | NG | Natural Gas Peaker | IC | 5 | RE | 1964
11332 | City of Luverne - (MN) | 1990 | Luverne | MN | ROCK | 3 | Natural Gas Steam Turbine | NG | Natural Gas Peaker | ST | 3 | RE | 1951
11332 | City of Luverne - (MN) | 1990 | Luverne | MN | ROCK | 4A | Petroleum Liquids | DFO | Petroleum | IC | 0.3 | RE | 1936
11332 | City of Luverne - (MN) | 1990 | Luverne | MN | ROCK | 4B | Petroleum Liquids | DFO | Petroleum | IC | 0.6 | RE | 1941
12894 | City of Moorhead - (MN) | 1995 | Moorhead | MN | Clay | 6 | Petroleum Liquids | DFO | Petroleum | GT | 10 | RE | 1961
12897 | Moose Lake Water & Light Comm | 1996 | Moose Lake | MN | Carlton | 2 | Petroleum Liquids | DFO | Petroleum | IC | 1.1 | RE | 1952
13480 | New Prague Utilities Comm | 1999 | New Prague | MN | Le Sueur | 1 | Natural Gas Internal Combustion Engine | NG | Natural Gas Peaker | IC | 1.4 | RE | 1948
13681 | North Branch Water & Light Comm | 2002 | North Branch (MN) | MN | Chisago | 1 | Petroleum Liquids | DFO | Petroleum | IC | 0.9 | RE | 1960
13681 | North Branch Water & Light Comm | 2002 | North Branch (MN) | MN | Chisago | 2 | Petroleum Liquids | DFO | Petroleum | IC | 1.4 | RE | 1971
14246 | City of Owatonna - (MN) | 2003 | Owatonna | MN | Steele | 5 | Natural Gas Steam Turbine | NG | Natural Gas Peaker | ST | 6 | RE | 1957
14246 | City of Owatonna - (MN) | 2003 | Owatonna | MN | Steele | 6 | Natural Gas Steam Turbine | NG | Natural Gas Peaker | ST | 20 | RE | 1969
15348 | Preston Public Utilities Comm | 2004 | Preston (MN) | MN | Fillmore | 1 | Petroleum Liquids | DFO | Petroleum | IC | 0.1 | RE | 1935
15348 | Preston Public Utilities Comm | 2004 | Preston (MN) | MN | Fillmore | 2 | Petroleum Liquids | DFO | Petroleum | IC | 0.2 | RE | 1935
15348 | Preston Public Utilities Comm | 2004 | Preston (MN) | MN | Fillmore | 3 | Petroleum Liquids | DFO | Petroleum | IC | 0.3 | RE | 1939
15387 | Princeton Public Utils Comm | 2005 | Princeton (MN) | MN | MILLE LACS | 1 | Petroleum Liquids | DFO | Petroleum | IC | 0.1 | RE | 1938
15387 | Princeton Public Utils Comm | 2005 | Princeton (MN) | MN | MILLE LACS | 2 | Petroleum Liquids | DFO | Petroleum | IC | 0.1 | RE | 1938
16181 | Rochester Public Utilities | 2008 | Silver Lake | MN | Olmsted | 1 | Conventional Steam Coal | BIT | Hard Coal | ST | 8 | RE | 1948
16181 | Rochester Public Utilities | 2008 | Silver Lake | MN | Olmsted | 2 | Conventional Steam Coal | BIT | Hard Coal | ST | 12 | RE | 1953
16181 | Rochester Public Utilities | 2008 | Silver Lake | MN | Olmsted | 3 | Conventional Steam Coal | BIT | Hard Coal | ST | 25 | RE | 1962
16181 | Rochester Public Utilities | 2008 | Silver Lake | MN | Olmsted | 4 | Conventional Steam Coal | BIT | Hard Coal | ST | 54 | RE | 1969
15793 | Redwood Falls Public Util Comm | 2009 | Redwood Falls | MN | Redwood | 1 | Conventional Hydroelectric | WAT | Hydro | HY | 0.5 | RE | 1930
17320 | Sleepy Eye Public Utility Comm | 2011 | Sleepy Eye | MN | Brown | 3 | Petroleum Liquids | DFO | Petroleum | IC | 1.5 | RE | 1961
17836 | Springfield Public Utils Comm - (MN) | 2012 | Springfield (MN) | MN | Brown | 4 | Natural Gas Steam Turbine | NG | Natural Gas Peaker | ST | 4 | RE | 1961
17824 | Spring Valley Pub Utils Comm | 2013 | Spring Valley | MN | Fillmore | 1 | Petroleum Liquids | DFO | Petroleum | IC | 0.8 | RE | 1949
19883 | City of Virginia - (MN) | 2018 | Virginia | MN | St Louis | 1A | Conventional Steam Coal | SUB | Hard Coal | ST | 4 | RE | 1992
20430 | City of Westbrook | 2021 | Westbrook | MN | Cottonwood | 3 | Petroleum Liquids | DFO | Petroleum | IC | 0.5 | RE | 1940
20430 | City of Westbrook | 2021 | Westbrook | MN | Cottonwood | 4 | Petroleum Liquids | DFO | Petroleum | IC | 0.7 | RE | 1952
20737 | Willmar Municipal Utilities | 2022 | Willmar | MN | Kandiyohi | ST1 | Conventional Steam Coal | SUB | Hard Coal | ST | 4 | RE | 1949
12686 | Mississippi Power Co | 2046 | Eaton | MS | Forrest | 1 | Natural Gas Steam Turbine | NG | Natural Gas Peaker | ST | 25.9 | RE | 1945
12686 | Mississippi Power Co | 2046 | Eaton | MS | Forrest | 2 | Natural Gas Steam Turbine | NG | Natural Gas Peaker | ST | 25.9 | RE | 1947
12686 | Mississippi Power Co | 2046 | Eaton | MS | Forrest | 3 | Natural Gas Steam Turbine | NG | Natural Gas Peaker | ST | 25.9 | RE | 1949
12686 | Mississippi Power Co | 2049 | Jack Watson | MS | Harrison | 1 | Natural Gas Steam Turbine | NG | Natural Gas Peaker | ST | 93.8 | RE | 1957
12686 | Mississippi Power Co | 2049 | Jack Watson | MS | Harrison | 2 | Natural Gas Steam Turbine | NG | Natural Gas Peaker | ST | 93.8 | RE | 1960
12685 | Entergy Mississippi Inc | 2051 | Delta (MS) | MS | Bolivar | 1 | Natural Gas Steam Turbine | NG | Natural Gas Peaker | ST | 112.5 | RE | 1953
12685 | Entergy Mississippi Inc | 2051 | Delta (MS) | MS | Bolivar | 2 | Natural Gas Steam Turbine | NG | Natural Gas Peaker | ST | 112.5 | RE | 1953
12685 | Entergy Mississippi Inc | 2052 | Natchez | MS | Adams | 1 | Natural Gas Steam Turbine | NG | Natural Gas Peaker | ST | 66 | RE | 1951
12685 | Entergy Mississippi Inc | 2053 | Rex Brown | MS | Hinds | 1 | Natural Gas Steam Turbine | NG | Natural Gas Peaker | ST | 34.5 | RE | 1948
3702 | Clarksdale Public Utilities | 2060 | Third Street | MS | Coahoma | 4 | Natural Gas Steam Turbine | NG | Natural Gas Peaker | ST | 4 | RE | 1951
3702 | Clarksdale Public Utilities | 2060 | Third Street | MS | Coahoma | 5 | Natural Gas Steam Turbine | NG | Natural Gas Peaker | ST | 9 | RE | 1946
7651 | Greenwood Utilities Comm | 2063 | Wright | MS | Leflore | W1 | Natural Gas Steam Turbine | NG | Natural Gas Peaker | ST | 7.5 | RE | 1948
7651 | Greenwood Utilities Comm | 2063 | Wright | MS | Leflore | W2 | Natural Gas Steam Turbine | NG | Natural Gas Peaker | ST | 5 | RE | 1952
7651 | Greenwood Utilities Comm | 2063 | Wright | MS | Leflore | W3 | Natural Gas Steam Turbine | NG | Natural Gas Peaker | ST | 5 | RE | 1955
5860 | Empire District Electric Co | 2076 | Asbury | MO | Jasper | 2 | Conventional Steam Coal | SUB | Hard Coal | ST | 18.7 | RE | 1986
10000 | Kansas City Power & Light Co | 2078 | Grand Avenue | MO | Jackson | 7 | Natural Gas Steam Turbine | NG | Natural Gas Peaker | ST | 43 | RE | 1929
10000 | Kansas City Power & Light Co | 2078 | Grand Avenue | MO | Jackson | 9 | Natural Gas Steam Turbine | NG | Natural Gas Peaker | ST | 40.2 | RE | 1948
19436 | Union Electric Co - (MO) | 2096 | Viaduct | MO | Cape Girardeau | 1 | Natural Gas Fired Combustion Turbine | NG | Natural Gas Peaker | GT | 30.6 | RE | 1967
2647 | City of Butler - (MO) | 2115 | Butler Municipal Power Plant | MO | Bates | 3 | Petroleum Liquids | DFO | Petroleum | IC | 0.8 | RE | 1946
3082 | Carrollton Board of Public Wks | 2120 | Carrollton | MO | Carroll | 1 | Petroleum Liquids | DFO | Petroleum | IC | 0.3 | RE | 1941
3082 | Carrollton Board of Public Wks | 2120 | Carrollton | MO | Carroll | 2 | Petroleum Liquids | DFO | Petroleum | IC | 0.3 | RE | 1941
3082 | Carrollton Board of Public Wks | 2120 | Carrollton | MO | Carroll | 4 | Natural Gas Internal Combustion Engine | NG | Natural Gas Peaker | IC | 0.8 | RE | 1963
3082 | Carrollton Board of Public Wks | 2120 | Carrollton | MO | Carroll | 5 | Natural Gas Internal Combustion Engine | NG | Natural Gas Peaker | IC | 0.9 | RE | 1951
3082 | Carrollton Board of Public Wks | 2120 | Carrollton | MO | Carroll | 6 | Natural Gas Internal Combustion Engine | NG | Natural Gas Peaker | IC | 1.1 | RE | 1956
3486 | Chillicothe Municipal Utils | 2122 | Chillicothe | MO | Livingston | 4A | Conventional Steam Coal | BIT | Hard Coal | ST | 2.5 | RE | 1938
3486 | Chillicothe Municipal Utils | 2122 | Chillicothe | MO | Livingston | 5 | Conventional Steam Coal | BIT | Hard Coal | ST | 5 | RE | 1948
3486 | Chillicothe Municipal Utils | 2122 | Chillicothe | MO | Livingston | 6 | Conventional Steam Coal | BIT | Hard Coal | ST | 6 | RE | 1958
6839 | City of Fulton - (MO) | 2126 | Fulton (MO) | MO | Callaway | IC2 | Petroleum Liquids | DFO | Petroleum | IC | 5 | RE | 1966
9231 | City of Independence - (MO) | 2132 | Blue Valley | MO | Jackson | GT1 | Natural Gas Fired Combustion Turbine | NG | Natural Gas Peaker | GT | 61 | RE | 1976
9603 | City of Jackson - (MO) | 2137 | Jackson (MO) | MO | Cape Girardeau | 1 | Petroleum Liquids | DFO | Petroleum | IC | 1 | RE | 1954
9603 | City of Jackson - (MO) | 2137 | Jackson (MO) | MO | Cape Girardeau | 2 | Petroleum Liquids | DFO | Petroleum | IC | 1 | RE | 1954
10538 | City of La Plata - (MO) | 2140 | La Plata | MO | Macon | 5 | Petroleum Liquids | DFO | Petroleum | IC | 0.9 | RE | 1960
10538 | City of La Plata - (MO) | 2140 | La Plata | MO | Macon | 6 | Petroleum Liquids | DFO | Petroleum | IC | 1 | RE | 1990
10538 | City of La Plata - (MO) | 2140 | La Plata | MO | Macon | 7 | Petroleum Liquids | DFO | Petroleum | IC | 1 | RE | 1990
10538 | City of La Plata - (MO) | 2140 | La Plata | MO | Macon | 8 | Petroleum Liquids | DFO | Petroleum | IC | 1 | RE | 1998
10538 | City of La Plata - (MO) | 2140 | La Plata | MO | Macon | 9 | Petroleum Liquids | DFO | Petroleum | IC | 1 | RE | 1998
11460 | City of Macon - (MO) | 2141 | Macon | MO | Macon | 1 | Petroleum Liquids | DFO | Petroleum | IC | 5.2 | RE | 1968
11540 | City of Malden - (MO) | 2142 | Malden | MO | Dunklin | 1 | Petroleum Liquids | DFO | Petroleum | IC | 1.4 | RE | 1951
12802 | City of Monroe City - (MO) | 2146 | Monroe (MO) | MO | MONROE | 1 | Petroleum Liquids | DFO | Petroleum | IC | 0.7 | RE | 1940
12802 | City of Monroe City - (MO) | 2146 | Monroe (MO) | MO | MONROE | 2 | Petroleum Liquids | DFO | Petroleum | IC | 1.3 | RE | 1955
12802 | City of Monroe City - (MO) | 2146 | Monroe (MO) | MO | MONROE | 3 | Natural Gas Internal Combustion Engine | NG | Natural Gas Peaker | IC | 1.1 | RE | 1964
12802 | City of Monroe City - (MO) | 2146 | Monroe (MO) | MO | MONROE | 4 | Natural Gas Internal Combustion Engine | NG | Natural Gas Peaker | IC | 1.1 | RE | 1958
12802 | City of Monroe City - (MO) | 2146 | Monroe (MO) | MO | MONROE | 6 | Natural Gas Internal Combustion Engine | NG | Natural Gas Peaker | IC | 2 | RE | 1971
12802 | City of Monroe City - (MO) | 2146 | Monroe (MO) | MO | MONROE | 7 | Natural Gas Internal Combustion Engine | NG | Natural Gas Peaker | IC | 2.2 | RE | 1973
13971 | City of Odessa - (MO) | 2148 | Odessa | MO | Lafayette | 2 | Petroleum Liquids | DFO | Petroleum | IC | 0.2 | RE | 1939
13971 | City of Odessa - (MO) | 2148 | Odessa | MO | Lafayette | 3 | Petroleum Liquids | DFO | Petroleum | IC | 2 | RE | 1965
13971 | City of Odessa - (MO) | 2148 | Odessa | MO | Lafayette | 5 | Petroleum Liquids | DFO | Petroleum | IC | 1.2 | RE | 1957
13971 | City of Odessa - (MO) | 2148 | Odessa | MO | Lafayette | 6 | Petroleum Liquids | DFO | Petroleum | IC | 3 | RE | 1981
13971 | City of Odessa - (MO) | 2148 | Odessa | MO | Lafayette | IC4 | Petroleum Liquids | DFO | Petroleum | IC | 0.9 | RE | 1986
17177 | City of Sikeston - (MO) | 2158 | Coleman | MO | SCOTT | IC1 | Petroleum Liquids | DFO | Petroleum | IC | 2 | RE | 1965
17177 | City of Sikeston - (MO) | 2158 | Coleman | MO | SCOTT | IC2 | Petroleum Liquids | DFO | Petroleum | IC | 2.3 | RE | 1967
17833 | City Utilities of Springfield - (MO) | 2162 | Main Street (MO) | MO | Greene | 1 | Petroleum Liquids | DFO | Petroleum | GT | 15.3 | RE | 1968
19150 | Trenton Municipal Utilities - (MO) | 2163 | Trenton Diesel | MO | Grundy | 1 | Petroleum Liquids | DFO | Petroleum | IC | 0.4 | RE | 1937
19150 | Trenton Municipal Utilities - (MO) | 2163 | Trenton Diesel | MO | Grundy | 2 | Petroleum Liquids | DFO | Petroleum | IC | 0.4 | RE | 1937
19150 | Trenton Municipal Utilities - (MO) | 2163 | Trenton Diesel | MO | Grundy | 4 | Petroleum Liquids | DFO | Petroleum | IC | 1 | RE | 1948
19150 | Trenton Municipal Utilities - (MO) | 2163 | Trenton Diesel | MO | Grundy | 5 | Petroleum Liquids | DFO | Petroleum | IC | 1.1 | RE | 1952
19150 | Trenton Municipal Utilities - (MO) | 2163 | Trenton Diesel | MO | Grundy | 6 | Petroleum Liquids | DFO | Petroleum | IC | 1.3 | RE | 1958
19150 | Trenton Municipal Utilities - (MO) | 2163 | Trenton Diesel | MO | Grundy | 7 | Petroleum Liquids | DFO | Petroleum | IC | 1 | RE | 1966
3242 | Central Electric Power Coop - (MO) | 2169 | Chamois | MO | Osage | 1 | Conventional Steam Coal | BIT | Hard Coal | ST | 15 | RE | 1953
3242 | Central Electric Power Coop - (MO) | 2169 | Chamois | MO | Osage | 2 | Conventional Steam Coal | SUB | Hard Coal | ST | 44 | RE | 1960
15298 | Talen Montana LLC | 2187 | J E Corette Plant | MT | Yellowstone | 1 | Conventional Steam Coal | SUB | Hard Coal | ST | 172.8 | RE | 1968
13902 | NorthWestern Energy | 2190 | Milltown | MT | Missoula | 1 | Conventional Hydroelectric | WAT | Hydro | HY | 0.6 | RE | 1908
13902 | NorthWestern Energy | 2190 | Milltown | MT | Missoula | 2 | Conventional Hydroelectric | WAT | Hydro | HY | 0.6 | RE | 1908
13902 | NorthWestern Energy | 2190 | Milltown | MT | Missoula | 3 | Conventional Hydroelectric | WAT | Hydro | HY | 0.6 | RE | 1908
13902 | NorthWestern Energy | 2190 | Milltown | MT | Missoula | 4 | Conventional Hydroelectric | WAT | Hydro | HY | 0.6 | RE | 1909
13902 | NorthWestern Energy | 2190 | Milltown | MT | Missoula | 5 | Conventional Hydroelectric | WAT | Hydro | HY | 0.6 | RE | 1927
13902 | NorthWestern Energy | 2193 | Rainbow (MT) | MT | Cascade | RAI1 | Conventional Hydroelectric | WAT | Hydro | HY | 4.5 | RE | 1910
13902 | NorthWestern Energy | 2193 | Rainbow (MT) | MT | Cascade | RAI2 | Conventional Hydroelectric | WAT | Hydro | HY | 4.5 | RE | 1910
13902 | NorthWestern Energy | 2193 | Rainbow (MT) | MT | Cascade | RAI3 | Conventional Hydroelectric | WAT | Hydro | HY | 4 | RE | 1910
13902 | NorthWestern Energy | 2193 | Rainbow (MT) | MT | Cascade | RAI4 | Conventional Hydroelectric | WAT | Hydro | HY | 4 | RE | 1910
13902 | NorthWestern Energy | 2193 | Rainbow (MT) | MT | Cascade | RAI5 | Conventional Hydroelectric | WAT | Hydro | HY | 4 | RE | 1910
13902 | NorthWestern Energy | 2193 | Rainbow (MT) | MT | Cascade | RAI6 | Conventional Hydroelectric | WAT | Hydro | HY | 4 | RE | 1910
13902 | NorthWestern Energy | 2193 | Rainbow (MT) | MT | Cascade | RAI7 | Conventional Hydroelectric | WAT | Hydro | HY | 5.8 | RE | 1917
13902 | NorthWestern Energy | 2193 | Rainbow (MT) | MT | Cascade | RAI8 | Conventional Hydroelectric | WAT | Hydro | HY | 5.8 | RE | 1917
2888 | City of Cambridge - (NE) | 2223 | Cambridge | NE | Furnas | 1 | Petroleum Liquids | DFO | Petroleum | IC | 0.7 | RE | 1957
2888 | City of Cambridge - (NE) | 2223 | Cambridge | NE | Furnas | 2 | Petroleum Liquids | DFO | Petroleum | IC | 0.9 | RE | 1963
2888 | City of Cambridge - (NE) | 2223 | Cambridge | NE | Furnas | 3 | Petroleum Liquids | DFO | Petroleum | IC | 1.3 | RE | 1971
4527 | City of Crete | 2231 | Crete | NE | Saline | 1 | Petroleum Liquids | DFO | Petroleum | IC | 0.4 | RE | 1939
4527 | City of Crete | 2231 | Crete | NE | Saline | 2 | Natural Gas Internal Combustion Engine | NG | Natural Gas Peaker | IC | 1.3 | RE | 1955
4527 | City of Crete | 2231 | Crete | NE | Saline | 3 | Natural Gas Internal Combustion Engine | NG | Natural Gas Peaker | IC | 0.9 | RE | 1951
4527 | City of Crete | 2231 | Crete | NE | Saline | 4 | Natural Gas Internal Combustion Engine | NG | Natural Gas Peaker | IC | 1.1 | RE | 1947
4527 | City of Crete | 2231 | Crete | NE | Saline | 5 | Natural Gas Internal Combustion Engine | NG | Natural Gas Peaker | IC | 2.5 | RE | 1963
4527 | City of Crete | 2231 | Crete | NE | Saline | 6 | Natural Gas Internal Combustion Engine | NG | Natural Gas Peaker | IC | 3.3 | RE | 1965
11372 | City of Lyons - (NE) | 2253 | Lyons | NE | Burt | 5 | Petroleum Liquids | DFO | Petroleum | IC | 0.3 | RE | 1930
14656 | City of Pender - (NE) | 2296 | Pender | NE | Thurston | 5 | Natural Gas Internal Combustion Engine | NG | Natural Gas Peaker | IC | 0.2 | RE | 1939
20880 | City of Wisner | 2316 | Wisner | NE | Cuming | 1 | Petroleum Liquids | DFO | Petroleum | IC | 0.6 | RE | 1954
20880 | City of Wisner | 2316 | Wisner | NE | Cuming | 2 | Petroleum Liquids | DFO | Petroleum | IC | 0.4 | RE | 1947
13407 | Nevada Power Co | 2322 | Clark (NVE) | NV | Clark | 1 | Natural Gas Steam Turbine | NG | Natural Gas Peaker | ST | 50 | RE | 1955
13407 | Nevada Power Co | 2322 | Clark (NVE) | NV | Clark | 2 | Natural Gas Steam Turbine | NG | Natural Gas Peaker | ST | 65 | RE | 1957
13407 | Nevada Power Co | 2322 | Clark (NVE) | NV | Clark | 3 | Natural Gas Steam Turbine | NG | Natural Gas Peaker | ST | 75 | RE | 1961
13407 | Nevada Power Co | 2324 | Reid Gardner | NV | Clark | 1 | Conventional Steam Coal | BIT | Hard Coal | ST | 114 | RE | 1965
13407 | Nevada Power Co | 2324 | Reid Gardner | NV | Clark | 2 | Conventional Steam Coal | BIT | Hard Coal | ST | 114 | RE | 1968
13407 | Nevada Power Co | 2324 | Reid Gardner | NV | Clark | 3 | Conventional Steam Coal | BIT | Hard Coal | ST | 114 | RE | 1976
13407 | Nevada Power Co | 2326 | Sunrise | NV | Clark | 1 | Natural Gas Steam Turbine | NG | Natural Gas Peaker | ST | 81.6 | RE | 1964
13407 | Nevada Power Co | 2326 | Sunrise | NV | Clark | 2 | Natural Gas Fired Combustion Turbine | NG | Natural Gas Peaker | GT | 85 | RE | 1974
17166 | Sierra Pacific Power Co | 2336 | Tracy | NV | Storey | GT1 | Petroleum Liquids | DFO | Petroleum | GT | 12.5 | RE | 1961
17166 | Sierra Pacific Power Co | 2336 | Tracy | NV | Storey | GT2 | Petroleum Liquids | DFO | Petroleum | GT | 12.5 | RE | 1962
17166 | Sierra Pacific Power Co | 2336 | Tracy | NV | Storey | ST1 | Natural Gas Steam Turbine | NG | Natural Gas Peaker | ST | 50 | RE | 1963
17166 | Sierra Pacific Power Co | 2336 | Tracy | NV | Storey | ST2 | Natural Gas Steam Turbine | NG | Natural Gas Peaker | ST | 75 | RE | 1965
17609 | Southern California Edison Co | 2341 | Mohave | NV | Clark | 1 | Conventional Steam Coal | SUB | Hard Coal | ST | 818.1 | RE | 1971
17609 | Southern California Edison Co | 2341 | Mohave | NV | Clark | 2 | Conventional Steam Coal | SUB | Hard Coal | ST | 818.1 | RE | 1971
55768 | RC Cape May Holdings LLC | 2378 | B L England | NJ | Cape May | 1 | Conventional Steam Coal | BIT | Hard Coal | ST | 136 | RE | 1962
56606 | Calpine New Jersey Generation LLC | 2380 | Cedar Station | NJ | Ocean | CED1 | Petroleum Liquids | KER | Petroleum | GT | 46 | RE | 1972
56606 | Calpine New Jersey Generation LLC | 2380 | Cedar Station | NJ | Ocean | CED2 | Petroleum Liquids | KER | Petroleum | GT | 21.2 | RE | 1972
56606 | Calpine New Jersey Generation LLC | 2382 | Middle Station | NJ | Cape May | MID1 | Petroleum Liquids | KER | Petroleum | GT | 21.2 | RE | 1970
56606 | Calpine New Jersey Generation LLC | 2382 | Middle Station | NJ | Cape May | MID2 | Petroleum Liquids | KER | Petroleum | GT | 21.2 | RE | 1970
56606 | Calpine New Jersey Generation LLC | 2382 | Middle Station | NJ | Cape May | MID3 | Petroleum Liquids | KER | Petroleum | GT | 37.2 | RE | 1971
56606 | Calpine New Jersey Generation LLC | 2383 | Missouri Avenue | NJ | Atlantic | MISB | Petroleum Liquids | KER | Petroleum | GT | 18.6 | RE | 1969
56606 | Calpine New Jersey Generation LLC | 2383 | Missouri Avenue | NJ | Atlantic | MISC | Petroleum Liquids | KER | Petroleum | GT | 18.6 | RE | 1969
56606 | Calpine New Jersey Generation LLC | 2383 | Missouri Avenue | NJ | Atlantic | MISD | Petroleum Liquids | KER | Petroleum | GT | 18.6 | RE | 1969
56606 | Calpine New Jersey Generation LLC | 2384 | Deepwater | NJ | Salem | 1 | Natural Gas Steam Turbine | NG | Natural Gas Peaker | ST | 81.6 | RE | 1958
56606 | Calpine New Jersey Generation LLC | 2384 | Deepwater | NJ | Salem | 4 | Petroleum Liquids | RFO | Petroleum | ST | 53 | RE | 1930
56606 | Calpine New Jersey Generation LLC | 2384 | Deepwater | NJ | Salem | 6 | Natural Gas Steam Turbine | NG | Natural Gas Peaker | ST | 73.5 | RE | 1954
56606 | Calpine New Jersey Generation LLC | 2384 | Deepwater | NJ | Salem | GTA | Natural Gas Fired Combustion Turbine | NG | Natural Gas Peaker | GT | 18.6 | RE | 1967
17235 | NRG REMA LLC | 2385 | Werner | NJ | Middlesex | GT1 | Petroleum Liquids | DFO | Petroleum | GT | 53 | RE | 1972
17235 | NRG REMA LLC | 2385 | Werner | NJ | Middlesex | GT2 | Petroleum Liquids | DFO | Petroleum | GT | 53 | RE | 1972
17235 | NRG REMA LLC | 2385 | Werner | NJ | Middlesex | GT3 | Petroleum Liquids | DFO | Petroleum | GT | 53 | RE | 1972
17235 | NRG REMA LLC | 2385 | Werner | NJ | Middlesex | GT4 | Petroleum Liquids | DFO | Petroleum | GT | 53 | RE | 1972
17235 | NRG REMA LLC | 2390 | Sayreville | NJ | Middlesex | 4 | Petroleum Liquids | DFO | Petroleum | ST | 125 | RE | 1955
17235 | NRG REMA LLC | 2390 | Sayreville | NJ | Middlesex | 5 | Natural Gas Steam Turbine | NG | Natural Gas Peaker | ST | 125 | RE | 1958
17235 | NRG REMA LLC | 2393 | Gilbert | NJ | Hunterdon | C1 | Natural Gas Fired Combustion Turbine | NG | Natural Gas Peaker | GT | 24 | RE | 1970
17235 | NRG REMA LLC | 2393 | Gilbert | NJ | Hunterdon | C2 | Natural Gas Fired Combustion Turbine | NG | Natural Gas Peaker | GT | 24 | RE | 1970
17235 | NRG REMA LLC | 2393 | Gilbert | NJ | Hunterdon | C3 | Natural Gas Fired Combustion Turbine | NG | Natural Gas Peaker | GT | 24 | RE | 1970
17235 | NRG REMA LLC | 2393 | Gilbert | NJ | Hunterdon | C4 | Natural Gas Fired Combustion Turbine | NG | Natural Gas Peaker | GT | 24 | RE | 1970
15147 | PSEG Fossil LLC | 2397 | PSEG Bayonne Generating Station | NJ | Hudson | 1 | Petroleum Liquids | KER | Petroleum | GT | 21.2 | RE | 1970
15147 | PSEG Fossil LLC | 2397 | PSEG Bayonne Generating Station | NJ | Hudson | 2 | Petroleum Liquids | KER | Petroleum | GT | 21 | RE | 1970
15147 | PSEG Fossil LLC | 2398 | Bergen Generating Station | NJ | Bergen | 3 | Natural Gas Fired Combustion Turbine | NG | Natural Gas Peaker | GT | 18.6 | RE | 1967
15147 | PSEG Fossil LLC | 2399 | PSEG Burlington Generating Station | NJ | Burlington | 101 | Natural Gas Fired Combined Cycle | NG | Natural Gas Nonpeaker | CT | 44.8 | RE | 1993
15147 | PSEG Fossil LLC | 2399 | PSEG Burlington Generating Station | NJ | Burlington | 102 | Natural Gas Fired Combined Cycle | NG | Natural Gas Nonpeaker | CT | 44.8 | RE | 1993
15147 | PSEG Fossil LLC | 2399 | PSEG Burlington Generating Station | NJ | Burlington | 103 | Natural Gas Fired Combined Cycle | NG | Natural Gas Nonpeaker | CT | 44.8 | RE | 1993
15147 | PSEG Fossil LLC | 2399 | PSEG Burlington Generating Station | NJ | Burlington | 104 | Natural Gas Fired Combined Cycle | NG | Natural Gas Nonpeaker | CT | 44.8 | RE | 1993
15147 | PSEG Fossil LLC | 2399 | PSEG Burlington Generating Station | NJ | Burlington | 105 | Natural Gas Fired Combined Cycle | NG | Natural Gas Nonpeaker | CA | 44.9 | RE | 1972
15147 | PSEG Fossil LLC | 2399 | PSEG Burlington Generating Station | NJ | Burlington | 111 | Petroleum Liquids | DFO | Petroleum | GT | 41.8 | RE | 1972
15147 | PSEG Fossil LLC | 2399 | PSEG Burlington Generating Station | NJ | Burlington | 112 | Petroleum Liquids | DFO | Petroleum | GT | 41.8 | RE | 1972
15147 | PSEG Fossil LLC | 2399 | PSEG Burlington Generating Station | NJ | Burlington | 113 | Petroleum Liquids | DFO | Petroleum | GT | 41.8 | RE | 1972
15147 | PSEG Fossil LLC | 2399 | PSEG Burlington Generating Station | NJ | Burlington | 114 | Petroleum Liquids | DFO | Petroleum | GT | 41.8 | RE | 1972
15147 | PSEG Fossil LLC | 2399 | PSEG Burlington Generating Station | NJ | Burlington | 8 | Petroleum Liquids | DFO | Petroleum | GT | 18.5 | RE | 1967
15147 | PSEG Fossil LLC | 2399 | PSEG Burlington Generating Station | NJ | Burlington | 91 | Petroleum Liquids | DFO | Petroleum | GT | 41.8 | RE | 1972
15147 | PSEG Fossil LLC | 2399 | PSEG Burlington Generating Station | NJ | Burlington | 92 | Petroleum Liquids | DFO | Petroleum | GT | 41.8 | RE | 1972
15147 | PSEG Fossil LLC | 2399 | PSEG Burlington Generating Station | NJ | Burlington | 93 | Petroleum Liquids | DFO | Petroleum | GT | 41.8 | RE | 1972
15147 | PSEG Fossil LLC | 2399 | PSEG Burlington Generating Station | NJ | Burlington | 94 | Petroleum Liquids | DFO | Petroleum | GT | 41.8 | RE | 1972
15147 | PSEG Fossil LLC | 2400 | PSEG Edison Generating Station | NJ | Middlesex | 11 | Natural Gas Fired Combustion Turbine | NG | Natural Gas Peaker | GT | 41.8 | RE | 1971
15147 | PSEG Fossil LLC | 2400 | PSEG Edison Generating Station | NJ | Middlesex | 12 | Natural Gas Fired Combustion Turbine | NG | Natural Gas Peaker | GT | 41.8 | RE | 1971
15147 | PSEG Fossil LLC | 2400 | PSEG Edison Generating Station | NJ | Middlesex | 13 | Natural Gas Fired Combustion Turbine | NG | Natural Gas Peaker | GT | 41.8 | RE | 1971
15147 | PSEG Fossil LLC | 2400 | PSEG Edison Generating Station | NJ | Middlesex | 14 | Natural Gas Fired Combustion Turbine | NG | Natural Gas Peaker | GT | 41.8 | RE | 1971
15147 | PSEG Fossil LLC | 2400 | PSEG Edison Generating Station | NJ | Middlesex | 21 | Natural Gas Fired Combustion Turbine | NG | Natural Gas Peaker | GT | 41.8 | RE | 1971
15147 | PSEG Fossil LLC | 2400 | PSEG Edison Generating Station | NJ | Middlesex | 22 | Natural Gas Fired Combustion Turbine | NG | Natural Gas Peaker | GT | 41.8 | RE | 1971
15147 | PSEG Fossil LLC | 2400 | PSEG Edison Generating Station | NJ | Middlesex | 23 | Natural Gas Fired Combustion Turbine | NG | Natural Gas Peaker | GT | 41.8 | RE | 1971
15147 | PSEG Fossil LLC | 2400 | PSEG Edison Generating Station | NJ | Middlesex | 24 | Natural Gas Fired Combustion Turbine | NG | Natural Gas Peaker | GT | 41.8 | RE | 1971
15147 | PSEG Fossil LLC | 2400 | PSEG Edison Generating Station | NJ | Middlesex | 31 | Natural Gas Fired Combustion Turbine | NG | Natural Gas Peaker | GT | 41.8 | RE | 1971
15147 | PSEG Fossil LLC | 2400 | PSEG Edison Generating Station | NJ | Middlesex | 32 | Natural Gas Fired Combustion Turbine | NG | Natural Gas Peaker | GT | 41.8 | RE | 1971
15147 | PSEG Fossil LLC | 2400 | PSEG Edison Generating Station | NJ | Middlesex | 33 | Natural Gas Fired Combustion Turbine | NG | Natural Gas Peaker | GT | 41.8 | RE | 1971
15147 | PSEG Fossil LLC | 2400 | PSEG Edison Generating Station | NJ | Middlesex | 34 | Natural Gas Fired Combustion Turbine | NG | Natural Gas Peaker | GT | 41.8 | RE | 1971
15147 | PSEG Fossil LLC | 2401 | PSEG Essex Generating Station | NJ | Essex | 101 | Natural Gas Fired Combustion Turbine | NG | Natural Gas Peaker | GT | 41.8 | RE | 1971
15147 | PSEG Fossil LLC | 2401 | PSEG Essex Generating Station | NJ | Essex | 102 | Natural Gas Fired Combustion Turbine | NG | Natural Gas Peaker | GT | 41.8 | RE | 1971
15147 | PSEG Fossil LLC | 2401 | PSEG Essex Generating Station | NJ | Essex | 103 | Natural Gas Fired Combustion Turbine | NG | Natural Gas Peaker | GT | 41.8 | RE | 1971
15147 | PSEG Fossil LLC | 2401 | PSEG Essex Generating Station | NJ | Essex | 104 | Natural Gas Fired Combustion Turbine | NG | Natural Gas Peaker | GT | 41.8 | RE | 1971
15147 | PSEG Fossil LLC | 2401 | PSEG Essex Generating Station | NJ | Essex | 111 | Natural Gas Fired Combustion Turbine | NG | Natural Gas Peaker | GT | 41.8 | RE | 1971
15147 | PSEG Fossil LLC | 2401 | PSEG Essex Generating Station | NJ | Essex | 112 | Natural Gas Fired Combustion Turbine | NG | Natural Gas Peaker | GT | 41.8 | RE | 1971
15147 | PSEG Fossil LLC | 2401 | PSEG Essex Generating Station | NJ | Essex | 113 | Natural Gas Fired Combustion Turbine | NG | Natural Gas Peaker | GT | 41.8 | RE | 1971
15147 | PSEG Fossil LLC | 2401 | PSEG Essex Generating Station | NJ | Essex | 114 | Natural Gas Fired Combustion Turbine | NG | Natural Gas Peaker | GT | 41.8 | RE | 1971
15147 | PSEG Fossil LLC | 2401 | PSEG Essex Generating Station | NJ | Essex | 121 | Natural Gas Fired Combustion Turbine | NG | Natural Gas Peaker | GT | 41.8 | RE | 1971
15147 | PSEG Fossil LLC | 2401 | PSEG Essex Generating Station | NJ | Essex | 122 | Natural Gas Fired Combustion Turbine | NG | Natural Gas Peaker | GT | 41.8 | RE | 1971
15147 | PSEG Fossil LLC | 2401 | PSEG Essex Generating Station | NJ | Essex | 123 | Natural Gas Fired Combustion Turbine | NG | Natural Gas Peaker | GT | 41.8 | RE | 1971
15147 | PSEG Fossil LLC | 2401 | PSEG Essex Generating Station | NJ | Essex | 124 | Natural Gas Fired Combustion Turbine | NG | Natural Gas Peaker | GT | 41.8 | RE | 1971
15147 | PSEG Fossil LLC | 2403 | PSEG Hudson Generating Station | NJ | Hudson | 1 | Natural Gas Steam Turbine | NG | Natural Gas Peaker | ST | 454.7 | RE | 1964
15147 | PSEG Fossil LLC | 2403 | PSEG Hudson Generating Station | NJ | Hudson | 3 | Petroleum Liquids | KER | Petroleum | GT | 115.2 | RE | 1967
15147 | PSEG Fossil LLC | 2404 | PSEG Kearny Generating Station | NJ | Hudson | 10 | Natural Gas Fired Combustion Turbine | NG | Natural Gas Peaker | GT | 146.2 | RE | 1970
15147 | PSEG Fossil LLC | 2404 | PSEG Kearny Generating Station | NJ | Hudson | 11 | Natural Gas Fired Combustion Turbine | NG | Natural Gas Peaker | GT | 146.2 | RE | 1969
15147 | PSEG Fossil LLC | 2404 | PSEG Kearny Generating Station | NJ | Hudson | 121 | Natural Gas Fired Combustion Turbine | NG | Natural Gas Peaker | GT | 54 | RE | 1973
15147 | PSEG Fossil LLC | 2404 | PSEG Kearny Generating Station | NJ | Hudson | 122 | Natural Gas Fired Combustion Turbine | NG | Natural Gas Peaker | GT | 54 | RE | 1973
15147 | PSEG Fossil LLC | 2404 | PSEG Kearny Generating Station | NJ | Hudson | 123 | Natural Gas Fired Combustion Turbine | NG | Natural Gas Peaker | GT | 54 | RE | 1973
15147 | PSEG Fossil LLC | 2404 | PSEG Kearny Generating Station | NJ | Hudson | 124 | Natural Gas Fired Combustion Turbine | NG | Natural Gas Peaker | GT | 54 | RE | 1973
15147 | PSEG Fossil LLC | 2404 | PSEG Kearny Generating Station | NJ | Hudson | 7 | Petroleum Liquids | RFO | Petroleum | ST | 147 | RE | 1953
15147 | PSEG Fossil LLC | 2404 | PSEG Kearny Generating Station | NJ | Hudson | 8 | Petroleum Liquids | RFO | Petroleum | ST | 147 | RE | 1953
15147 | PSEG Fossil LLC | 2404 | PSEG Kearny Generating Station | NJ | Hudson | 9 | Natural Gas Fired Combustion Turbine | NG | Natural Gas Peaker | GT | 18.5 | RE | 1967
15147 | PSEG Fossil LLC | 2406 | PSEG Linden Generating Station | NJ | Union | 1 | Petroleum Liquids | RFO | Petroleum | ST | 181.4 | RE | 1957
15147 | PSEG Fossil LLC | 2406 | PSEG Linden Generating Station | NJ | Union | 2 | Petroleum Liquids | RFO | Petroleum | ST | 181.4 | RE | 1957
15147 | PSEG Fossil LLC | 2406 | PSEG Linden Generating Station | NJ | Union | 3 | Natural Gas Fired Combustion Turbine | NG | Natural Gas Peaker | GT | 18.5 | RE | 1967
15147 | PSEG Fossil LLC | 2408 | PSEG Mercer Generating Station | NJ | Mercer | 3 | Petroleum Liquids | DFO | Petroleum | GT | 115.2 | RE | 1967
15147 | PSEG Fossil LLC | 2409 | PSEG National Park Generating Station | NJ | Gloucester | 1 | Petroleum Liquids | KER | Petroleum | GT | 18.5 | RE | 1969
15147 | PSEG Fossil LLC | 2411 | PSEG Sewaren Generating Station | NJ | Middlesex | 6 | Petroleum Liquids | KER | Petroleum | GT | 115.2 | RE | 1965
19856 | City of Vineland - (NJ) | 2434 | Howard Down | NJ | Cumberland | 10 | Petroleum Liquids | RFO | Petroleum | ST | 25 | RE | 1970
19856 | City of Vineland - (NJ) | 2434 | Howard Down | NJ | Cumberland | 5 | Petroleum Liquids | RFO | Petroleum | ST | 4 | RE | 1942
19856 | City of Vineland - (NJ) | 2434 | Howard Down | NJ | Cumberland | 6 | Petroleum Liquids | RFO | Petroleum | ST | 5 | RE | 1949
19856 | City of Vineland - (NJ) | 2434 | Howard Down | NJ | Cumberland | 7 | Petroleum Liquids | RFO | Petroleum | ST | 7.5 | RE | 1952
19856 | City of Vineland - (NJ) | 2434 | Howard Down | NJ | Cumberland | 8 | Petroleum Liquids | RFO | Petroleum | ST | 12.5 | RE | 1955
19856 | City of Vineland - (NJ) | 2434 | Howard Down | NJ | Cumberland | 9 | Petroleum Liquids | RFO | Petroleum | ST | 16.5 | RE | 1960
803 | Arizona Public Service Co | 2442 | Four Corners | NM | San Juan | 1 | Conventional Steam Coal | BIT | Hard Coal | ST | 190 | RE | 1963
803 | Arizona Public Service Co | 2442 | Four Corners | NM | San Juan | 2 | Conventional Steam Coal | BIT | Hard Coal | ST | 190 | RE | 1963
803 | Arizona Public Service Co | 2442 | Four Corners | NM | San Juan | 3 | Conventional Steam Coal | BIT | Hard Coal | ST | 253.4 | RE | 1964
15473 | Public Service Co of NM | 2447 | Las Vegas | NM | San Miguel | 1 | Petroleum Liquids | DFO | Petroleum | GT | 20 | RE | 1973
6204 | City of Farmington - (NM) | 2465 | Animas | NM | San Juan | 1 | Natural Gas Fired Combined Cycle | NG | Natural Gas Nonpeaker | CA | 3 | RE | 1955
6204 | City of Farmington - (NM) | 2465 | Animas | NM | San Juan | 2 | Natural Gas Fired Combined Cycle | NG | Natural Gas Nonpeaker | CA | 3 | RE | 1955
6204 | City of Farmington - (NM) | 2465 | Animas | NM | San Juan | 3 | Natural Gas Steam Turbine | NG | Natural Gas Peaker | ST | 9 | RE | 1958
6204 | City of Farmington - (NM) | 2465 | Animas | NM | San Juan | ST4 | Natural Gas Steam Turbine | NG | Natural Gas Peaker | ST | 16.5 | RE | 1960
17718 | Southwestern Public Service Co | 2469 | Tucumcari | NM | Quay | 3 | Petroleum Liquids | DFO | Petroleum | IC | 1 | RE | 1975
17718 | Southwestern Public Service Co | 2469 | Tucumcari | NM | Quay | 4 | Petroleum Liquids | DFO | Petroleum | IC | 2.2 | RE | 1959
17718 | Southwestern Public Service Co | 2469 | Tucumcari | NM | Quay | 5 | Petroleum Liquids | DFO | Petroleum | IC | 1 | RE | 1951
17718 | Southwestern Public Service Co | 2469 | Tucumcari | NM | Quay | 6 | Petroleum Liquids | DFO | Petroleum | IC | 4.1 | RE | 1964
17718 | Southwestern Public Service Co | 2469 | Tucumcari | NM | Quay | 8 | Petroleum Liquids | DFO | Petroleum | IC | 3 | RE | 1968
17718 | Southwestern Public Service Co | 2469 | Tucumcari | NM | Quay | 9 | Petroleum Liquids | DFO | Petroleum | IC | 4.8 | RE | 1977
15296 | New York Power Authority | 2491 | Charles Poletti | NY | Queens | 6 | Petroleum Liquids | RFO | Petroleum | ST | 883 | RE | 1977
4226 | Consolidated Edison Co-NY Inc | 2496 | Hudson Avenue | NY | Kings | 10 | Petroleum Liquids | RFO | Petroleum | ST | 60 | RE | 1951
10023 | TC Ravenswood LLC | 2500 | Ravenswood | NY | Queens | GT8 | Natural Gas Fired Combustion Turbine | NG | Natural Gas Peaker | GT | 25 | RE | 1969
4226 | Consolidated Edison Co-NY Inc | 2502 | Waterside | NY | New York | 6 | Petroleum Liquids | RFO | Petroleum | ST | 74.8 | RE | 1941
4226 | Consolidated Edison Co-NY Inc | 2502 | Waterside | NY | New York | 8 | Petroleum Liquids | RFO | Petroleum | ST | 62.5 | RE | 1949
4226 | Consolidated Edison Co-NY Inc | 2502 | Waterside | NY | New York | 9 | Petroleum Liquids | RFO | Petroleum | ST | 62.5 | RE | 1949
56505 | National Grid Generation LLC | 2511 | E F Barrett | NY | Nassau | 7 | Natural Gas Fired Combustion Turbine | NG | Natural Gas Peaker | GT | 18 | RE | 1970
56505 | National Grid Generation LLC | 2513 | Far Rockaway | NY | Queens | 4 | Natural Gas Steam Turbine | NG | Natural Gas Peaker | ST | 100 | RE | 1953
56505 | National Grid Generation LLC | 2514 | Glenwood | NY | Nassau | 4 | Natural Gas Steam Turbine | NG | Natural Gas Peaker | ST | 114 | RE | 1952
56505 | National Grid Generation LLC | 2514 | Glenwood | NY | Nassau | 5 | Natural Gas Steam Turbine | NG | Natural Gas Peaker | ST | 114 | RE | 1954
56505 | National Grid Generation LLC | 2515 | Montauk | NY | Suffolk | 2 | Petroleum Liquids | DFO | Petroleum | IC | 2 | RE | 1962
56505 | National Grid Generation LLC | 2515 | Montauk | NY | Suffolk | 3 | Petroleum Liquids | DFO | Petroleum | IC | 2 | RE | 1965
56505 | National Grid Generation LLC | 2515 | Montauk | NY | Suffolk | 4 | Petroleum Liquids | DFO | Petroleum | IC | 2 | RE | 1965
56505 | National Grid Generation LLC | 2517 | Port Jefferson | NY | Suffolk | 2 | Petroleum Liquids | RFO | Petroleum | ST | 46 | RE | 1950
56505 | National Grid Generation LLC | 2517 | Port Jefferson | NY | Suffolk | ST1 | Petroleum Liquids | RFO | Petroleum | ST | 46 | RE | 1948
25 | Greenidge Generation Holdings LLC | 2527 | Greenidge Generation LLC | NY | Yates | 3 | Conventional Steam Coal | BIT | Hard Coal | ST | 50 | RE | 1950
13511 | New York State Elec & Gas Corp | 2533 | Keuka | NY | Steuben | 1 | Conventional Hydroelectric | WAT | Hydro | HY | 2 | RE | 1928
14294 | PSEG Power New York Inc | 2539 | Bethlehem Energy Center | NY | Albany | 1 | Natural Gas Steam Turbine | NG | Natural Gas Peaker | ST | 100 | RE | 1952
14294 | PSEG Power New York Inc | 2539 | Bethlehem Energy Center | NY | Albany | 2 | Natural Gas Steam Turbine | NG | Natural Gas Peaker | ST | 100 | RE | 1952
14294 | PSEG Power New York Inc | 2539 | Bethlehem Energy Center | NY | Albany | 3 | Natural Gas Steam Turbine | NG | Natural Gas Peaker | ST | 100 | RE | 1953
14294 | PSEG Power New York Inc | 2539 | Bethlehem Energy Center | NY | Albany | 4 | Natural Gas Steam Turbine | NG | Natural Gas Peaker | ST | 100 | RE | 1954
13168 | NRG Huntley Operations Inc | 2549 | C R Huntley Generating Station | NY | Erie | 63 | Conventional Steam Coal | BIT | Hard Coal | ST | 80 | RE | 1942
13168 | NRG Huntley Operations Inc | 2549 | C R Huntley Generating Station | NY | Erie | 64 | Conventional Steam Coal | BIT | Hard Coal | ST | 100 | RE | 1948
13168 | NRG Huntley Operations Inc | 2549 | C R Huntley Generating Station | NY | Erie | 65 | Conventional Steam Coal | BIT | Hard Coal | ST | 100 | RE | 1953
13168 | NRG Huntley Operations Inc | 2549 | C R Huntley Generating Station | NY | Erie | 66 | Conventional Steam Coal | BIT | Hard Coal | ST | 100 | RE | 1954
5914 | Erie Boulevard Hydropower LP | 2576 | Higley | NY | St Lawrence | 1 | Conventional Hydroelectric | WAT | Hydro | HY | 2 | RE | 1913
5914 | Erie Boulevard Hydropower LP | 2576 | Higley | NY | St Lawrence | 2 | Conventional Hydroelectric | WAT | Hydro | HY | 2 | RE | 1913
5914 | Erie Boulevard Hydropower LP | 2576 | Higley | NY | St Lawrence | 3 | Conventional Hydroelectric | WAT | Hydro | HY | 2 | RE | 1937
13923 | NRG Oswego Harbor Power Operations Inc | 2594 | Oswego Harbor Power | NY | Oswego | 3 | Natural Gas Steam Turbine | NG | Natural Gas Peaker | ST | 92 | RE | 1948
5914 | Erie Boulevard Hydropower LP | 2596 | Oswego Falls West | NY | Oswego | 3 | Conventional Hydroelectric | WAT | Hydro | HY | 1 | RE | 1914
12792 | NRG New York LLC | 2625 | Bowline Point | NY | Rockland | BOW3 | Natural Gas Fired Combined Cycle | NG | Natural Gas Nonpeaker | CT | 750 | IP
12792 | NRG New York LLC | 2629 | Lovett | NY | Rockland | 3 | Natural Gas Steam Turbine | NG | Natural Gas Peaker | ST | 69 | RE | 1955
12792 | NRG New York LLC | 2629 | Lovett | NY | Rockland | 4 | Conventional Steam Coal | BIT | Hard Coal | ST | 179.5 | RE | 1966
12792 | NRG New York LLC | 2629 | Lovett | NY | Rockland | 5 | Conventional Steam Coal | BIT | Hard Coal | ST | 200.6 | RE | 1969
57280 | Eagle Creek RE LLC | 2633 | Swinging Bridge 1 | NY | Sullivan | SWI1 | Conventional Hydroelectric | WAT | Hydro | HY | 5 | RE | 1930
16183 | Rochester Gas & Electric Corp | 2640 | Rochester 3 | NY | Monroe | 13 | Petroleum Liquids | DFO | Petroleum | GT | 19 | RE | 1969
16183 | Rochester Gas & Electric Corp | 2642 | Rochester 7 | NY | Monroe | 1 | Conventional Steam Coal | BIT | Hard Coal | ST | 46 | RE | 1948
16183 | Rochester Gas & Electric Corp | 2642 | Rochester 7 | NY | Monroe | 2 | Conventional Steam Coal | BIT | Hard Coal | ST | 62.5 | RE | 1950
16183 | Rochester Gas & Electric Corp | 2642 | Rochester 7 | NY | Monroe | 3 | Conventional Steam Coal | BIT | Hard Coal | ST | 62.5 | RE | 1953
16183 | Rochester Gas & Electric Corp | 2642 | Rochester 7 | NY | Monroe | 4 | Conventional Steam Coal | BIT | Hard Coal | ST | 81.6 | RE | 1957
16183 | Rochester Gas & Electric Corp | 2644 | Rochester 9 | NY | Monroe | 2 | Natural Gas Fired Combustion Turbine | NG | Natural Gas Peaker | GT | 19 | RE | 1969
6775 | Village of Freeport - (NY) | 2678 | Plant No 1 Freeport | NY | Nassau | 1 | Petroleum Liquids | DFO | Petroleum | IC | 2.1 | RE | 1941
6775 | Village of Freeport - (NY) | 2679 | Plant No 2 Freeport | NY | Nassau | 1 | Petroleum Liquids | DFO | Petroleum | IC | 9.6 | RE | 1969
6775 | Village of Freeport - (NY) | 2679 | Plant No 2 Freeport | NY | Nassau | 2 | Petroleum Liquids | DFO | Petroleum | IC | 9.6 | RE | 1969
3046 | Duke Energy Progress - (NC) | 2708 | Cape Fear | NC | Chatham | 1 | Petroleum Liquids | DFO | Petroleum | CA | 15 | RE | 1923
3046 | Duke Energy Progress - (NC) | 2708 | Cape Fear | NC | Chatham | 1A | Petroleum Liquids | DFO | Petroleum | CT | 18 | RE | 1969
3046 | Duke Energy Progress - (NC) | 2708 | Cape Fear | NC | Chatham | 1B | Petroleum Liquids | DFO | Petroleum | CT | 18 | RE | 1969
3046 | Duke Energy Progress - (NC) | 2708 | Cape Fear | NC | Chatham | 2 | Petroleum Liquids | DFO | Petroleum | CA | 15 | RE | 1924
3046 | Duke Energy Progress - (NC) | 2708 | Cape Fear | NC | Chatham | 2A | Petroleum Liquids | DFO | Petroleum | CT | 18 | RE | 1969
3046 | Duke Energy Progress - (NC) | 2708 | Cape Fear | NC | Chatham | 2B | Petroleum Liquids | DFO | Petroleum | CT | 18 | RE | 1969
3046 | Duke Energy Progress - (NC) | 2708 | Cape Fear | NC | Chatham | 5 | Conventional Steam Coal | BIT | Hard Coal | ST | 140.6 | RE | 1956
3046 | Duke Energy Progress - (NC) | 2708 | Cape Fear | NC | Chatham | 6 | Conventional Steam Coal | BIT | Hard Coal | ST | 187.9 | RE | 1958
3046 | Duke Energy Progress - (NC) | 2709 | HF Lee Plant | NC | Wayne | 1 | Conventional Steam Coal | BIT | Hard Coal | ST | 75 | RE | 1952
3046 | Duke Energy Progress - (NC) | 2709 | HF Lee Plant | NC | Wayne | 2 | Conventional Steam Coal | BIT | Hard Coal | ST | 75 | RE | 1951
3046 | Duke Energy Progress - (NC) | 2709 | HF Lee Plant | NC | Wayne | 3 | Conventional Steam Coal | BIT | Hard Coal | ST | 252.4 | RE | 1962
3046 | Duke Energy Progress - (NC) | 2709 | HF Lee Plant | NC | Wayne | GT1 | Petroleum Liquids | DFO | Petroleum | GT | 16.3 | RE | 1968
3046 | Duke Energy Progress - (NC) | 2709 | HF Lee Plant | NC | Wayne | GT2 | Petroleum Liquids | DFO | Petroleum | GT | 29.9 | RE | 1971
3046 | Duke Energy Progress - (NC) | 2709 | HF Lee Plant | NC | Wayne | GT3 | Petroleum Liquids | DFO | Petroleum | GT | 29.9 | RE | 1971
3046 | Duke Energy Progress - (NC) | 2709 | HF Lee Plant | NC | Wayne | GT4 | Petroleum Liquids | DFO | Petroleum | GT | 29.9 | RE | 1971
3046 | Duke Energy Progress - (NC) | 2711 | Morehead | NC | Carteret | GT1 | Petroleum Liquids | DFO | Petroleum | GT | 16.3 | RE | 1968
3046 | Duke Energy Progress - (NC) | 2712 | Roxboro | NC | Person | GT1 | Petroleum Liquids | DFO | Petroleum | GT | 16.3 | RE | 1968
3046 | Duke Energy Progress - (NC) | 2713 | L V Sutton Steam | NC | New Hanover | 1 | Conventional Steam Coal | BIT | Hard Coal | ST | 112.5 | RE | 1954
3046 | Duke Energy Progress - (NC) | 2713 | L V Sutton Steam | NC | New Hanover | 2 | Conventional Steam Coal | BIT | Hard Coal | ST | 112.5 | RE | 1955
3046 | Duke Energy Progress - (NC) | 2713 | L V Sutton Steam | NC | New Hanover | 3 | Conventional Steam Coal | BIT | Hard Coal | ST | 446.6 | RE | 1972
3046 | Duke Energy Progress - (NC) | 2716 | W H Weatherspoon | NC | Robeson | 1 | Conventional Steam Coal | BIT | Hard Coal | ST | 46 | RE | 1949
3046 | Duke Energy Progress - (NC) | 2716 | W H Weatherspoon | NC | Robeson | 2 | Conventional Steam Coal | BIT | Hard Coal | ST | 46 | RE | 1950
3046 | Duke Energy Progress - (NC) | 2716 | W H Weatherspoon | NC | Robeson | 3 | Conventional Steam Coal | BIT | Hard Coal | ST | 73.5 | RE | 1952
5416 | Duke Energy Carolinas, LLC | 2720 | Buck | NC | Rowan | 3 | Conventional Steam Coal | BIT | Hard Coal | ST | 80 | RE | 1941
5416 | Duke Energy Carolinas, LLC | 2720 | Buck | NC | Rowan | 4 | Conventional Steam Coal | BIT | Hard Coal | ST | 40 | RE | 1942
5416 | Duke Energy Carolinas, LLC | 2720 | Buck | NC | Rowan | 5 | Conventional Steam Coal | BIT | Hard Coal | ST | 125 | RE | 1953
5416 | Duke Energy Carolinas, LLC | 2720 | Buck | NC | Rowan | 6 | Conventional Steam Coal | BIT | Hard Coal | ST | 125 | RE | 1953
5416 | Duke Energy Carolinas, LLC | 2720 | Buck | NC | Rowan | 7 | Natural Gas Fired Combustion Turbine | NG | Natural Gas Peaker | GT | 34.8 | RE | 1970
5416 | Duke Energy Carolinas, LLC | 2720 | Buck | NC | Rowan | 8 | Natural Gas Fired Combustion Turbine | NG | Natural Gas Peaker | GT | 34.8 | RE | 1970
5416 | Duke Energy Carolinas, LLC | 2720 | Buck | NC | Rowan | 9 | Natural Gas Fired Combustion Turbine | NG | Natural Gas Peaker | GT | 34.8 | RE | 1970
5416 | Duke Energy Carolinas, LLC | 2721 | James E. Rogers Energy Complex | NC | Cleveland | 1 | Conventional Steam Coal | BIT | Hard Coal | ST | 40 | RE | 1940
5416 | Duke Energy Carolinas, LLC | 2721 | James E. Rogers Energy Complex | NC | Cleveland | 2 | Conventional Steam Coal | BIT | Hard Coal | ST | 40 | RE | 1940
5416 | Duke Energy Carolinas, LLC | 2721 | James E. Rogers Energy Complex | NC | Cleveland | 3 | Conventional Steam Coal | BIT | Hard Coal | ST | 65 | RE | 1948
5416 | Duke Energy Carolinas, LLC | 2721 | James E. Rogers Energy Complex | NC | Cleveland | 4 | Conventional Steam Coal | BIT | Hard Coal | ST | 65 | RE | 1948
5416 | Duke Energy Carolinas, LLC | 2721 | James E. Rogers Energy Complex | NC | Cleveland | 7 | Conventional Steam Coal | BIT | Hard Coal | ST | 800 | IP
5416 | Duke Energy Carolinas, LLC | 2723 | Dan River | NC | Rockingham | 1 | Conventional Steam Coal | BIT | Hard Coal | ST | 70 | RE | 1949
5416 | Duke Energy Carolinas, LLC | 2723 | Dan River | NC | Rockingham | 2 | Conventional Steam Coal | BIT | Hard Coal | ST | 70 | RE | 1950
5416 | Duke Energy Carolinas, LLC | 2723 | Dan River | NC | Rockingham | 3 | Conventional Steam Coal | BIT | Hard Coal | ST | 150 | RE | 1955
5416 | Duke Energy Carolinas, LLC | 2723 | Dan River | NC | Rockingham | 4 | Natural Gas Fired Combustion Turbine | NG | Natural Gas Peaker | GT | 35.2 | RE | 1968
5416 | Duke Energy Carolinas, LLC | 2723 | Dan River | NC | Rockingham | 5 | Natural Gas Fired Combustion Turbine | NG | Natural Gas Peaker | GT | 35.2 | RE | 1968
5416 | Duke Energy Carolinas, LLC | 2723 | Dan River | NC | Rockingham | 6 | Natural Gas Fired Combustion Turbine | NG | Natural Gas Peaker | GT | 27.4 | RE | 1969
5416 | Duke Energy Carolinas, LLC | 2732 | Riverbend | NC | Gaston | 10 | Natural Gas Fired Combustion Turbine | NG | Natural Gas Peaker | GT | 33.8 | RE | 1969
5416 | Duke Energy Carolinas, LLC | 2732 | Riverbend | NC | Gaston | 11 | Natural Gas Fired Combustion Turbine | NG | Natural Gas Peaker | GT | 33.8 | RE | 1969
5416 | Duke Energy Carolinas, LLC | 2732 | Riverbend | NC | Gaston | 4 | Conventional Steam Coal | BIT | Hard Coal | ST | 100 | RE | 1952
5416 | Duke Energy Carolinas, LLC | 2732 | Riverbend | NC | Gaston | 5 | Conventional Steam Coal | BIT | Hard Coal | ST | 100 | RE | 1952
5416 | Duke Energy Carolinas, LLC | 2732 | Riverbend | NC | Gaston | 6 | Conventional Steam Coal | BIT | Hard Coal | ST | 133 | RE | 1954
5416 | Duke Energy Carolinas, LLC | 2732 | Riverbend | NC | Gaston | 7 | Conventional Steam Coal | BIT | Hard Coal | ST | 133 | RE | 1954
5416 | Duke Energy Carolinas, LLC | 2732 | Riverbend | NC | Gaston | 8 | Natural Gas Fired Combustion Turbine | NG | Natural Gas Peaker | GT | 33.8 | RE | 1969
5416 | Duke Energy Carolinas, LLC | 2732 | Riverbend | NC | Gaston | 9 | Natural Gas Fired Combustion Turbine | NG | Natural Gas Peaker | GT | 33.8 | RE | 1969
19876 | Virginia Electric & Power Co | 2757 | Kitty Hawk | NC | Dare | GT1 | Petroleum Liquids | DFO | Petroleum | GT | 23.8 | RE | 1971
19876 | Virginia Electric & Power Co | 2757 | Kitty Hawk | NC | Dare | GT2 | Petroleum Liquids | DFO | Petroleum | GT | 23.8 | RE | 1971
12199 | Montana-Dakota Utilities Co | 2791 | Williston | ND | Williams | 2 | Natural Gas Fired Combustion Turbine | NG | Natural Gas Peaker | GT | 5 | RE | 1953
12199 | Montana-Dakota Utilities Co | 2791 | Williston | ND | Williams | 3 | Natural Gas Fired Combustion Turbine | NG | Natural Gas Peaker | GT | 5 | RE | 1953
12658 | Minnkota Power Coop, Inc | 2821 | Grand Forks | ND | Grand Forks | 1 | Petroleum Liquids | DFO | Petroleum | IC | 0.7 | RE | 1941
12658 | Minnkota Power Coop, Inc | 2821 | Grand Forks | ND | Grand Forks | 10 | Petroleum Liquids | DFO | Petroleum | IC | 1.1 | RE | 1949
12658 | Minnkota Power Coop, Inc | 2821 | Grand Forks | ND | Grand Forks | 11 | Petroleum Liquids | DFO | Petroleum | IC | 1.1 | RE | 1949
12658 | Minnkota Power Coop, Inc | 2821 | Grand Forks | ND | Grand Forks | 2 | Petroleum Liquids | DFO | Petroleum | IC | 0.7 | RE | 1941
12658 | Minnkota Power Coop, Inc | 2821 | Grand Forks | ND | Grand Forks | 3 | Petroleum Liquids | DFO | Petroleum | IC | 0.7 | RE | 1941
12658 | Minnkota Power Coop, Inc | 2821 | Grand Forks | ND | Grand Forks | 4 | Petroleum Liquids | DFO | Petroleum | IC | 1 | RE | 1946
12658 | Minnkota Power Coop, Inc | 2821 | Grand Forks | ND | Grand Forks | 5 | Petroleum Liquids | DFO | Petroleum | IC | 1 | RE | 1946
12658 | Minnkota Power Coop, Inc | 2821 | Grand Forks | ND | Grand Forks | 6 | Petroleum Liquids | DFO | Petroleum | IC | 1 | RE | 1946
12658 | Minnkota Power Coop, Inc | 2821 | Grand Forks | ND | Grand Forks | 7 | Petroleum Liquids | DFO | Petroleum | IC | 1.1 | RE | 1949
12658 | Minnkota Power Coop, Inc | 2821 | Grand Forks | ND | Grand Forks | 8 | Petroleum Liquids | DFO | Petroleum | IC | 1.1 | RE | 1949
12658 | Minnkota Power Coop, Inc | 2821 | Grand Forks | ND | Grand Forks | 9 | Petroleum Liquids | DFO | Petroleum | IC | 1.1 | RE | 1949
12658 | Minnkota Power Coop, Inc | 2822 | Harwood | ND | Cass | 1 | Petroleum Liquids | DFO | Petroleum | IC | 1.6 | RE | 1947
12658 | Minnkota Power Coop, Inc | 2822 | Harwood | ND | Cass | 2 | Petroleum Liquids | DFO | Petroleum | IC | 1.6 | RE | 1947
12658 | Minnkota Power Coop, Inc | 2822 | Harwood | ND | Cass | 3 | Petroleum Liquids | DFO | Petroleum | IC | 1.6 | RE | 1947
3542 | Duke Energy Ohio Inc | 2830 | Walter C Beckjord | OH | Clermont | 1 | Conventional Steam Coal | BIT | Hard Coal | ST | 115 | RE | 1952
3542 | Duke Energy Ohio Inc | 2830 | Walter C Beckjord | OH | Clermont | 2 | Conventional Steam Coal | BIT | Hard Coal | ST | 112.5 | RE | 1953
3542 | Duke Energy Ohio Inc | 2830 | Walter C Beckjord | OH | Clermont | 3 | Conventional Steam Coal | BIT | Hard Coal | ST | 125 | RE | 1954
3542 | Duke Energy Ohio Inc | 2830 | Walter C Beckjord | OH | Clermont | 4 | Conventional Steam Coal | BIT | Hard Coal | ST | 163.2 | RE | 1958
3542 | Duke Energy Ohio Inc | 2830 | Walter C Beckjord | OH | Clermont | 5 | Conventional Steam Coal | BIT | Hard Coal | ST | 244.8 | RE | 1962
3542 | Duke Energy Ohio Inc | 2830 | Walter C Beckjord | OH | Clermont | 6 | Conventional Steam Coal | BIT | Hard Coal | ST | 460.8 | RE | 1969
3542 | Duke Energy Ohio Inc | 2830 | Walter C Beckjord | OH | Clermont | GT1 | Petroleum Liquids | DFO | Petroleum | GT | 52.9 | RE | 1972
3542 | Duke Energy Ohio Inc | 2830 | Walter C Beckjord | OH | Clermont | GT2 | Petroleum Liquids | DFO | Petroleum | GT | 52.9 | RE | 1972
3542 | Duke Energy Ohio Inc | 2830 | Walter C Beckjord | OH | Clermont | GT3 | Petroleum Liquids | DFO | Petroleum | GT | 52.9 | RE | 1972
3542 | Duke Energy Ohio Inc | 2830 | Walter C Beckjord | OH | Clermont | GT4 | Petroleum Liquids | DFO | Petroleum | GT | 52.9 | RE | 1972
59919 | Dynegy Miami Fort | 2832 | Miami Fort | OH | Hamilton | 5 | Conventional Steam Coal | BIT | Hard Coal | ST | 100 | RE | 1949
59919 | Dynegy Miami Fort | 2832 | Miami Fort | OH | Hamilton | 6 | Conventional Steam Coal | BIT | Hard Coal | ST | 163.2 | RE | 1960
6526 | FirstEnergy Generation Corp | 2835 | FirstEnergy Ashtabula | OH | Ashtabula | 5 | Conventional Steam Coal | SUB | Hard Coal | ST | 256 | RE | 1958
6526 | FirstEnergy Generation Corp | 2835 | FirstEnergy Ashtabula | OH | Ashtabula | 6 | Conventional Steam Coal | BIT | Hard Coal | ST | 46 | RE | 1972
6526 | FirstEnergy Generation Corp | 2835 | FirstEnergy Ashtabula | OH | Ashtabula | 7 | Conventional Steam Coal | BIT | Hard Coal | ST | 46 | RE | 1972
6526 | FirstEnergy Generation Corp | 2835 | FirstEnergy Ashtabula | OH | Ashtabula | 8 | Conventional Steam Coal | BIT | Hard Coal | ST | 46 | RE | 1953
6526 | FirstEnergy Generation Corp | 2835 | FirstEnergy Ashtabula | OH | Ashtabula | 9 | Conventional Steam Coal | BIT | Hard Coal | ST | 46 | RE | 1953
14165 | NRG Power Midwest LP | 2836 | Avon Lake | OH | Lorain | 6 | Natural Gas Steam Turbine | NG | Natural Gas Peaker | ST | 75 | RE | 1949
6526 | FirstEnergy Generation Corp | 2837 | FirstEnergy Eastlake | OH | Lake | 1 | Conventional Steam Coal | SUB | Hard Coal | ST | 123 | RE | 1953
6526 | FirstEnergy Generation Corp | 2837 | FirstEnergy Eastlake | OH | Lake | 2 | Conventional Steam Coal | SUB | Hard Coal | ST | 123 | RE | 1953
6526 | FirstEnergy Generation Corp | 2837 | FirstEnergy Eastlake | OH | Lake | 3 | Conventional Steam Coal | SUB | Hard Coal | ST | 123 | RE | 1954
6526 | FirstEnergy Generation Corp | 2837 | FirstEnergy Eastlake | OH | Lake | 4 | Conventional Steam Coal | SUB | Hard Coal | ST | 208 | RE | 1956
6526 | FirstEnergy Generation Corp | 2837 | FirstEnergy Eastlake | OH | Lake | 5 | Conventional Steam Coal | BIT | Hard Coal | ST | 680 | RE | 1972
6526 | FirstEnergy Generation Corp | 2838 | FirstEnergy Lake Shore | OH | Cuyahoga | 18 | Conventional Steam Coal | SUB | Hard Coal | ST | 256 | RE | 1962
6526 | FirstEnergy Generation Corp | 2838 | FirstEnergy Lake Shore | OH | Cuyahoga | IC1 | Petroleum Liquids | DFO | Petroleum | IC | 2 | RE | 1966
6526 | FirstEnergy Generation Corp | 2838 | FirstEnergy Lake Shore | OH | Cuyahoga | IC2 | Petroleum Liquids | DFO | Petroleum | IC | 2 | RE | 1966
58620 | AEP Generation Resources Inc | 2840 | Conesville | OH | Coshocton | 1 | Conventional Steam Coal | BIT | Hard Coal | ST | 148 | RE | 1959
58620 | AEP Generation Resources Inc | 2840 | Conesville | OH | Coshocton | 2 | Conventional Steam Coal | BIT | Hard Coal | ST | 136 | RE | 1957
58620 | AEP Generation Resources Inc | 2840 | Conesville | OH | Coshocton | 3 | Conventional Steam Coal | BIT | Hard Coal | ST | 161.5 | RE | 1962
58620 | AEP Generation Resources Inc | 2843 | Picway | OH | Pickaway | 5 | Conventional Steam Coal | BIT | Hard Coal | ST | 106.2 | RE | 1955
4922 | Dayton Power & Light Co | 2848 | O H Hutchings | OH | Montgomery | 1 | Conventional Steam Coal | BIT | Hard Coal | ST | 69 | RE | 1948
4922 | Dayton Power & Light Co | 2848 | O H Hutchings | OH | Montgomery | 2 | Conventional Steam Coal | BIT | Hard Coal | ST | 69 | RE | 1949
4922 | Dayton Power & Light Co | 2848 | O H Hutchings | OH | Montgomery | 3 | Conventional Steam Coal | BIT | Hard Coal | ST | 69 | RE | 1950
4922 | Dayton Power & Light Co | 2848 | O H Hutchings | OH | Montgomery | 4 | Conventional Steam Coal | BIT | Hard Coal | ST | 69 | RE | 1951
4922 | Dayton Power & Light Co | 2848 | O H Hutchings | OH | Montgomery | 5 | Conventional Steam Coal | BIT | Hard Coal | ST | 69 | RE | 1952
4922 | Dayton Power & Light Co | 2848 | O H Hutchings | OH | Montgomery | 6 | Conventional Steam Coal | BIT | Hard Coal | ST | 69 | RE | 1953
6526 | FirstEnergy Generation Corp | 2857 | FirstEnergy Edgewater | OH | LORAIN | 4 | Natural Gas Steam Turbine | NG | Natural Gas Peaker | ST | 113.6 | RE | 1957
6526 | FirstEnergy Generation Corp | 2857 | FirstEnergy Edgewater | OH | LORAIN | CTA | Petroleum Liquids | DFO | Petroleum | GT | 28.8 | RE | 1973
6526 | FirstEnergy Generation Corp | 2857 | FirstEnergy Edgewater | OH | LORAIN | CTB | Petroleum Liquids | DFO | Petroleum | GT | 28.8 | RE | 1973
6526 | FirstEnergy Generation Corp | 2860 | FirstEnergy Mad River | OH | CLARK | CTA | Petroleum Liquids | DFO | Petroleum | GT | 27 | RE | 1972
6526 | FirstEnergy Generation Corp | 2860 | FirstEnergy Mad River | OH | CLARK | CTB | Petroleum Liquids | DFO | Petroleum | GT | 27 | RE | 1972
14165 | NRG Power Midwest LP | 2861 | Niles Power Plant | OH | Trumbull | 1 | Conventional Steam Coal | BIT | Hard Coal | ST | 132.8 | RE | 1954
14165 | NRG Power Midwest LP | 2861 | Niles Power Plant | OH | Trumbull | 2 | Conventional Steam Coal | BIT | Hard Coal | ST | 132.8 | RE | 1954
6526 | FirstEnergy Generation Corp | 2864 | FirstEnergy R E Burger | OH | Belmont | 1 | Conventional Steam Coal | BIT | Hard Coal | ST | 62.5 | RE | 1944
6526 | FirstEnergy Generation Corp | 2864 | FirstEnergy R E Burger | OH | Belmont | 2 | Conventional Steam Coal | BIT | Hard Coal | ST | 62.5 | RE | 1947
6526 | FirstEnergy Generation Corp | 2864 | FirstEnergy R E Burger | OH | Belmont | 3 | Conventional Steam Coal | BIT | Hard Coal | ST | 103.4 | RE | 1950
6526 | FirstEnergy Generation Corp | 2864 | FirstEnergy R E Burger | OH | Belmont | 4 | Conventional Steam Coal | BIT | Hard Coal | ST | 156.2 | RE | 1955
6526 | FirstEnergy Generation Corp | 2864 | FirstEnergy R E Burger | OH | Belmont | 5 | Conventional Steam Coal | BIT | Hard Coal | ST | 156.2 | RE | 1955
6526 | FirstEnergy Generation Corp | 2864 | FirstEnergy R E Burger | OH | Belmont | A1 | Petroleum Liquids | DFO | Petroleum | IC | 2.5 | RE | 1972
6526 | FirstEnergy Generation Corp | 2864 | FirstEnergy R E Burger | OH | Belmont | B1 | Petroleum Liquids | DFO | Petroleum | IC | 2.5 | RE | 1972
6526 | FirstEnergy Generation Corp | 2864 | FirstEnergy R E Burger | OH | Belmont | B2 | Petroleum Liquids | DFO | Petroleum | IC | 2.5 | RE | 1972
6526 | FirstEnergy Generation Corp | 2867 | FirstEnergy Toronto | OH | JEFFERSON | 5 | Conventional Steam Coal | BIT | Hard Coal | ST | 35 | RE | 1940
6526 | FirstEnergy Generation Corp | 2867 | FirstEnergy Toronto | OH | JEFFERSON | 6 | Conventional Steam Coal | BIT | Hard Coal | ST | 69 | RE | 1949
6526 | FirstEnergy Generation Corp | 2867 | FirstEnergy Toronto | OH | JEFFERSON | 7 | Conventional Steam Coal | BIT | Hard Coal | ST | 69 | RE | 1949
58620 | AEP Generation Resources Inc | 2872 | Muskingum River | OH | Washington | 1 | Conventional Steam Coal | BIT | Hard Coal | ST | 219.6 | RE | 1953
58620 | AEP Generation Resources Inc | 2872 | Muskingum River | OH | Washington | 2 | Conventional Steam Coal | BIT | Hard Coal | ST | 219.6 | RE | 1954
58620 | AEP Generation Resources Inc | 2872 | Muskingum River | OH | Washington | 3 | Conventional Steam Coal | BIT | Hard Coal | ST | 237.5 | RE | 1957
58620 | AEP Generation Resources Inc | 2872 | Muskingum River | OH | Washington | 4 | Conventional Steam Coal | BIT | Hard Coal | ST | 237.5 | RE | 1958
58620 | AEP Generation Resources Inc | 2872 | Muskingum River | OH | Washington | 5 | Conventional Steam Coal | BIT | Hard Coal | ST | 615.2 | RE | 1968
6526 | FirstEnergy Generation Corp | 2877 | FirstEnergy Acme | OH | Lucas | 2 | Conventional Steam Coal | BIT | Hard Coal | ST | 72 | RE | 1951
6526 | FirstEnergy Generation Corp | 2878 | FirstEnergy Bay Shore | OH | Lucas | 2 | Conventional Steam Coal | SUB | Hard Coal | ST | 140.6 | RE | 1959
6526 | FirstEnergy Generation Corp | 2878 | FirstEnergy Bay Shore | OH | Lucas | 3 | Conventional Steam Coal | SUB | Hard Coal | ST | 140.6 | RE | 1963
6526 | FirstEnergy Generation Corp | 2878 | FirstEnergy Bay Shore | OH | Lucas | 4 | Conventional Steam Coal | SUB | Hard Coal | ST | 217.6 | RE | 1968
3762 | City of Cleveland - (OH) | 2908 | Lake Road (OH) | OH | Cuyahoga | 10 | Conventional Steam Coal | BIT | Hard Coal | ST | 25 | RE | 1953
3762 | City of Cleveland - (OH) | 2908 | Lake Road (OH) | OH | Cuyahoga | 11 | Conventional Steam Coal | BIT | Hard Coal | ST | 85 | RE | 1967
3762 | City of Cleveland - (OH) | 2908 | Lake Road (OH) | OH | Cuyahoga | 8 | Conventional Steam Coal | BIT | Hard Coal | ST | 25 | RE | 1941
3762 | City of Cleveland - (OH) | 2908 | Lake Road (OH) | OH | Cuyahoga | 9 | Conventional Steam Coal | BIT | Hard Coal | ST | 25 | RE | 1953
5336 | City of Dover - (OH) | 2914 | Dover | OH | Tuscarawas | 2 | Conventional Steam Coal | BIT | Hard Coal | ST | 4 | RE | 1944
7977 | City of Hamilton - (OH) | 2917 | Hamilton (OH) | OH | Butler | GT1 | Natural Gas Fired Combustion Turbine | NG | Natural Gas Peaker | GT | 11.2 | RE | 1964
10830 | City of Lebanon - (OH) | 2921 | Lebanon | OH | Warren | 1 | Petroleum Liquids | DFO | Petroleum | IC | 0.7 | RE | 1940
10830 | City of Lebanon - (OH) | 2921 | Lebanon | OH | Warren | 3 | Petroleum Liquids | DFO | Petroleum | IC | 1.2 | RE | 1949
10830 | City of Lebanon - (OH) | 2921 | Lebanon | OH | Warren | 4 | Petroleum Liquids | DFO | Petroleum | IC | 1.2 | RE | 1950
13949 | City of Oberlin - (OH) | 2933 | Oberlin (OH) | OH | Lorain | 2 | Petroleum Liquids | DFO | Petroleum | IC | 0.9 | RE | 1951
13949 | City of Oberlin - (OH) | 2933 | Oberlin (OH) | OH | Lorain | 3 | Petroleum Liquids | DFO | Petroleum | IC | 0.6 | RE | 1934
13949 | City of Oberlin - (OH) | 2933 | Oberlin (OH) | OH | Lorain | 5 | Natural Gas Internal Combustion Engine | NG | Natural Gas Peaker | IC | 2 | RE | 1951
15095 | City of Piqua - (OH) | 2937 | Piqua Power Plant | OH | Miami | 10 | Conventional Steam Coal | BIT | Hard Coal | ST | 0.8 | RE | 1987
15095 | City of Piqua - (OH) | 2937 | Piqua Power Plant | OH | Miami | 3 | Conventional Steam Coal | BIT | Hard Coal | ST | 4 | RE | 1940
15095 | City of Piqua - (OH) | 2937 | Piqua Power Plant | OH | Miami | 4 | Conventional Steam Coal | BIT | Hard Coal | ST | 7.5 | RE | 1947
15095 | City of Piqua - (OH) | 2937 | Piqua Power Plant | OH | Miami | 6 | Conventional Steam Coal | BIT | Hard Coal | ST | 12.5 | RE | 1951
15095 | City of Piqua - (OH) | 2937 | Piqua Power Plant | OH | Miami | 7 | Conventional Steam Coal | BIT | Hard Coal | ST | 20 | RE | 1961
17891 | City of St Marys - (OH) | 2942 | St Marys | OH | Auglaize | 5 | Conventional Steam Coal | BIT | Hard Coal | ST | 6 | RE | 1957
17891 | City of St Marys - (OH) | 2942 | St Marys | OH | Auglaize | 6 | Conventional Steam Coal | BIT | Hard Coal | ST | 10 | RE | 1967
17891 | City of St Marys - (OH) | 2942 | St Marys | OH | Auglaize | AUX | Petroleum Liquids | DFO | Petroleum | GT | 0.8 | RE | 1967
17043 | City of Shelby - (OH) | 2943 | Shelby Municipal Light Plant | OH | Richland | 1 | Conventional Steam Coal | BIT | Hard Coal | ST | 12.5 | RE | 1968
17043 | City of Shelby - (OH) | 2943 | Shelby Municipal Light Plant | OH | Richland | 2 | Conventional Steam Coal | BIT | Hard Coal | ST | 12.5 | RE | 1973
17043 | City of Shelby - (OH) | 2943 | Shelby Municipal Light Plant | OH | Richland | 3 | Conventional Steam Coal | BIT | Hard Coal | ST | 5 | RE | 1948
17043 | City of Shelby - (OH) | 2943 | Shelby Municipal Light Plant | OH | Richland | 4 | Conventional Steam Coal | BIT | Hard Coal | ST | 7 | RE | 1954
14063 | Oklahoma Gas & Electric Co | 2947 | Arbuckle | OK | Murray | 1 | Natural Gas Steam Turbine | NG | Natural Gas Peaker | ST | 73 | RE | 1953
14063 | Oklahoma Gas & Electric Co | 2950 | Enid | OK | Garfield | 1 | Natural Gas Fired Combustion Turbine | NG | Natural Gas Peaker | GT | 15 | RE | 1965
14063 | Oklahoma Gas & Electric Co | 2950 | Enid | OK | Garfield | 2 | Natural Gas Fired Combustion Turbine | NG | Natural Gas Peaker | GT | 15 | RE | 1965
14063 | Oklahoma Gas & Electric Co | 2950 | Enid | OK | Garfield | 3 | Natural Gas Fired Combustion Turbine | NG | Natural Gas Peaker | GT | 15 | RE | 1965
14063 | Oklahoma Gas & Electric Co | 2950 | Enid | OK | Garfield | 4 | Natural Gas Fired Combustion Turbine | NG | Natural Gas Peaker | GT | 15 | RE | 1965
14063 | Oklahoma Gas & Electric Co | 2952 | Muskogee | OK | Muskogee | 3 | Natural Gas Steam Turbine | NG | Natural Gas Peaker | ST | 173 | RE | 1956
14063 | Oklahoma Gas & Electric Co | 2953 | Mustang | OK | Canadian | 1 | Natural Gas Steam Turbine | NG | Natural Gas Peaker | ST | 82 | RE | 1950
14063 | Oklahoma Gas & Electric Co | 2953 | Mustang | OK | Canadian | 2 | Natural Gas Steam Turbine | NG | Natural Gas Peaker | ST | 63 | RE | 1951
14063 | Oklahoma Gas & Electric Co | 2956 | Seminole (OK) | OK | Seminole | GT1 | Natural Gas Fired Combustion Turbine | NG | Natural Gas Peaker | GT | 23 | RE | 1971
14063 | Oklahoma Gas & Electric Co | 2958 | Woodward | OK | Woodward | GT1 | Natural Gas Fired Combustion Turbine | NG | Natural Gas Peaker | GT | 11 | RE | 1963
15474 | Public Service Co of Oklahoma | 2965 | Tulsa | OK | Tulsa | 3 | Natural Gas Steam Turbine | NG | Natural Gas Peaker | ST | 95 | RE | 1948
11566 | City of Mangum - (OK) | 2991 | Mangum | OK | GREER | 2 | Natural Gas Internal Combustion Engine | NG | Natural Gas Peaker | IC | 0.6 | RE | 1939
11566 | City of Mangum - (OK) | 2991 | Mangum | OK | GREER | 3 | Natural Gas Internal Combustion Engine | NG | Natural Gas Peaker | IC | 0.4 | RE | 1929
18125 | Stillwater Utilities Authority | 3000 | Boomer Lake Station | OK | Payne | 1 | Natural Gas Steam Turbine | NG | Natural Gas Peaker | ST | 10 | RE | 1956
14354 | PacifiCorp | 3031 | Powerdale | OR | Hood River | 1 | Conventional Hydroelectric | WAT | Hydro | HY | 6 | RE | 1923
15248 | Portland General Electric Co | 3044 | Bull Run Hydro | OR | Clackamas | 1 | Conventional Hydroelectric | WAT | Hydro | HY | 5.2 | RE | 1922
15248 | Portland General Electric Co | 3044 | Bull Run Hydro | OR | Clackamas | 2 | Conventional Hydroelectric | WAT | Hydro | HY | 5.2 | RE | 1912
15248 | Portland General Electric Co | 3044 | Bull Run Hydro | OR | Clackamas | 3 | Conventional Hydroelectric | WAT | Hydro | HY | 5.2 | RE | 1912
15248 | Portland General Electric Co | 3044 | Bull Run Hydro | OR | Clackamas | 4 | Conventional Hydroelectric | WAT | Hydro | HY | 5.2 | RE | 1912
14165 | NRG Power Midwest LP | 3096 | Brunot Island | PA | Allegheny | 1B | Petroleum Liquids | DFO | Petroleum | GT | 25.5 | RE | 1972
14165 | NRG Power Midwest LP | 3096 | Brunot Island | PA | Allegheny | 1C | Petroleum Liquids | DFO | Petroleum | GT | 25.5 | RE | 1972
14165 | NRG Power Midwest LP | 3098 | Elrama Power Plant | PA | Washington | 1 | Conventional Steam Coal | BIT | Hard Coal | ST | 100 | RE | 1952
14165 | NRG Power Midwest LP | 3098 | Elrama Power Plant | PA | Washington | 2 | Conventional Steam Coal | BIT | Hard Coal | ST | 100 | RE | 1953
14165 | NRG Power Midwest LP | 3098 | Elrama Power Plant | PA | Washington | 3 | Conventional Steam Coal | BIT | Hard Coal | ST | 125 | RE | 1954
14165 | NRG Power Midwest LP | 3098 | Elrama Power Plant | PA | Washington | 4 | Conventional Steam Coal | BIT | Hard Coal | ST | 185 | RE | 1960
14165 | NRG Power Midwest LP | 3099 | F R Phillips | PA | Allegheny | 1 | Conventional Steam Coal | BIT | Hard Coal | ST | 69 | RE | 1943
14165 | NRG Power Midwest LP | 3099 | F R Phillips | PA | Allegheny | 2 | Conventional Steam Coal | BIT | Hard Coal | ST | 81 | RE | 1949
14165 | NRG Power Midwest LP | 3099 | F R Phillips | PA | Allegheny | 3 | Conventional Steam Coal | BIT | Hard Coal | ST | 81 | RE | 1950
14165 | NRG Power Midwest LP | 3099 | F R Phillips | PA | Allegheny | 4 | Conventional Steam Coal | BIT | Hard Coal | ST | 179 | RE | 1956
17235 | NRG REMA LLC | 3113 | Portland (PA) | PA | Northampton | 1 | Petroleum Liquids | DFO | Petroleum | ST | 172 | RE | 1958
17235 | NRG REMA LLC | 3113 | Portland (PA) | PA | Northampton | 2 | Conventional Steam Coal | BIT | Hard Coal | ST | 255 | RE | 1962
17235 | NRG REMA LLC | 3115 | Titus | PA | Berks | 1 | Conventional Steam Coal | BIT | Hard Coal | ST | 75 | RE | 1951
17235 | NRG REMA LLC | 3115 | Titus | PA | Berks | 2 | Conventional Steam Coal | BIT | Hard Coal | ST | 75 | RE | 1951
17235 | NRG REMA LLC | 3115 | Titus | PA | Berks | 3 | Conventional Steam Coal | BIT | Hard Coal | ST | 75 | RE | 1953
54885 | NRG Wholesale Generation LP | 3130 | Seward (PA) | PA | Indiana | 4 | Conventional Steam Coal | BIT | Hard Coal | ST | 62 | RE | 1950
54885 | NRG Wholesale Generation LP | 3130 | Seward (PA) | PA | Indiana | 5 | Conventional Steam Coal | BIT | Hard Coal | ST | 156.2 | RE | 1957
17235 | NRG REMA LLC | 3132 | Warren | PA | Warren | 1 | Conventional Steam Coal | BIT | Hard Coal | ST | 42 | RE | 1948
17235 | NRG REMA LLC | 3132 | Warren | PA | Warren | 2 | Conventional Steam Coal | BIT | Hard Coal | ST | 42 | RE | 1949
17235 | NRG REMA LLC | 3134 | Wayne | PA | Crawford | A | Petroleum Liquids | DFO | Petroleum | GT | 53 | RE | 1972
14165 | NRG Power Midwest LP | 3138 | New Castle Plant | PA | Lawrence | 1 | Conventional Steam Coal | BIT | Hard Coal | ST | 35 | RE | 1939
14165 | NRG Power Midwest LP | 3138 | New Castle Plant | PA | Lawrence | 2 | Conventional Steam Coal | BIT | Hard Coal | ST | 35 | RE | 1947
15276 | TalenEnergy Martins Creek LLC | 3148 | TalenEnergy Martins Creek | PA | Northampton | 1 | Conventional Steam Coal | BIT | Hard Coal | ST | 156.2 | RE | 1954
15276 | TalenEnergy Martins Creek LLC | 3148 | TalenEnergy Martins Creek | PA | Northampton | 2 | Conventional Steam Coal | BIT | Hard Coal | ST | 156.2 | RE | 1956
15276 | TalenEnergy Martins Creek LLC | 3148 | TalenEnergy Martins Creek | PA | Northampton | MCD1 | Petroleum Liquids | DFO | Petroleum | IC | 2.7 | RE | 1967
15276 | TalenEnergy Martins Creek LLC | 3148 | TalenEnergy Martins Creek | PA | Northampton | MCD2 | Petroleum Liquids | DFO | Petroleum | IC | 2.7 | RE | 1967
22001 | Sunbury Generation LP | 3152 | Sunbury Generation LP | PA | Snyder | 1 | Conventional Steam Coal | BIT | Hard Coal | ST | 89.1 | RE | 1949
22001 | Sunbury Generation LP | 3152 | Sunbury Generation LP | PA | Snyder | 2 | Conventional Steam Coal | BIT | Hard Coal | ST | 89.1 | RE | 1949
22001 | Sunbury Generation LP | 3152 | Sunbury Generation LP | PA | Snyder | 3 | Conventional Steam Coal | BIT | Hard Coal | ST | 103.5 | RE | 1951
22001 | Sunbury Generation LP | 3152 | Sunbury Generation LP | PA | Snyder | 4 | Conventional Steam Coal | BIT | Hard Coal | ST | 156.2 | RE | 1953
6035 | Exelon Power | 3159 | Cromby Generating Station | PA | Chester | 1 | Conventional Steam Coal | BIT | Hard Coal | ST | 187.5 | RE | 1954
6035 | Exelon Power | 3159 | Cromby Generating Station | PA | Chester | 2 | Petroleum Liquids | RFO | Petroleum | ST | 230 | RE | 1955
6035 | Exelon Power | 3159 | Cromby Generating Station | PA | Chester | ICI | Petroleum Liquids | DFO | Petroleum | IC | 2.7 | RE | 1967
6035 | Exelon Power | 3160 | Delaware Generating Station | PA | Philadelphia | 1 | Petroleum Liquids | DFO | Petroleum | IC | 2.7 | RE | 1967
6035 | Exelon Power | 3160 | Delaware Generating Station | PA | Philadelphia | 7 | Petroleum Liquids | RFO | Petroleum | ST | 156.2 | RE | 1953
6035 | Exelon Power | 3160 | Delaware Generating Station | PA | Philadelphia | 8 | Petroleum Liquids | RFO | Petroleum | ST | 156.2 | RE | 1953
6035 | Exelon Power | 3161 | Eddystone Generating Station | PA | Delaware | 1 | Conventional Steam Coal | BIT | Hard Coal | ST | 353.6 | RE | 1960
6035 | Exelon Power | 3161 | Eddystone Generating Station | PA | Delaware | 2 | Conventional Steam Coal | BIT | Hard Coal | ST | 353.6 | RE | 1960
6035 | Exelon Power | 3169 | Schuylkill Generating Station | PA | Philadelphia | 1 | Petroleum Liquids | RFO | Petroleum | ST | 190.4 | RE | 1958
6035 | Exelon Power | 3169 | Schuylkill Generating Station | PA | Philadelphia | IC1 | Petroleum Liquids | DFO | Petroleum | IC | 2.7 | RE | 1967
23279 | Allegheny Energy Supply Co LLC | 3178 | FirstEnergy Armstrong Power Station | PA | Armstrong | 1 | Conventional Steam Coal | BIT | Hard Coal | ST | 163.2 | RE | 1958
23279 | Allegheny Energy Supply Co LLC | 3178 | FirstEnergy Armstrong Power Station | PA | Armstrong | 2 | Conventional Steam Coal | BIT | Hard Coal | ST | 163.2 | RE | 1959
23279 | Allegheny Energy Supply Co LLC | 3179 | Hatfields Ferry Power Station | PA | Greene | 1 | Conventional Steam Coal | BIT | Hard Coal | ST | 576 | RE | 1969
23279 | Allegheny Energy Supply Co LLC | 3179 | Hatfields Ferry Power Station | PA | Greene | 2 | Conventional Steam Coal | BIT | Hard Coal | ST | 576 | RE | 1970
23279 | Allegheny Energy Supply Co LLC | 3179 | Hatfields Ferry Power Station | PA | Greene | 3 | Conventional Steam Coal | BIT | Hard Coal | ST | 576 | RE | 1971
23279 | Allegheny Energy Supply Co LLC | 3181 | FirstEnergy Mitchell Power Station | PA | Washington | 1 | Petroleum Liquids | DFO | Petroleum | ST | 74.7 | RE | 1948
23279 | Allegheny Energy Supply Co LLC | 3181 | FirstEnergy Mitchell Power Station | PA | Washington | 2 | Petroleum Liquids | DFO | Petroleum | ST | 74.7 | RE | 1949
23279 | Allegheny Energy Supply Co LLC | 3181 | FirstEnergy Mitchell Power Station | PA | Washington | 3 | Conventional Steam Coal | BIT | Hard Coal | ST | 299.2 | RE | 1963
23279 | Allegheny Energy Supply Co LLC | 3182 | FirstEnergy Springdale Power Station | PA | Allegheny | 7 | Petroleum Liquids | RFO | Petroleum | ST | 74.7 | RE | 1945
23279 | Allegheny Energy Supply Co LLC | 3182 | FirstEnergy Springdale Power Station | PA | Allegheny | 8 | Petroleum Liquids | DFO | Petroleum | ST | 140.6 | RE | 1954
3046 | Duke Energy Progress - (NC) | 3250 | Darlington County | SC | Darlington | 11 | Petroleum Liquids | DFO | Petroleum | GT | 66.8 | RE | 1974
3046 | Duke Energy Progress - (NC) | 3251 | H B Robinson | SC | Darlington | 1 | Conventional Steam Coal | BIT | Hard Coal | ST | 206.6 | RE | 1960
3046 | Duke Energy Progress - (NC) | 3251 | H B Robinson | SC | Darlington | GT1 | Natural Gas Fired Combustion Turbine | NG | Natural Gas Peaker | GT | 16.3 | RE | 1968
5416 | Duke Energy Carolinas, LLC | 3264 | W S Lee | SC | Anderson | 1 | Conventional Steam Coal | BIT | Hard Coal | ST | 90 | RE | 1951
5416 | Duke Energy Carolinas, LLC | 3264 | W S Lee | SC | Anderson | 2 | Conventional Steam Coal | BIT | Hard Coal | ST | 90 | RE | 1951
5416 | Duke Energy Carolinas, LLC | 3264 | W S Lee | SC | Anderson | 4 | Natural Gas Fired Combustion Turbine | NG | Natural Gas Peaker | GT | 35.1 | RE | 1978
5416 | Duke Energy Carolinas, LLC | 3264 | W S Lee | SC | Anderson | 5 | Natural Gas Fired Combustion Turbine | NG | Natural Gas Peaker | GT | 35.1 | RE | 1968
5416 | Duke Energy Carolinas, LLC | 3264 | W S Lee | SC | Anderson | 6 | Natural Gas Fired Combustion Turbine | NG | Natural Gas Peaker | GT | 35.1 | RE | 1968
17539 | South Carolina Electric&Gas Company | 3277 | Burton | SC | Beaufort | 1 | Natural Gas Fired Combustion Turbine | NG | Natural Gas Peaker | GT | 11.5 | RE | 1961
17539 | South Carolina Electric&Gas Company | 3277 | Burton | SC | Beaufort | 2 | Natural Gas Fired Combustion Turbine | NG | Natural Gas Peaker | GT | 11.5 | RE | 1963
17539 | South Carolina Electric&Gas Company | 3277 | Burton | SC | Beaufort | 3 | Natural Gas Fired Combustion Turbine | NG | Natural Gas Peaker | GT | 11.5 | RE | 1963
17539 | South Carolina Electric&Gas Company | 3280 | Canadys Steam | SC | Colleton | 1 | Conventional Steam Coal | BIT | Hard Coal | ST | 136 | RE | 1962
17539 | South Carolina Electric&Gas Company | 3280 | Canadys Steam | SC | Colleton | 2 | Conventional Steam Coal | BIT | Hard Coal | ST | 136 | RE | 1964
17539 | South Carolina Electric&Gas Company | 3280 | Canadys Steam | SC | Colleton | 3 | Conventional Steam Coal | BIT | Hard Coal | ST | 217.6 | RE | 1967
17539 | South Carolina Electric&Gas Company | 3284 | Faber Place | SC | Charleston | 1 | Natural Gas Fired Combustion Turbine | NG | Natural Gas Peaker | GT | 11.5 | RE | 1961
34 | City of Abbeville - (SC) | 3305 | Rocky River (SC) | SC | Anderson | IC1 | Petroleum Liquids | DFO | Petroleum | IC | 1.1 | RE | 1946
17543 | South Carolina Public Service Authority | 3317 | Dolphus M Grainger | SC | Horry | 1 | Conventional Steam Coal | BIT | Hard Coal | ST | 81.6 | RE | 1966
17543 | South Carolina Public Service Authority | 3317 | Dolphus M Grainger | SC | Horry | 2 | Conventional Steam Coal | BIT | Hard Coal | ST | 81.6 | RE | 1966
17543 | South Carolina Public Service Authority | 3319 | Jefferies | SC | Berkeley | 1 | Petroleum Liquids | WO | Petroleum | ST | 50 | RE | 1954
17543 | South Carolina Public Service Authority | 3319 | Jefferies | SC | Berkeley | 2 | Petroleum Liquids | WO | Petroleum | ST | 50 | RE | 1954
17543 | South Carolina Public Service Authority | 3319 | Jefferies | SC | Berkeley | 3 | Conventional Steam Coal | BIT | Hard Coal | ST | 172.8 | RE | 1970
17543 | South Carolina Public Service Authority | 3319 | Jefferies | SC | Berkeley | 4 | Conventional Steam Coal | BIT | Hard Coal | ST | 172.8 | RE | 1970
19545 | Black Hills Power, Inc. d/b/a | 3325 | Ben French | SD | Pennington | ST1 | Conventional Steam Coal | SUB | Hard Coal | ST | 25 | RE | 1960
13781 | Northern States Power Co - Minnesota | 3334 | Pathfinder | SD | Minnehaha | 1 | Natural Gas Steam Turbine | NG | Natural Gas Peaker | ST | 75 | RE | 1962
13809 | NorthWestern Energy - (SD) | 3343 | Highmore | SD | Hyde | 1 | Petroleum Liquids | DFO | Petroleum | IC | 0.6 | RE | 1948
13809 | NorthWestern Energy - (SD) | 3343 | Highmore | SD | Hyde | 2 | Petroleum Liquids | DFO | Petroleum | IC | 1.3 | RE | 1960
13809 | NorthWestern Energy - (SD) | 3343 | Highmore | SD | Hyde | 3 | Petroleum Liquids | DFO | Petroleum | IC | 2.7 | RE | 1970
13809 | NorthWestern Energy - (SD) | 3346 | Mobile Unit | SD | Beadle | 1 | Petroleum Liquids | DFO | Petroleum | IC | 0.5 | RE | 1955
13809 | NorthWestern Energy - (SD) | 3347 | Redfield | SD | Spink | 1 | Natural Gas Internal Combustion Engine | NG | Natural Gas Peaker | IC | 1.3 | RE | 1962
13809 | NorthWestern Energy - (SD) | 3347 | Redfield | SD | Spink | 2 | Natural Gas Internal Combustion Engine | NG | Natural Gas Peaker | IC | 1.3 | RE | 1962
13809 | NorthWestern Energy - (SD) | 3347 | Redfield | SD | Spink | 3 | Natural Gas Internal Combustion Engine | NG | Natural Gas Peaker | IC | 1.3 | RE | 1962
13809 | NorthWestern Energy - (SD) | 3348 | Webster IC | SD | Day | 1 | Petroleum Liquids | DFO | Petroleum | IC | 0.7 | RE | 1932
13809 | NorthWestern Energy - (SD) | 3348 | Webster IC | SD | Day | 2 | Petroleum Liquids | DFO | Petroleum | IC | 1.9 | RE | 1950
14232 | Otter Tail Power Co | 3352 | Lake Preston | SD | Kingsbury | 1 | Petroleum Liquids | DFO | Petroleum | GT | 24.1 | RE | 1948
18642 | Tennessee Valley Authority | 3405 | John Sevier | TN | Hawkins | 1 | Conventional Steam Coal | BIT | Hard Coal | ST | 200 | RE | 1955
18642 | Tennessee Valley Authority | 3405 | John Sevier | TN | Hawkins | 2 | Conventional Steam Coal | BIT | Hard Coal | ST | 200 | RE | 1955
18642 | Tennessee Valley Authority | 3405 | John Sevier | TN | Hawkins | 3 | Conventional Steam Coal | BIT | Hard Coal | ST | 200 | RE | 1956
18642 | Tennessee Valley Authority | 3405 | John Sevier | TN | Hawkins | 4 | Conventional Steam Coal | BIT | Hard Coal | ST | 200 | RE | 1957
18642 | Tennessee Valley Authority | 3406 | Johnsonville | TN | Humphreys | 10 | Conventional Steam Coal | SUB | Hard Coal | ST | 172.8 | RE | 1959
18642 | Tennessee Valley Authority | 3406 | Johnsonville | TN | Humphreys | 5 | Conventional Steam Coal | SUB | Hard Coal | ST | 147 | RE | 1952
18642 | Tennessee Valley Authority | 3406 | Johnsonville | TN | Humphreys | 6 | Conventional Steam Coal | SUB | Hard Coal | ST | 147 | RE | 1953
18642 | Tennessee Valley Authority | 3406 | Johnsonville | TN | Humphreys | 7 | Conventional Steam Coal | SUB | Hard Coal | ST | 172.8 | RE | 1958
18642 | Tennessee Valley Authority | 3406 | Johnsonville | TN | Humphreys | 8 | Conventional Steam Coal | SUB | Hard Coal | ST | 172.8 | RE | 1959
18642 | Tennessee Valley Authority | 3406 | Johnsonville | TN | Humphreys | 9 | Conventional Steam Coal | SUB | Hard Coal | ST | 172.8 | RE | 1959
18642 | Tennessee Valley Authority | 3419 | Watts Bar Fossil | TN | Rhea | ST1 | Conventional Steam Coal | BIT | Hard Coal | ST | 60 | RE | 1942
18642 | Tennessee Valley Authority | 3419 | Watts Bar Fossil | TN | Rhea | ST2 | Conventional Steam Coal | BIT | Hard Coal | ST | 60 | RE | 1942
18642 | Tennessee Valley Authority | 3419 | Watts Bar Fossil | TN | Rhea | ST3 | Conventional Steam Coal | BIT | Hard Coal | ST | 60 | RE | 1943
18642 | Tennessee Valley Authority | 3419 | Watts Bar Fossil | TN | Rhea | ST4 | Conventional Steam Coal | BIT | Hard Coal | ST | 60 | RE | 1945
54907 | ReNu Power Holdings LLC | 3438 | J L Bates | TX | Hidalgo | 1 | Natural Gas Steam Turbine | NG | Natural Gas Peaker | ST | 75 | RE | 1958
54907 | ReNu Power Holdings LLC | 3438 | J L Bates | TX | Hidalgo | 2 | Natural Gas Steam Turbine | NG | Natural Gas Peaker | ST | 113.7 | RE | 1960
49979 | Topaz Power Group LLC | 3439 | Laredo | TX | Webb | 1 | Natural Gas Steam Turbine | NG | Natural Gas Peaker | ST | 34.5 | RE | 1951
49979 | Topaz Power Group LLC | 3439 | Laredo | TX | Webb | 2 | Natural Gas Steam Turbine | NG | Natural Gas Peaker | ST | 37.5 | RE | 1955
49979 | Topaz Power Group LLC | 3439 | Laredo | TX | Webb | 3 | Natural Gas Steam Turbine | NG | Natural Gas Peaker | ST | 115.2 | RE | 1975
54907 | ReNu Power Holdings LLC | 3440 | Lon C Hill | TX | Nueces | 1 | Natural Gas Steam Turbine | NG | Natural Gas Peaker | ST | 75 | RE | 1954
54907 | ReNu Power Holdings LLC | 3440 | Lon C Hill | TX | Nueces | 2 | Natural Gas Steam Turbine | NG | Natural Gas Peaker | ST | 75 | RE | 1956
54907 | ReNu Power Holdings LLC | 3440 | Lon C Hill | TX | Nueces | 3 | Natural Gas Steam Turbine | NG | Natural Gas Peaker | ST | 163.2 | RE | 1959
54907 | ReNu Power Holdings LLC | 3440 | Lon C Hill | TX | Nueces | 4 | Natural Gas Steam Turbine | NG | Natural Gas Peaker | ST | 261 | RE | 1969
49979 | Topaz Power Group LLC | 3441 | Nueces Bay | TX | Nueces | 5 | Natural Gas Steam Turbine | NG | Natural Gas Peaker | ST | 32.5 | RE | 1949
49979 | Topaz Power Group LLC | 3441 | Nueces Bay | TX | Nueces | 6 | Natural Gas Steam Turbine | NG | Natural Gas Peaker | ST | 180 | RE | 1965
54907 | ReNu Power Holdings LLC | 3442 | La Palma | TX | Cameron | 4 | Natural Gas Steam Turbine | NG | Natural Gas Peaker | ST | 23 | RE | 1947
54907 | ReNu Power Holdings LLC | 3442 | La Palma | TX | Cameron | 5 | Natural Gas Steam Turbine | NG | Natural Gas Peaker | ST | 23 | RE | 1949
54907 | ReNu Power Holdings LLC | 3442 | La Palma | TX | Cameron | 6 | Natural Gas Steam Turbine | NG | Natural Gas Peaker | ST | 163.2 | RE | 1970
54907 | ReNu Power Holdings LLC | 3442 | La Palma | TX | Cameron | 7 | Natural Gas Fired Combustion Turbine | NG | Natural Gas Peaker | GT | 49.1 | RE | 1975
54907 | ReNu Power Holdings LLC | 3443 | Victoria | TX | Victoria | 4 | Natural Gas Steam Turbine | NG | Natural Gas Peaker | ST | 75 | RE | 1955
54907 | ReNu Power Holdings LLC | 3443 | Victoria | TX | Victoria | 6 | Natural Gas Steam Turbine | NG | Natural Gas Peaker | ST | 261 | RE | 1968
6035 | Exelon Power | 3453 | Mountain Creek | TX | Dallas | 2 | Natural Gas Steam Turbine | NG | Natural Gas Peaker | ST | 31.2 | RE | 1945
6035 | Exelon Power | 3453 | Mountain Creek | TX | Dallas | 3 | Natural Gas Steam Turbine | NG | Natural Gas Peaker | ST | 74.9 | RE | 1949
55983 | Luminant Generation Company LLC | 3454 | North Lake | TX | Dallas | 1 | Natural Gas Steam Turbine | NG | Natural Gas Peaker | ST | 176.8 | RE | 1959
55983 | Luminant Generation Company LLC | 3454 | North Lake | TX | Dallas | 2 | Natural Gas Steam Turbine | NG | Natural Gas Peaker | ST | 170.4 | RE | 1961
55983 | Luminant Generation Company LLC | 3454 | North Lake | TX | Dallas | 3 | Natural Gas Steam Turbine | NG | Natural Gas Peaker | ST | 361.3 | RE | 1964
55983 | Luminant Generation Company LLC | 3455 | Parkdale | TX | Dallas | 1 | Natural Gas Steam Turbine | NG | Natural Gas Peaker | ST | 79.6 | RE | 1953
55983 | Luminant Generation Company LLC | 3455 | Parkdale | TX | Dallas | 2 | Natural Gas Steam Turbine | NG | Natural Gas Peaker | ST | 125 | RE | 1955
55983 | Luminant Generation Company LLC | 3455 | Parkdale | TX | Dallas | 3 | Natural Gas Steam Turbine | NG | Natural Gas Peaker | ST | 136 | RE | 1957
54888 | NRG Texas Power LLC | 3460 | Cedar Bayou | TX | Chambers | 3 | Natural Gas Steam Turbine | NG | Natural Gas Peaker | ST | 765 | RE | 1974
54888 | NRG Texas Power LLC | 3466 | P H Robinson | TX | Galveston | 1 | Natural Gas Steam Turbine | NG | Natural Gas Peaker | ST | 484.5 | RE | 1966
54888 | NRG Texas Power LLC | 3466 | P H Robinson | TX | Galveston | 2 | Natural Gas Steam Turbine | NG | Natural Gas Peaker | ST | 484.5 | RE | 1967
54888 | NRG Texas Power LLC | 3466 | P H Robinson | TX | Galveston | 3 | Natural Gas Steam Turbine | NG | Natural Gas Peaker | ST | 580.5 | RE | 1968
54888 | NRG Texas Power LLC | 3466 | P H Robinson | TX | Galveston | 4 | Natural Gas Steam Turbine | NG | Natural Gas Peaker | ST | 765 | RE | 1973
54888 | NRG Texas Power LLC | 3468 | Sam Bertron | TX | Harris | GT1 | Natural Gas Fired Combustion Turbine | NG | Natural Gas Peaker | GT | 32.6 | RE | 1967
54888 | NRG Texas Power LLC | 3469 | T H Wharton | TX | Harris | 2 | Natural Gas Steam Turbine | NG | Natural Gas Peaker | ST | 247.8 | RE | 1960
54888 | NRG Texas Power LLC | 3471 | Webster | TX | Harris | 3 | Natural Gas Steam Turbine | NG | Natural Gas Peaker | ST | 410 | RE | 1965
54888 | NRG Texas Power LLC | 3471 | Webster | TX | Harris | GT1 | Natural Gas Fired Combustion Turbine | NG | Natural Gas Peaker | GT | 16.3 | RE | 1967
17718 | Southwestern Public Service Co | 3483 | Moore County | TX | Moore | 3 | Natural Gas Steam Turbine | NG | Natural Gas Peaker | ST | 49 | RE | 1954
17718 | Southwestern Public Service Co | 3487 | Riverview | TX | Hutchinson | 6 | Natural Gas Fired Combustion Turbine | NG | Natural Gas Peaker | GT | 28.6 | RE | 1974
55983 | Luminant Generation Company LLC | 3489 | Eagle Mountain | TX | Tarrant | 1 | Natural Gas Steam Turbine | NG | Natural Gas Peaker | ST | 122.5 | RE | 1954
55983 | Luminant Generation Company LLC | 3489 | Eagle Mountain | TX | Tarrant | 2 | Natural Gas Steam Turbine | NG | Natural Gas Peaker | ST | 187.5 | RE | 1956
55983 | Luminant Generation Company LLC | 3489 | Eagle Mountain | TX | Tarrant | 3 | Natural Gas Steam Turbine | NG | Natural Gas Peaker | ST | 396.1 | RE | 1971
6035 | Exelon Power | 3491 | Handley | TX | Tarrant | 1 | Natural Gas Steam Turbine | NG | Natural Gas Peaker | ST | 43.7 | RE | 1948
6035 | Exelon Power | 3491 | Handley | TX | Tarrant | 2 | Natural Gas Steam Turbine | NG | Natural Gas Peaker | ST | 74.8 | RE | 1950
55983 | Luminant Generation Company LLC | 3492 | Morgan Creek | TX | Mitchell | 2 | Natural Gas Steam Turbine | NG | Natural Gas Peaker | ST | 18.4 | RE | 1950
55983 | Luminant Generation Company LLC | 3492 | Morgan Creek | TX | Mitchell | 3 | Natural Gas Steam Turbine | NG | Natural Gas Peaker | ST | 46 | RE | 1952
55983 | Luminant Generation Company LLC | 3492 | Morgan Creek | TX | Mitchell | 4 | Natural Gas Steam Turbine | NG | Natural Gas Peaker | ST | 75 | RE | 1954
55983 | Luminant Generation Company LLC | 3492 | Morgan Creek | TX | Mitchell | 5 | Natural Gas Steam Turbine | NG | Natural Gas Peaker | ST | 170.4 | RE | 1959
55983 | Luminant Generation Company LLC | 3492 | Morgan Creek | TX | Mitchell | 6 | Natural Gas Steam Turbine | NG | Natural Gas Peaker | ST | 517.5 | RE | 1966
55983 | Luminant Generation Company LLC | 3492 | Morgan Creek | TX | Mitchell | 7 | Conventional Steam Coal | SUB | Hard Coal | ST | 800 | IP
55983 | Luminant Generation Company LLC | 3493 | North Main | TX | Tarrant | 4 | Natural Gas Steam Turbine | NG | Natural Gas Peaker | ST | 81.2 | RE | 1952
56884 | Big Brown Power Company LLC | 3497 | Big Brown | TX | Freestone | 3 | Conventional Steam Coal | SUB | Hard Coal | ST | 800 | IP
59588 | Lake Creek 3 Power Company LLC | 3502 | Lake Creek | TX | McLennan | D1 | Petroleum Liquids | DFO | Petroleum | IC | 2 | RE | 1966
59588 | Lake Creek 3 Power Company LLC | 3502 | Lake Creek | TX | McLennan | D2 | Petroleum Liquids | DFO | Petroleum | IC | 2 | RE | 1966
59588 | Lake Creek 3 Power Company LLC | 3502 | Lake Creek | TX | McLennan | D3 | Petroleum Liquids | DFO | Petroleum | IC | 2 | RE | 1966
59588 | Lake Creek 3 Power Company LLC | 3502 | Lake Creek | TX | McLennan | ST1 | Natural Gas Steam Turbine | NG | Natural Gas Peaker | ST | 79.6 | RE | 1953
59588 | Lake Creek 3 Power Company LLC | 3502 | Lake Creek | TX | McLennan | ST2 | Natural Gas Steam Turbine | NG | Natural Gas Peaker | ST | 236 | RE | 1959
59588 | Lake Creek 3 Power Company LLC | 3502 | Lake Creek | TX | McLennan | ST3 | Conventional Steam Coal | SUB | Hard Coal | ST | 800 | IP
55983 | Luminant Generation Company LLC | 3503 | River Crest | TX | Red River | 1 | Natural Gas Steam Turbine | NG | Natural Gas Peaker | ST | 112.5 | RE | 1954
56881 | Valley NG Power Company LLC | 3508 | Valley (TX) | TX | Fannin | 1 | Natural Gas Steam Turbine | NG | Natural Gas Peaker | ST | 198.9 | RE | 1962
56881 | Valley NG Power Company LLC | 3508 | Valley (TX) | TX | Fannin | 2 | Natural Gas Steam Turbine | NG | Natural Gas Peaker | ST | 580.5 | RE | 1967
56881 | Valley NG Power Company LLC | 3508 | Valley (TX) | TX | Fannin | 3 | Natural Gas Steam Turbine | NG | Natural Gas Peaker | ST | 396 | RE | 1971
56881 | Valley NG Power Company LLC | 3508 | Valley (TX) | TX | Fannin | 4 | Conventional Steam Coal | SUB | Hard Coal | ST | 800 | IP
1015 | Austin Energy | 3548 | Decker Creek | TX | Travis | PV3 | Solar Photovoltaic | SUN | Solar PV | PV | 0.3 | RE | 1987
1015 | Austin Energy | 3549 | Holly Street | TX | Travis | 1 | Natural Gas Steam Turbine | NG | Natural Gas Peaker | ST | 100 | RE | 1960
1015 | Austin Energy | 3549 | Holly Street | TX | Travis | 2 | Natural Gas Steam Turbine | NG | Natural Gas Peaker | ST | 100 | RE | 1964
1015 | Austin Energy | 3549 | Holly Street | TX | Travis | 3 | Natural Gas Steam Turbine | NG | Natural Gas Peaker | ST | 165 | RE | 1967
1015 | Austin Energy | 3549 | Holly Street | TX | Travis | 4 | Natural Gas Steam Turbine | NG | Natural Gas Peaker | ST | 193 | RE | 1974
2442 | City of Bryan - (TX) | 3561 | Bryan (TX) | TX | Brazos | 3 | Natural Gas Steam Turbine | NG | Natural Gas Peaker | ST | 13 | RE | 1955
2442 | City of Bryan - (TX) | 3561 | Bryan (TX) | TX | Brazos | 4 | Natural Gas Steam Turbine | NG | Natural Gas Peaker | ST | 24 | RE | 1958
2442 | City of Bryan - (TX) | 3561 | Bryan (TX) | TX | Brazos | 5 | Natural Gas Steam Turbine | NG | Natural Gas Peaker | ST | 25 | RE | 1966
2442 | City of Bryan - (TX) | 3561 | Bryan (TX) | TX | Brazos | 6 | Natural Gas Steam Turbine | NG | Natural Gas Peaker | ST | 54 | RE | 1969
6958 | City of Garland - (TX) | 3574 | C E Newman | TX | Dallas | 1 | Natural Gas Steam Turbine | NG | Natural Gas Peaker | ST | 7.5 | RE | 1957
6958 | City of Garland - (TX) | 3574 | C E Newman | TX | Dallas | 2 | Natural Gas Steam Turbine | NG | Natural Gas Peaker | ST | 7.5 | RE | 1957
6958 | City of Garland - (TX) | 3574 | C E Newman | TX | Dallas | 3 | Natural Gas Steam Turbine | NG | Natural Gas Peaker | ST | 18.7 | RE | 1960
6958 | City of Garland - (TX) | 3574 | C E Newman | TX | Dallas | 4 | Natural Gas Steam Turbine | NG | Natural Gas Peaker | ST | 18.7 | RE | 1961
6958 | City of Garland - (TX) | 3574 | C E Newman | TX | Dallas | 5 | Natural Gas Steam Turbine | NG | Natural Gas Peaker | ST | 44 | RE | 1963
11292 | City of Lubbock - (TX) | 3602 | Ty Cooke | TX | Lubbock | GT1 | Natural Gas Fired Combustion Turbine | NG | Natural Gas Peaker | GT | 12.5 | RE | 1964
16604 | City of San Antonio - (TX) | 3609 | Leon Creek | TX | Bexar | 3 | Natural Gas Steam Turbine | NG | Natural Gas Peaker | ST | 75 | RE | 1953
16604 | City of San Antonio - (TX) | 3609 | Leon Creek | TX | Bexar | 4 | Natural Gas Steam Turbine | NG | Natural Gas Peaker | ST | 113.7 | RE | 1959
16604 | City of San Antonio - (TX) | 3610 | Mission Road | TX | Bexar | 3 | Natural Gas Steam Turbine | NG | Natural Gas Peaker | ST | 113.6 | RE | 1958
16604 | City of San Antonio - (TX) | 3613 | W B Tuttle | TX | Bexar | 1 | Natural Gas Steam Turbine | NG | Natural Gas Peaker | ST | 75 | RE | 1954
16604 | City of San Antonio - (TX) | 3613 | W B Tuttle | TX | Bexar | 2 | Natural Gas Steam Turbine | NG | Natural Gas Peaker | ST | 113.6 | RE | 1956
16604 | City of San Antonio - (TX) | 3613 | W B Tuttle | TX | Bexar | 3 | Natural Gas Steam Turbine | NG | Natural Gas Peaker | ST | 113.6 | RE | 1961
16604 | City of San Antonio - (TX) | 3613 | W B Tuttle | TX | Bexar | 4 | Natural Gas Steam Turbine | NG | Natural Gas Peaker | ST | 191.7 | RE | 1963
2172 | Brazos Electric Power Coop Inc | 3627 | North Texas | TX | Parker | 1 | Natural Gas Steam Turbine | NG | Natural Gas Peaker | ST | 16.5 | RE | 1958
2172 | Brazos Electric Power Coop Inc | 3627 | North Texas | TX | Parker | 2 | Natural Gas Steam Turbine | NG | Natural Gas Peaker | ST | 16.5 | RE | 1958
2172 | Brazos Electric Power Coop Inc | 3627 | North Texas | TX | Parker | 3 | Natural Gas Steam Turbine | NG | Natural Gas Peaker | ST | 38 | RE | 1963
17583 | South Texas Electric Coop, Inc | 3631 | Sam Rayburn | TX | Victoria | 3 | Natural Gas Steam Turbine | NG | Natural Gas Peaker | ST | 25 | RE | 1965
14354 | PacifiCorp | 3644 | Carbon | UT | Carbon | 1 | Conventional Steam Coal | BIT | Hard Coal | ST | 75 | RE | 1954
14354 | PacifiCorp | 3644 | Carbon | UT | Carbon | 2 | Conventional Steam Coal | BIT | Hard Coal | ST | 113.6 | RE | 1957
2010 | City of Bountiful | 3665 | Bountiful City | UT | Davis | 2 | Natural Gas Internal Combustion Engine | NG | Natural Gas Peaker | IC | 1.2 | RE | 1959
2010 | City of Bountiful | 3665 | Bountiful City | UT | Davis | 3 | Natural Gas Internal Combustion Engine | NG | Natural Gas Peaker | IC | 1.2 | RE | 1959
2010 | City of Bountiful | 3665 | Bountiful City | UT | Davis | 4 | Natural Gas Internal Combustion Engine | NG | Natural Gas Peaker | IC | 1 | RE | 1955
2010 | City of Bountiful | 3665 | Bountiful City | UT | Davis | 5 | Natural Gas Internal Combustion Engine | NG | Natural Gas Peaker | IC | 1 | RE | 1957
2010 | City of Bountiful | 3665 | Bountiful City | UT | Davis | 6 | Natural Gas Internal Combustion Engine | NG | Natural Gas Peaker | IC | 2.5 | RE | 1962
2010 | City of Bountiful | 3665 | Bountiful City | UT | Davis | 7 | Petroleum Liquids | DFO | Petroleum | IC | 0.1 | RE | 1936
2010 | City of Bountiful | 3665 | Bountiful City | UT | Davis | IC8 | Natural Gas Internal Combustion Engine | NG | Natural Gas Peaker | IC | 7 | RE | 1986
11135 | City of Logan - (UT) | 3675 | Hydro III | UT | Cache | 1 | Conventional Hydroelectric | WAT | Hydro | HY | 0.7 | RE | 1923
11135 | City of Logan - (UT) | 3675 | Hydro III | UT | Cache | HY3 | Conventional Hydroelectric | WAT | Hydro | HY | 0.1 | RE | 1992
11135 | City of Logan - (UT) | 3675 | Hydro III | UT | Cache | IC1 | Petroleum Liquids | DFO | Petroleum | IC | 0.6 | RE | 1927
13137 | City of Murray - (UT) | 3683 | Murray City | UT | Salt Lake | 3 | Natural Gas Internal Combustion Engine | NG | Natural Gas Peaker | IC | 2.2 | RE | 1952
13137 | City of Murray - (UT) | 3683 | Murray City | UT | Salt Lake | 4 | Natural Gas Internal Combustion Engine | NG | Natural Gas Peaker | IC | 1 | RE | 1948
13137 | City of Murray - (UT) | 3683 | Murray City | UT | Salt Lake | 5 | Natural Gas Internal Combustion Engine | NG | Natural Gas Peaker | IC | 1 | RE | 1948
13137 | City of Murray - (UT) | 3683 | Murray City | UT | Salt Lake | 6 | Natural Gas Internal Combustion Engine | NG | Natural Gas Peaker | IC | 3 | RE | 1958
17845 | City of Springville - (UT) | 3688 | Bartholomew | UT | Utah | 1 | Conventional Hydroelectric | WAT | Hydro | HY | 0.5 | RE | 1948
49852 | Great Bay Hydro Corp | 3730 | Newport Diesels | VT | Orleans | 10 | Petroleum Liquids | DFO | Petroleum | IC | 1.1 | RE | 1954
49852 | Great Bay Hydro Corp | 3730 | Newport Diesels | VT | Orleans | 4 | Petroleum Liquids | DFO | Petroleum | IC | 0.9 | RE | 1948
49852 | Great Bay Hydro Corp | 3730 | Newport Diesels | VT | Orleans | 5 | Petroleum Liquids | DFO | Petroleum | IC | 0.9 | RE | 1948
49852 | Great Bay Hydro Corp | 3730 | Newport Diesels | VT | Orleans | 6 | Petroleum Liquids | DFO | Petroleum | IC | 0.9 | RE | 1948
49852 | Great Bay Hydro Corp | 3730 | Newport Diesels | VT | Orleans | 7 | Petroleum Liquids | DFO | Petroleum | IC | 0.9 | RE | 1948
49852 | Great Bay Hydro Corp | 3730 | Newport Diesels | VT | Orleans | 8 | Petroleum Liquids | DFO | Petroleum | IC | 1.1 | RE | 1954
49852 | Great Bay Hydro Corp | 3730 | Newport Diesels | VT | Orleans | 9 | Petroleum Liquids | DFO | Petroleum | IC | 1.1 | RE | 1954
7601 | Green Mountain Power Corp | 3737 | Essex Junction 19 | VT | Chittenden | IC5 | Petroleum Liquids | DFO | Petroleum | IC | 1 | RE | 1947
7601 | Green Mountain Power Corp | 3737 | Essex Junction 19 | VT | Chittenden | IC6 | Petroleum Liquids | DFO | Petroleum | IC | 1 | RE | 1947
7601 | Green Mountain Power Corp | 3737 | Essex Junction 19 | VT | Chittenden | IC7 | Petroleum Liquids | DFO | Petroleum | IC | 1 | RE | 1947
7601 | Green Mountain Power Corp | 3737 | Essex Junction 19 | VT | Chittenden | IC8 | Petroleum Liquids | DFO | Petroleum | IC | 1 | RE | 1947
733 | Appalachian Power Co | 3775 | Clinch River | VA | Russell | 3 | Conventional Steam Coal | BIT | Hard Coal | ST | 237.5 | RE | 1961
733 | Appalachian Power Co | 3776 | Glen Lyn | VA | Giles | 5 | Conventional Steam Coal | BIT | Hard Coal | ST | 100 | RE | 1944
733 | Appalachian Power Co | 3776 | Glen Lyn | VA | Giles | 6 | Conventional Steam Coal | BIT | Hard Coal | ST | 237.5 | RE | 1957
19876 | Virginia Electric & Power Co | 3803 | Chesapeake | VA | Chesapeake City | 10 | Petroleum Liquids | DFO | Petroleum | GT | 23.8 | RE | 1970
19876 | Virginia Electric & Power Co | 3803 | Chesapeake | VA | Chesapeake City | 3 | Conventional Steam Coal | BIT | Hard Coal | ST | 185.2 | RE | 1959
19876 | Virginia Electric & Power Co | 3803 | Chesapeake | VA | Chesapeake City | 7 | Petroleum Liquids | DFO | Petroleum | GT | 23.8 | RE | 1969
19876 | Virginia Electric & Power Co | 3803 | Chesapeake | VA | Chesapeake City | 8 | Petroleum Liquids | DFO | Petroleum | GT | 23.8 | RE | 1969
19876 | Virginia Electric & Power Co | 3803 | Chesapeake | VA | Chesapeake City | 9 | Petroleum Liquids | DFO | Petroleum | GT | 23.8 | RE | 1970
19876 | Virginia Electric & Power Co | 3803 | Chesapeake | VA | Chesapeake City | ST1 | Conventional Steam Coal | BIT | Hard Coal | ST | 112.5 | RE | 1953
19876 | Virginia Electric & Power Co | 3803 | Chesapeake | VA | Chesapeake City | ST2 | Conventional Steam Coal | BIT | Hard Coal | ST | 112.5 | RE | 1954
19876 | Virginia Electric & Power Co | 3803 | Chesapeake | VA | Chesapeake City | ST4 | Conventional Steam Coal | BIT | Hard Coal | ST | 239.3 | RE | 1962
19876 | Virginia Electric & Power Co | 3804 | Possum Point | VA | Prince William | 1 | Petroleum Liquids | RFO | Petroleum | ST | 69 | RE | 1948
19876 | Virginia Electric & Power Co | 3804 | Possum Point | VA | Prince William | 2 | Petroleum Liquids | RFO | Petroleum | ST | 69 | RE | 1951
19099 | TransAlta Centralia Gen LLC | 3845 | Transalta Centralia Generation | WA | Lewis | 30 | Natural Gas Fired Combined Cycle | NG | Natural Gas Nonpeaker | CT | 60.5 | RE | 2002
19099 | TransAlta Centralia Gen LLC | 3845 | Transalta Centralia Generation | WA | Lewis | 40 | Natural Gas Fired Combined Cycle | NG | Natural Gas Nonpeaker | CT | 60.5 | RE | 2002
19099 | TransAlta Centralia Gen LLC | 3845 | Transalta Centralia Generation | WA | Lewis | 50 | Natural Gas Fired Combined Cycle | NG | Natural Gas Nonpeaker | CT | 60.5 | RE | 2002
19099 | TransAlta Centralia Gen LLC | 3845 | Transalta Centralia Generation | WA | Lewis | 60 | Natural Gas Fired Combined Cycle | NG | Natural Gas Nonpeaker | CT | 60.5 | RE | 2002
19099 | TransAlta Centralia Gen LLC | 3845 | Transalta Centralia Generation | WA | Lewis | 70 | Natural Gas Fired Combined Cycle | NG | Natural Gas Nonpeaker | CA | 80 | RE | 2002
14354 | PacifiCorp | 3846 | Condit | WA | Klickitat | 1 | Conventional Hydroelectric | WAT | Hydro | HY | 7 | RE | 1913
14354 | PacifiCorp | 3846 | Condit | WA | Klickitat | 2 | Conventional Hydroelectric | WAT | Hydro | HY | 6.7 | RE | 1913
15500 | Puget Sound Energy Inc | 3860 | Snoqualmie | WA | King | 5 | Conventional Hydroelectric | WAT | Hydro | HY | 5.6 | RE | 1905
15500 | Puget Sound Energy Inc | 3862 | White River (WA) | WA | Pierce | 1 | Conventional Hydroelectric | WAT | Hydro | HY | 15 | RE | 1912
15500 | Puget Sound Energy Inc | 3862 | White River (WA) | WA | Pierce | 2 | Conventional Hydroelectric | WAT | Hydro | HY | 15 | RE | 1912
15500 | Puget Sound Energy Inc | 3862 | White River (WA) | WA | Pierce | 3 | Conventional Hydroelectric | WAT | Hydro | HY | 20 | RE | 1918
15500 | Puget Sound Energy Inc | 3862 | White River (WA) | WA | Pierce | 4 | Conventional Hydroelectric | WAT | Hydro | HY | 20 | RE | 1924
14624 | PUD No 2 of Grant County | 3888 | Wanapum | WA | Grant | 1 | Conventional Hydroelectric | WAT | Hydro | HY | 103.8 | RE | 1963
14624 | PUD No 2 of Grant County | 3888 | Wanapum | WA | Grant | 10 | Conventional Hydroelectric | WAT | Hydro | HY | 103.8 | RE | 1963
14624 | PUD No 2 of Grant County | 3888 | Wanapum | WA | Grant | 2 | Conventional Hydroelectric | WAT | Hydro | HY | 103.8 | RE | 1963
14624 | PUD No 2 of Grant County | 3888 | Wanapum | WA | Grant | 5 | Conventional Hydroelectric | WAT | Hydro | HY | 103.8 | RE | 1963
14624 | PUD No 2 of Grant County | 3888 | Wanapum | WA | Grant | 6 | Conventional Hydroelectric | WAT | Hydro | HY | 103.8 | RE | 1963
14624 | PUD No 2 of Grant County | 3888 | Wanapum | WA | Grant | 7 | Conventional Hydroelectric | WAT | Hydro | HY | 103.8 | RE | 1963
14624 | PUD No 2 of Grant County | 3888 | Wanapum | WA | Grant | 9 | Conventional Hydroelectric | WAT | Hydro | HY | 103.8 | RE | 1964
18429 | City of Tacoma - (WA) | 3920 | Steam plant | WA | Pierce | 1 | Wood/Wood Waste Biomass | WDS | Biomass | ST | 25 | RE | 1990
18429 | City of Tacoma - (WA) | 3920 | Steam plant | WA | Pierce | 2 | Wood/Wood Waste Biomass | WDS | Biomass | ST | 25 | RE | 1989
733 | Appalachian Power Co | 3938 | Philip Sporn | WV | Mason | 1 | Conventional Steam Coal | BIT | Hard Coal | ST | 152.5 | RE | 1950
733 | Appalachian Power Co | 3938 | Philip Sporn | WV | Mason | 2 | Conventional Steam Coal | BIT | Hard Coal | ST | 152.5 | RE | 1950
733 | Appalachian Power Co | 3938 | Philip Sporn | WV | Mason | 3 | Conventional Steam Coal | BIT | Hard Coal | ST | 152.5 | RE | 1951
733 | Appalachian Power Co | 3938 | Philip Sporn | WV | Mason | 4 | Conventional Steam Coal | BIT | Hard Coal | ST | 152.5 | RE | 1952
733 | Appalachian Power Co | 3938 | Philip Sporn | WV | Mason | 5 | Conventional Steam Coal | BIT | Hard Coal | ST | 495.5 | RE | 1960
12796 | Monongahela Power Co | 3942 | FirstEnergy Albright | WV | Preston | 1 | Conventional Steam Coal | BIT | Hard Coal | ST | 69 | RE | 1952
12796 | Monongahela Power Co | 3942 | FirstEnergy Albright | WV | Preston | 2 | Conventional Steam Coal | BIT | Hard Coal | ST | 69 | RE | 1952
12796 | Monongahela Power Co | 3942 | FirstEnergy Albright | WV | Preston | 3 | Conventional Steam Coal | BIT | Hard Coal | ST | 140.2 | RE | 1954
12796 | Monongahela Power Co | 3945 | FirstEnergy Rivesville | WV | MARION | 5 | Conventional Steam Coal | BIT | Hard Coal | ST | 35 | RE | 1943
12796 | Monongahela Power Co | 3945 | FirstEnergy Rivesville | WV | MARION | 6 | Conventional Steam Coal | BIT | Hard Coal | ST | 74.7 | RE | 1951
12796 | Monongahela Power Co | 3946 | FirstEnergy Willow Island | WV | Pleasants | 1 | Conventional Steam Coal | BIT | Hard Coal | ST | 50 | RE | 1949
12796 | Monongahela Power Co | 3946 | FirstEnergy Willow Island | WV | Pleasants | 2 | Conventional Steam Coal | BIT | Hard Coal | ST | 163.2 | RE | 1960
58620 | AEP Generation Resources Inc | 3947 | Kammer | WV | Marshall | 1 | Conventional Steam Coal | BIT | Hard Coal | ST | 237.5 | RE | 1958
58620 | AEP Generation Resources Inc | 3947 | Kammer | WV | Marshall | 2 | Conventional Steam Coal | BIT | Hard Coal | ST | 237.5 | RE | 1958
58620 | AEP Generation Resources Inc | 3947 | Kammer | WV | Marshall | 3 | Conventional Steam Coal | BIT | Hard Coal | ST | 237.5 | RE | 1959
4247 | Consolidated Water Power Co | 3971 | Biron | WI | Wood | 8 | Conventional Hydroelectric | WAT | Hydro | HY | 0.4 | RE | 1896
11479 | Madison Gas & Electric Co | 3992 | Blount Street | WI | Dane | 1 | Conventional Steam Coal | BIT | Hard Coal | ST | 10 | RE | 1925
11479 | Madison Gas & Electric Co | 3992 | Blount Street | WI | Dane | 3 | Conventional Steam Coal | BIT | Hard Coal | ST | 34.5 | RE | 1953
11479 | Madison Gas & Electric Co | 3992 | Blount Street | WI | Dane | 4 | Conventional Steam Coal | BIT | Hard Coal | ST | 20 | RE | 1938
11479 | Madison Gas & Electric Co | 3992 | Blount Street | WI | Dane | 5 | Conventional Steam Coal | BIT | Hard Coal | ST | 23 | RE | 1948
13697 | North Central Power Co Inc | 3996 | Grimh | WI | Sawyer | 1 | Conventional Hydroelectric | WAT | Hydro | HY | 0.1 | RE | 1928
13697 | North Central Power Co Inc | 3996 | Grimh | WI | Sawyer | 3 | Conventional Hydroelectric | WAT | Hydro | HY | 0.2 | RE | 1965
13697 | North Central Power Co Inc | 3996 | Grimh | WI | Sawyer | IC1 | Petroleum Liquids | DFO | Petroleum | IC | 0.8 | RE | 1951
13781 | Northern States Power Co - Minnesota | 4002 | Dells | WI | Eau Claire | 6 | Conventional Hydroelectric | WAT | Hydro | HY | 0.5 | RE | 1916
13781 | Northern States Power Co - Minnesota | 4002 | Dells | WI | Eau Claire | 7 | Conventional Hydroelectric | WAT | Hydro | HY | 0.7 | RE | 1907
20847 | Wisconsin Electric Power Co | 4040 | Port Washington Generating Station | WI | Ozaukee | 1 | Conventional Steam Coal | BIT | Hard Coal | ST | 80 | RE | 1935
20847 | Wisconsin Electric Power Co | 4040 | Port Washington Generating Station | WI | Ozaukee | 2 | Conventional Steam Coal | BIT | Hard Coal | ST | 80 | RE | 1943
20847 | Wisconsin Electric Power Co | 4040 | Port Washington Generating Station | WI | Ozaukee | 3 | Conventional Steam Coal | BIT | Hard Coal | ST | 80 | RE | 1948
20847 | Wisconsin Electric Power Co | 4040 | Port Washington Generating Station | WI | Ozaukee | 4 | Conventional Steam Coal | BIT | Hard Coal | ST | 80 | RE | 1949
20847 | Wisconsin Electric Power Co | 4040 | Port Washington Generating Station | WI | Ozaukee | 6 | Petroleum Liquids | DFO | Petroleum | GT | 19.6 | RE | 1969
20847 | Wisconsin Electric Power Co | 4041 | South Oak Creek | WI | Milwaukee | 9 | Natural Gas Fired Combustion Turbine | NG | Natural Gas Peaker | GT | 19.6 | RE | 1968
20856 | Wisconsin Power & Light Co | 4048 | Blackhawk | WI | Rock | 3 | Natural Gas Steam Turbine | NG | Natural Gas Peaker | ST | 25 | RE | 1946
20856 | Wisconsin Power & Light Co | 4048 | Blackhawk | WI | Rock | 4 | Natural Gas Steam Turbine | NG | Natural Gas Peaker | ST | 25 | RE | 1948
20856 | Wisconsin Power & Light Co | 4050 | Edgewater | WI | Sheboygan | 3 | Conventional Steam Coal | SUB | Hard Coal | ST | 69 | RE | 1951
20856 | Wisconsin Power & Light Co | 4054 | Nelson Dewey Generating Station | WI | Grant | 1 | Conventional Steam Coal | SUB | Hard Coal | ST | 113.6 | RE | 1959
20856 | Wisconsin Power & Light Co | 4054 | Nelson Dewey Generating Station | WI | Grant | 2 | Conventional Steam Coal | SUB | Hard Coal | ST | 113.6 | RE | 1962
20856 | Wisconsin Power & Light Co | 4057 | Rock River | WI | Rock | 1 | Natural Gas Steam Turbine | NG | Natural Gas Peaker | ST | 75 | RE | 1954
20856 | Wisconsin Power & Light Co | 4057 | Rock River | WI | Rock | 2 | Natural Gas Steam Turbine | NG | Natural Gas Peaker | ST | 75 | RE | 1955
20860 | Wisconsin Public Service Corp | 4062 | Eagle River | WI | Vilas | 1 | Petroleum Liquids | DFO | Petroleum | IC | 2 | RE | 1964
20860 | Wisconsin Public Service Corp | 4062 | Eagle River | WI | Vilas | 2 | Petroleum Liquids | DFO | Petroleum | IC | 2 | RE | 1964
20860 | Wisconsin Public Service Corp | 4064 | Hat Rapids | WI | Oneida | 2 | Conventional Hydroelectric | WAT | Hydro | HY | 0.5 | RE | 1905
20860 | Wisconsin Public Service Corp | 4064 | Hat Rapids | WI | Oneida | 3 | Conventional Hydroelectric | WAT | Hydro | HY | 0.4 | RE | 1924
20860 | Wisconsin Public Service Corp | 4072 | Pulliam | WI | Brown | 3 | Conventional Steam Coal | SUB | Hard Coal | ST | 30 | RE | 1943
20860 | Wisconsin Public Service Corp | 4072 | Pulliam | WI | Brown | 4 | Conventional Steam Coal | SUB | Hard Coal | ST | 30 | RE | 1947
20860 | Wisconsin Public Service Corp | 4072 | Pulliam | WI | Brown | 5 | Conventional Steam Coal | SUB | Hard Coal | ST | 50 | RE | 1949
20860 | Wisconsin Public Service Corp | 4072 | Pulliam | WI | Brown | 6 | Conventional Steam Coal | SUB | Hard Coal | ST | 69 | RE | 1951
20860 | Wisconsin Public Service Corp | 4072 | Pulliam | WI | Brown | GT1 | Natural Gas Fired Combustion Turbine | NG | Natural Gas Peaker | GT | 85 | IP
20860 | Wisconsin Public Service Corp | 4072 | Pulliam | WI | Brown | GT2 | Natural Gas Fired Combustion Turbine | NG | Natural Gas Peaker | GT | 85 | IP
20860 | Wisconsin Public Service Corp | 4078 | Weston | WI | Marathon | 1 | Conventional Steam Coal | SUB | Hard Coal | ST | 60 | RE | 1954
3156 | Village of Cashton - (WI) | 4107 | Cashton | WI | Monroe | 4 | Petroleum Liquids | DFO | Petroleum | IC | 0.3 | RE | 1962
10056 | City of Kaukauna | 4120 | New Badger | WI | Outagamie | 1 | Conventional Hydroelectric | WAT | Hydro | HY | 1.8 | IP
10056 | City of Kaukauna | 4120 | New Badger | WI | Outagamie | 2 | Conventional Hydroelectric | WAT | Hydro | HY | 1.8 | IP
10056 | City of Kaukauna | 4121 | Old Badger | WI | Outagamie | 3 | Conventional Hydroelectric | WAT | Hydro | HY | 1 | RE | 1907
10056 | City of Kaukauna | 4121 | Old Badger | WI | Outagamie | 4 | Conventional Hydroelectric | WAT | Hydro | HY | 1 | RE | 1907
11571 | Manitowoc Public Utilities | 4125 | Manitowoc | WI | Manitowoc | 2 | Conventional Steam Coal | BIT | Hard Coal | ST | 5 | RE | 1935
11571 | Manitowoc Public Utilities | 4125 | Manitowoc | WI | Manitowoc | 3 | Conventional Steam Coal | BIT | Hard Coal | ST | 10 | RE | 1941
11571 | Manitowoc Public Utilities | 4125 | Manitowoc | WI | Manitowoc | 4 | Petroleum Coke | PC | Hard Coal | ST | 10 | RE | 1950
11571 | Manitowoc Public Utilities | 4125 | Manitowoc | WI | Manitowoc | 8 | Petroleum Coke | PC | Hard Coal | ST | 60 | IP
11571 | Manitowoc Public Utilities | 4125 | Manitowoc | WI | Manitowoc | IC1 | Natural Gas Internal Combustion Engine | NG | Natural Gas Peaker | IC | 5.5 | RE | 1985
13466 | City of New Lisbon | 4130 | New Lisbon | WI | Juneau | 1 | Petroleum Liquids | DFO | Petroleum | IC | 0.1 | RE | 1930
13466 | City of New Lisbon | 4130 | New Lisbon | WI | Juneau | 3 | Petroleum Liquids | DFO | Petroleum | IC | 0.2 | RE | 1936
13466 | City of New Lisbon | 4130 | New Lisbon | WI | Juneau | 4 | Petroleum Liquids | DFO | Petroleum | IC | 0.3 | RE | 1948
19867 | Village of Viola - (WI) | 4139 | Viola | WI | Richland | 1 | Petroleum Liquids | DFO | Petroleum | IC | 0.4 | RE | 1948
19867 | Village of Viola - (WI) | 4139 | Viola | WI | Richland | 2 | Petroleum Liquids | DFO | Petroleum | IC | 0.7 | RE | 1966
4716 | Dairyland Power Coop | 4140 | Alma | WI | Buffalo | 1 | Conventional Steam Coal | BIT | Hard Coal | ST | 15 | RE | 1947
4716 | Dairyland Power Coop | 4140 | Alma | WI | Buffalo | 2 | Conventional Steam Coal | BIT | Hard Coal | ST | 15 | RE | 1947
4716 | Dairyland Power Coop | 4140 | Alma | WI | Buffalo | 3 | Conventional Steam Coal | BIT | Hard Coal | ST | 15 | RE | 1951
4716 | Dairyland Power Coop | 4140 | Alma | WI | Buffalo | 4 | Conventional Steam Coal | BIT | Hard Coal | ST | 54.4 | RE | 1957
4716 | Dairyland Power Coop | 4140 | Alma | WI | Buffalo | 5 | Conventional Steam Coal | BIT | Hard Coal | ST | 81.6 | RE | 1960
56293 | DTE Stoneman LLC | 4146 | E J Stoneman Station | WI | Grant | 1 | Wood/Wood Waste Biomass | WDS | Biomass | ST | 18 | RE | 1952
56293 | DTE Stoneman LLC | 4146 | E J Stoneman Station | WI | Grant | 2 | Wood/Wood Waste Biomass | WDS | Biomass | ST | 35 | RE | 1952
19545 | Black Hills Power, Inc. d/b/a | 4150 | Neil Simpson | WY | Campbell | 5 | Conventional Steam Coal | SUB | Hard Coal | ST | 21.7 | RE | 1959
19545 | Black Hills Power, Inc. d/b/a | 4151 | Osage (WY) | WY | Weston | 1 | Conventional Steam Coal | SUB | Hard Coal | ST | 11.5 | RE | 1948
19545 | Black Hills Power, Inc. d/b/a | 4151 | Osage (WY) | WY | Weston | 2 | Conventional Steam Coal | SUB | Hard Coal | ST | 11.5 | RE | 1950
19545 | Black Hills Power, Inc. d/b/a | 4151 | Osage (WY) | WY | Weston | 3 | Conventional Steam Coal | SUB | Hard Coal | ST | 11.5 | RE | 1952
11135 | City of Logan - (UT) | 4251 | Logan City | UT | Cache | IC2 | Petroleum Liquids | DFO | Petroleum | IC | 0.1 | RE | 1927
11135 | City of Logan - (UT) | 4251 | Logan City | UT | Cache | IC3 | Petroleum Liquids | DFO | Petroleum | IC | 0.1 | RE | 1927
11135 | City of Logan - (UT) | 4251 | Logan City | UT | Cache | IC4 | Petroleum Liquids | DFO | Petroleum | IC | 1.2 | RE | 1935
11135 | City of Logan - (UT) | 4251 | Logan City | UT | Cache | IC5A | Petroleum Liquids | DFO | Petroleum | IC | 1 | RE | 1990
11135 | City of Logan - (UT) | 4251 | Logan City | UT | Cache | IC5B | Petroleum Liquids | DFO | Petroleum | IC | 1 | RE | 1990
11135 | City of Logan - (UT) | 4251 | Logan City | UT | Cache | IC6 | Petroleum Liquids | DFO | Petroleum | IC | 2.2 | RE | 1947
12807 | Michigan South Central Pwr Agy | 4259 | Endicott Station | MI | HILLSDALE | 2 | Petroleum Liquids | DFO | Petroleum | IC | 1.6 | RE | 2006
12807 | Michigan South Central Pwr Agy | 4259 | Endicott Station | MI | HILLSDALE | 3 | Petroleum Liquids | DFO | Petroleum | IC | 1.6 | RE | 2006
2010 | City of Bountiful | 4264 | Joes Valley Dam | UT | Emery | NA1 | Conventional Hydroelectric | WAT | Hydro | HY | 1.2 | IP
2010 | City of Bountiful | 4264 | Joes Valley Dam | UT | Emery | NA2 | Conventional Hydroelectric | WAT | Hydro | HY | 1.2 | IP
2010 | City of Bountiful | 4264 | Joes Valley Dam | UT | Emery | NA3 | Conventional Hydroelectric | WAT | Hydro | HY | 1 | IP
6958 | City of Garland - (TX) | 4266 | Spencer | TX | Denton | 1 | Natural Gas Steam Turbine | NG | Natural Gas Peaker | ST | 12.6 | RE | 1955
6958 | City of Garland - (TX) | 4266 | Spencer | TX | Denton | 2 | Natural Gas Steam Turbine | NG | Natural Gas Peaker | ST | 12.6 | RE | 1955
6958 | City of Garland - (TX) | 4266 | Spencer | TX | Denton | 3 | Natural Gas Steam Turbine | NG | Natural Gas Peaker | ST | 22 | RE | 1962
11269 | Lower Colorado River Authority | 4937 | Thomas C Ferguson | TX | Llano | 1 | Natural Gas Steam Turbine | NG | Natural Gas Peaker | ST | 446 | RE | 1974
2507 | City of Burbank Water and Power | 6013 | Olive | CA | Los Angeles | O3 | Natural Gas Fired Combustion Turbine | NG | Natural Gas Peaker | GT | 24.4 | RE | 1972
2507 | City of Burbank Water and Power | 6013 | Olive | CA | Los Angeles | O4 | Natural Gas Fired Combustion Turbine | NG | Natural Gas Peaker | GT | 37.8 | RE | 1978
12384 | Midwest Generations EME LLC | 6025 | Collins | IL | Grundy | 1 | Natural Gas Steam Turbine | NG | Natural Gas Peaker | ST | 544.9 | RE | 1978
12384 | Midwest Generations EME LLC | 6025 | Collins | IL | Grundy | 2 | Natural Gas Steam Turbine | NG | Natural Gas Peaker | ST | 544.9 | RE | 1977
12384 | Midwest Generations EME LLC | 6025 | Collins | IL | Grundy | 3 | Natural Gas Steam Turbine | NG | Natural Gas Peaker | ST | 518.9 | RE | 1977
12384 | Midwest Generations EME LLC | 6025 | Collins | IL | Grundy | 4 | Natural Gas Steam Turbine | NG | Natural Gas Peaker | ST | 520.7 | RE | 1978
12384 | Midwest Generations EME LLC | 6025 | Collins | IL | Grundy | 5 | Natural Gas Steam Turbine | NG | Natural Gas Peaker | ST | 520.7 | RE | 1979
6452 | Florida Power & Light Co | 6043 | Martin | FL | Martin | 5CC | Natural Gas Fired Combined Cycle | NG | Natural Gas Nonpeaker | CC | 448 | IP
6452 | Florida Power & Light Co | 6043 | Martin | FL | Martin | 5CW | Natural Gas Fired Combined Cycle | NG | Natural Gas Nonpeaker | CA | 429 | IP
6452 | Florida Power & Light Co | 6043 | Martin | FL | Martin | 6CC | Natural Gas Fired Combined Cycle | NG | Natural Gas Nonpeaker | CC | 448 | IP
6452 | Florida Power & Light Co | 6043 | Martin | FL | Martin | 6CW | Natural Gas Fired Combined Cycle | NG | Natural Gas Nonpeaker | CA | 429 | IP
11252 | Louisiana Generating LLC | 6055 | Big Cajun 2 | LA | Pointe Coupee | BC24 |  |  | #N/A | ST | 730 | IP
9996 | City of Kansas City - (KS) | 6064 | Nearman Creek | KS | Wyandotte | 2 | Conventional Steam Coal | SUB | Hard Coal | ST | 261 | IP
9996 | City of Kansas City - (KS) | 6064 | Nearman Creek | KS | Wyandotte | CT5 | Natural Gas Fired Combustion Turbine | NG | Natural Gas Peaker | GT | 55 | IP
11806 | Massachusetts Mun Wholes Electric Co | 6081 | Stony Brook | MA | Hampden | 3A | Natural Gas Fired Combined Cycle | NG | Natural Gas Nonpeaker | CC | 302 | IP
11806 | Massachusetts Mun Wholes Electric Co | 6081 | Stony Brook | MA | Hampden | CT4 | Petroleum Liquids | DFO | Petroleum | CT | 120 | IP
14063 | Oklahoma Gas & Electric Co | 6095 | Sooner | OK | Noble | RR1 | Conventional Steam Coal | SUB | Hard Coal | ST | 950 | IP
55983 | Luminant Generation Company LLC | 6146 | Martin Lake | TX | Rusk | 4 | Conventional Steam Coal | SUB | Hard Coal | ST | 800 | IP
55983 | Luminant Generation Company LLC | 6147 | Monticello | TX | Titus | 4 | Conventional Steam Coal | SUB | Hard Coal | ST | 800 | IP
57097 | Oak Grove Management Co LLC | 6180 | Oak Grove (TX) | TX | Robertson | 1 | Conventional Steam Coal | LIG | Lignite | ST | 800.8 | IP
57097 | Oak Grove Management Co LLC | 6180 | Oak Grove (TX) | TX | Robertson | 2 | Conventional Steam Coal | LIG | Lignite | ST | 800.8 | IP
189 | PowerSouth Energy Cooperative | 6192 | Portland (FL) | FL | Walton | 1 | Petroleum Liquids | DFO | Petroleum | GT | 11 | RE | 1964
15466 | Public Service Co of Colorado | 6206 | Tacoma | CO | La Plata | 3 | Conventional Hydroelectric | WAT | Hydro | HY | 3.5 | RE | 1949
14328 | Pacific Gas & Electric Co | 6212 | Mobile GT | CA | Humboldt | 1 | Petroleum Liquids | DFO | Petroleum | GT | 13.3 | RE | 1975
14328 | Pacific Gas & Electric Co | 6212 | Mobile GT | CA | Humboldt | 2 | Petroleum Liquids | DFO | Petroleum | GT | 13.3 | RE | 1975
14328 | Pacific Gas & Electric Co | 6212 | Mobile GT | CA | Humboldt | 3 | Petroleum Liquids | DFO | Petroleum | GT | 13.3 | RE | 1976
5529 | City of Durant - (IA) | 6220 | Durant | IA | Cedar | 4 | Petroleum Liquids | DFO | Petroleum | IC | 0.5 | RE | 1954
5529 | City of Durant - (IA) | 6220 | Durant | IA | Cedar | 5 | Petroleum Liquids | DFO | Petroleum | IC | 0.5 | RE | 1958
13337 | Nebraska Public Power District | 6229 | Mobile | NE | York | 3 | Petroleum Liquids | DFO | Petroleum | IC | 1 | RE | 1980
13781 | Northern States Power Co - Minnesota | 6231 | Apple River | WI | St Croix | 2 | Conventional Hydroelectric | WAT | Hydro | HY | 0.8 | RE | 1901
40307 | Prairie Power, Inc | 6237 | Pittsfield | IL | Pike | 1 | Petroleum Liquids | DFO | Petroleum | IC | 1 | RE | 1949
40307 | Prairie Power, Inc | 6237 | Pittsfield | IL | Pike | 2 | Petroleum Liquids | DFO | Petroleum | IC | 1 | RE | 1949
40307 | Prairie Power, Inc | 6237 | Pittsfield | IL | Pike | 3 | Petroleum Liquids | DFO | Petroleum | IC | 1 | RE | 1949
40307 | Prairie Power, Inc | 6237 | Pittsfield | IL | Pike | 4 | Petroleum Liquids | DFO | Petroleum | IC | 3 | RE | 1955
40307 | Prairie Power, Inc | 6237 | Pittsfield | IL | Pike | 5 | Petroleum Liquids | DFO | Petroleum | IC | 3 | RE | 1955
40307 | Prairie Power, Inc | 6238 | Pearl Station | IL | Pike | 1 | Conventional Steam Coal | BIT | Hard Coal | ST | 22 | RE | 1967
6452 | Florida Power & Light Co | 6246 | Putnam | FL | Putnam | 1GT1 | Natural Gas Fired Combined Cycle | NG | Natural Gas Nonpeaker | CT | 85 | RE | 1978
6452 | Florida Power & Light Co | 6246 | Putnam | FL | Putnam | 1GT2 | Natural Gas Fired Combined Cycle | NG | Natural Gas Nonpeaker | CT | 85 | RE | 1978
6452 | Florida Power & Light Co | 6246 | Putnam | FL | Putnam | 1ST | Natural Gas Fired Combined Cycle | NG | Natural Gas Nonpeaker | CA | 120 | RE | 1978
6452 | Florida Power & Light Co | 6246 | Putnam | FL | Putnam | 2GT1 | Natural Gas Fired Combined Cycle | NG | Natural Gas Nonpeaker | CT | 85 | RE | 1977
6452 | Florida Power & Light Co | 6246 | Putnam | FL | Putnam | 2GT2 | Natural Gas Fired Combined Cycle | NG | Natural Gas Nonpeaker | CT | 85 | RE | 1977
6452 | Florida Power & Light Co | 6246 | Putnam | FL | Putnam | 2ST | Natural Gas Fired Combined Cycle | NG | Natural Gas Nonpeaker | CA | 120 | RE | 1977
10433 | Kodiak Electric Assn Inc | 6281 | Kodiak | AK | Kodiak Island | 2 | Petroleum Liquids | DFO | Petroleum | IC | 5.2 | RE | 1976
10433 | Kodiak Electric Assn Inc | 6281 | Kodiak | AK | Kodiak Island | 3 | Petroleum Liquids | DFO | Petroleum | IC | 5.2 | RE | 1976
10433 | Kodiak Electric Assn Inc | 6281 | Kodiak | AK | Kodiak Island | 6 | Petroleum Liquids | DFO | Petroleum | IC | 2 | RE | 1968
10433 | Kodiak Electric Assn Inc | 6281 | Kodiak | AK | Kodiak Island | 7 | Petroleum Liquids | DFO | Petroleum | IC | 2 | RE | 1968
10433 | Kodiak Electric Assn Inc | 6281 | Kodiak | AK | Kodiak Island | 8 | Petroleum Liquids | DFO | Petroleum | IC | 2.6 | RE | 1968
10433 | Kodiak Electric Assn Inc | 6281 | Kodiak | AK | Kodiak Island | 9 | Petroleum Liquids | DFO | Petroleum | IC | 2 | RE | 1968
19558 | Homer Electric Assn Inc | 6283 | Seldovia | AK | Kenai Peninsula | 1 | Petroleum Liquids | DFO | Petroleum | IC | 0.3 | RE | 1964
19558 | Homer Electric Assn Inc | 6283 | Seldovia | AK | Kenai Peninsula | 2 | Petroleum Liquids | DFO | Petroleum | IC | 0.6 | RE | 1964
19558 | Homer Electric Assn Inc | 6283 | Seldovia | AK | Kenai Peninsula | 3 | Petroleum Liquids | DFO | Petroleum | IC | 0.6 | RE | 1970
19558 | Homer Electric Assn Inc | 6283 | Seldovia | AK | Kenai Peninsula | 4 | Petroleum Liquids | DFO | Petroleum | IC | 0.6 | RE | 1979
3522 | Chugach Electric Assn Inc | 6293 | International | AK | Anchorage | 3 | Natural Gas Fired Combustion Turbine | NG | Natural Gas Peaker | GT | 16.3 | RE | 1969
40548 | Unalakleet Valley Elec Coop | 6299 | Unalakleet | AK | Nome | 1 | Petroleum Liquids | DFO | Petroleum | IC | 0.4 | RE | 1965
40548 | Unalakleet Valley Elec Coop | 6299 | Unalakleet | AK | Nome | 2 | Petroleum Liquids | DFO | Petroleum | IC | 0.4 | RE | 1982
40548 | Unalakleet Valley Elec Coop | 6299 | Unalakleet | AK | Nome | 3 | Petroleum Liquids | DFO | Petroleum | IC | 0.4 | RE | 1983
40548 | Unalakleet Valley Elec Coop | 6299 | Unalakleet | AK | Nome | 4 | Petroleum Liquids | DFO | Petroleum | IC | 0.4 | RE | 1983
13201 | Naknek Electric Assn, Inc | 6301 | Naknek | AK | Bristol Bay | 5 | Petroleum Liquids | DFO | Petroleum | IC | 0.4 | RE | 1977
13201 | Naknek Electric Assn, Inc | 6301 | Naknek | AK | Bristol Bay | 6 | Petroleum Liquids | DFO | Petroleum | IC | 0.4 | RE | 1977
13201 | Naknek Electric Assn, Inc | 6301 | Naknek | AK | Bristol Bay | 7 | Petroleum Liquids | DFO | Petroleum | IC | 0.4 | RE | 1977
10451 | Kotzebue Electric Assn Inc | 6304 | Kotzebue | AK | NORTHWEST ARCTIC | 11 | Petroleum Liquids | DFO | Petroleum | IC | 1 | RE | 1994
10451 | Kotzebue Electric Assn Inc | 6304 | Kotzebue | AK | NORTHWEST ARCTIC | 12 | Petroleum Liquids | DFO | Petroleum | IC | 1 | RE | 1994
10451 | Kotzebue Electric Assn Inc | 6304 | Kotzebue | AK | NORTHWEST ARCTIC | 9 | Petroleum Liquids | DFO | Petroleum | IC | 2.1 | RE | 1983
4329 | Copper Valley Elec Assn, Inc | 6305 | Glennallen | AK | Valdez Cordova | 1 | Petroleum Liquids | DFO | Petroleum | IC | 0.3 | RE | 1959
4329 | Copper Valley Elec Assn, Inc | 6305 | Glennallen | AK | Valdez Cordova | 2 | Petroleum Liquids | DFO | Petroleum | IC | 0.3 | RE | 1959
221 | Alaska Village Elec Coop, Inc | 6311 | Chevak | AK | Bethel | 1 | Petroleum Liquids | DFO | Petroleum | IC | 0.4 | RE | 1977
221 | Alaska Village Elec Coop, Inc | 6311 | Chevak | AK | Bethel | 2 | Petroleum Liquids | DFO | Petroleum | IC | 0.3 | RE | 1976
221 | Alaska Village Elec Coop, Inc | 6311 | Chevak | AK | Bethel | 3 | Petroleum Liquids | DFO | Petroleum | IC | 0.3 | RE | 1979
221 | Alaska Village Elec Coop, Inc | 6314 | Emmonak | AK | Bethel | 2 | Petroleum Liquids | DFO | Petroleum | IC | 0.3 | RE | 1977
221 | Alaska Village Elec Coop, Inc | 6314 | Emmonak | AK | Bethel | 4 | Petroleum Liquids | DFO | Petroleum | IC | 0.3 | RE | 1980
221 | Alaska Village Elec Coop, Inc | 6314 | Emmonak | AK | Bethel | 5 | Petroleum Liquids | DFO | Petroleum | IC | 0.5 | RE | 1988
221 | Alaska Village Elec Coop, Inc | 6319 | Hooper Bay | AK | Bethel | 4A | Petroleum Liquids | DFO | Petroleum | IC | 0.3 | RE | 1987
221 | Alaska Village Elec Coop, Inc | 6323 | Kiana | AK | Northwest Arctic | 1A | Petroleum Liquids | DFO | Petroleum | IC | 0.3 | RE | 1977
221 | Alaska Village Elec Coop, Inc | 6323 | Kiana | AK | Northwest Arctic | 2 | Petroleum Liquids | DFO | Petroleum | IC | 0.3 | RE | 1990
221 | Alaska Village Elec Coop, Inc | 6329 | Mountain Village | AK | Bethel | 3A | Petroleum Liquids | DFO | Petroleum | IC | 0.3 | RE | 1977
221 | Alaska Village Elec Coop, Inc | 6329 | Mountain Village | AK | Bethel | 4 | Petroleum Liquids | DFO | Petroleum | IC | 0.6 | RE | 1982
221 | Alaska Village Elec Coop, Inc | 6329 | Mountain Village | AK | Bethel | 5 | Petroleum Liquids | DFO | Petroleum | IC | 0.5 | RE | 1988
221 | Alaska Village Elec Coop, Inc | 6330 | Noorvik | AK | Northwest Arctic | 3 | Petroleum Liquids | DFO | Petroleum | IC | 0.3 | RE | 1984
221 | Alaska Village Elec Coop, Inc | 6333 | Nunapitchuk | AK | Bethel | 2 | Petroleum Liquids | DFO | Petroleum | IC | 0.3 | RE | 1976
221 | Alaska Village Elec Coop, Inc | 6333 | Nunapitchuk | AK | Bethel | 3 | Petroleum Liquids | DFO | Petroleum | IC | 0.3 | RE | 1976
221 | Alaska Village Elec Coop, Inc | 6333 | Nunapitchuk | AK | Bethel | 4 | Petroleum Liquids | DFO | Petroleum | IC | 0.6 | RE | 1986
221 | Alaska Village Elec Coop, Inc | 6333 | Nunapitchuk | AK | Bethel | 5 | Petroleum Liquids | DFO | Petroleum | IC | 0.5 | RE | 1994
221 | Alaska Village Elec Coop, Inc | 6338 | St Marys IC | AK | Bethel | 1 | Petroleum Liquids | DFO | Petroleum | IC | 0.6 | RE | 1977
221 | Alaska Village Elec Coop, Inc | 6341 | Selawik | AK | Northwest Arctic | 1 | Petroleum Liquids | DFO | Petroleum | IC | 0.3 | RE | 1974
221 | Alaska Village Elec Coop, Inc | 6341 | Selawik | AK | Northwest Arctic | 2 | Petroleum Liquids | DFO | Petroleum | IC | 0.7 | RE | 2003
221 | Alaska Village Elec Coop, Inc | 6341 | Selawik | AK | Northwest Arctic | 2A | Petroleum Liquids | DFO | Petroleum | IC | 0.5 | RE | 2005
221 | Alaska Village Elec Coop, Inc | 6341 | Selawik | AK | Northwest Arctic | 3 | Petroleum Liquids | DFO | Petroleum | IC | 0.3 | RE | 1978
221 | Alaska Village Elec Coop, Inc | 6341 | Selawik | AK | Northwest Arctic | 3A | Petroleum Liquids | DFO | Petroleum | IC | 0.8 | RE | 1996
221 | Alaska Village Elec Coop, Inc | 6345 | Shishmaref | AK | Nome | 3 | Petroleum Liquids | DFO | Petroleum | IC | 0.3 | RE | 1977
221 | Alaska Village Elec Coop, Inc | 6345 | Shishmaref | AK | Nome | 4 | Petroleum Liquids | DFO | Petroleum | IC | 0.5 | RE | 1988
221 | Alaska Village Elec Coop, Inc | 6348 | Togiak | AK | Dillingham | 2 | Petroleum Liquids | DFO | Petroleum | IC | 0.3 | RE | 1970
221 | Alaska Village Elec Coop, Inc | 6348 | Togiak | AK | Dillingham | 4a | Petroleum Liquids | DFO | Petroleum | IC | 0.5 | RE | 2004
221 | Alaska Village Elec Coop, Inc | 6348 | Togiak | AK | Dillingham | 5 | Petroleum Liquids | DFO | Petroleum | IC | 0.5 | RE | 1986
9130 | Hutchinson Utilities Comm | 6358 | Hutchinson Plant #2 | MN | McLeod | 1 | Natural Gas Fired Combustion Turbine | NG | Natural Gas Peaker | GT | 25 | RE | 1977
11273 | Lower Valley Energy Inc | 6394 | Swift Creek | WY | LINCOLN | 1 | Conventional Hydroelectric | WAT | Hydro | HY | 0.4 | RE | 1940
11273 | Lower Valley Energy Inc | 6394 | Swift Creek | WY | LINCOLN | 2 | Conventional Hydroelectric | WAT | Hydro | HY | 0.4 | RE | 1940
2518 | U S Bureau of Reclamation | 6396 | Black Canyon | ID | Gem | 3 | Conventional Hydroelectric | WAT | Hydro | HY | 12.5 | IP
2518 | U S Bureau of Reclamation | 6397 | Boise R Diversion | ID | Ada | 1 | Conventional Hydroelectric | WAT | Hydro | HY | 0.5 | RE | 1912
2518 | U S Bureau of Reclamation | 6397 | Boise R Diversion | ID | Ada | 2 | Conventional Hydroelectric | WAT | Hydro | HY | 0.5 | RE | 1912
2518 | U S Bureau of Reclamation | 6397 | Boise R Diversion | ID | Ada | 3 | Conventional Hydroelectric | WAT | Hydro | HY | 0.5 | RE | 1912
8287 | Hawaii Electric Light Co Inc | 6478 | Shipman | HI | Hawaii | 1 | Petroleum Liquids | RFO | Petroleum | ST | 3.5 | RE | 1943
8287 | Hawaii Electric Light Co Inc | 6478 | Shipman | HI | Hawaii | 3 | Petroleum Liquids | RFO | Petroleum | ST | 7.5 | RE | 1955
8287 | Hawaii Electric Light Co Inc | 6478 | Shipman | HI | Hawaii | 4 | Petroleum Liquids | RFO | Petroleum | ST | 7.5 | RE | 1958
14354 | PacifiCorp | 6482 | Cline Falls | OR | Deschutes | 1 | Conventional Hydroelectric | WAT | Hydro | HY | 1 | RE | 1943
17166 | Sierra Pacific Power Co | 6509 | Battle Mountain | NV | Lander | 1 | Petroleum Liquids | DFO | Petroleum | IC | 2 | RE | 1967
17166 | Sierra Pacific Power Co | 6509 | Battle Mountain | NV | Lander | 2 | Petroleum Liquids | DFO | Petroleum | IC | 2 | RE | 1967
17166 | Sierra Pacific Power Co | 6509 | Battle Mountain | NV | Lander | 3 | Petroleum Liquids | DFO | Petroleum | IC | 2 | RE | 1967
17166 | Sierra Pacific Power Co | 6509 | Battle Mountain | NV | Lander | 4 | Petroleum Liquids | DFO | Petroleum | IC | 2 | RE | 1967
17166 | Sierra Pacific Power Co | 6511 | Fallon | NV | Churchill | 1 | Petroleum Liquids | DFO | Petroleum | IC | 2 | RE | 1966
17166 | Sierra Pacific Power Co | 6512 | Farad | CA | Nevada | 1 | Conventional Hydroelectric | WAT | Hydro | HY | 1.4 | RE | 1933
17166 | Sierra Pacific Power Co | 6512 | Farad | CA | Nevada | 2 | Conventional Hydroelectric | WAT | Hydro | HY | 1.4 | RE | 1933
17166 | Sierra Pacific Power Co | 6514 | Gabbs | NV | Nye | 1 | Petroleum Liquids | DFO | Petroleum | IC | 2.7 | RE | 1969
17166 | Sierra Pacific Power Co | 6514 | Gabbs | NV | Nye | 2 | Petroleum Liquids | DFO | Petroleum | IC | 2.7 | RE | 1969
57222 | Liberty Utilities (CalPeco Electric) LLC | 6518 | Kings Beach | CA | Placer | 1 | Petroleum Liquids | DFO | Petroleum | IC | 2.7 | RE | 1969
57222 | Liberty Utilities (CalPeco Electric) LLC | 6518 | Kings Beach | CA | Placer | 2 | Petroleum Liquids | DFO | Petroleum | IC | 2.7 | RE | 1969
57222 | Liberty Utilities (CalPeco Electric) LLC | 6518 | Kings Beach | CA | Placer | 3 | Petroleum Liquids | DFO | Petroleum | IC | 2.7 | RE | 1969
57222 | Liberty Utilities (CalPeco Electric) LLC | 6518 | Kings Beach | CA | Placer | 4 | Petroleum Liquids | DFO | Petroleum | IC | 2.7 | RE | 1969
57222 | Liberty Utilities (CalPeco Electric) LLC | 6518 | Kings Beach | CA | Placer | 5 | Petroleum Liquids | DFO | Petroleum | IC | 2.7 | RE | 1969
57222 | Liberty Utilities (CalPeco Electric) LLC | 6518 | Kings Beach | CA | Placer | 6 | Petroleum Liquids | DFO | Petroleum | IC | 2.7 | RE | 1969
40444 | Truckee-Carson Irrigation District | 6521 | Lahontan | NV | CHURCHILL | IC1 | Petroleum Liquids | DFO | Petroleum | IC | 1 | RE | 1949
40444 | Truckee-Carson Irrigation District | 6521 | Lahontan | NV | CHURCHILL | IC2 | Petroleum Liquids | DFO | Petroleum | IC | 1 | RE | 1949
17166 | Sierra Pacific Power Co | 6524 | Portola | CA | Plumas | 1 | Petroleum Liquids | DFO | Petroleum | IC | 2 | RE | 1965
17166 | Sierra Pacific Power Co | 6524 | Portola | CA | Plumas | 2 | Petroleum Liquids | DFO | Petroleum | IC | 2 | RE | 1965
17166 | Sierra Pacific Power Co | 6524 | Portola | CA | Plumas | 3 | Petroleum Liquids | DFO | Petroleum | IC | 2 | RE | 1965
17166 | Sierra Pacific Power Co | 6530 | Valley Road | NV | Washoe | 1 | Petroleum Liquids | DFO | Petroleum | IC | 2 | RE | 1960
17166 | Sierra Pacific Power Co | 6530 | Valley Road | NV | Washoe | 2 | Petroleum Liquids | DFO | Petroleum | IC | 2 | RE | 1960
17166 | Sierra Pacific Power Co | 6530 | Valley Road | NV | Washoe | 3 | Petroleum Liquids | DFO | Petroleum | IC | 2 | RE | 1960
17166 | Sierra Pacific Power Co | 6533 | Winnemucca | NV | Humboldt | 1 | Natural Gas Fired Combustion Turbine | NG | Natural Gas Peaker | GT | 14.9 | RE | 1970
14354 | PacifiCorp | 6553 | Little Mountain | UT | Weber | 1 | Natural Gas Fired Combustion Turbine | NG | Natural Gas Peaker | GT | 16 | RE | 1971
20214 | Waverly Municipal Elec Utility | 6554 | Waverly Municipal Electric North Plant | IA | Bremer | 5 | Natural Gas Internal Combustion Engine | NG | Natural Gas Peaker | IC | 1.2 | RE | 1948
20214 | Waverly Municipal Elec Utility | 6554 | Waverly Municipal Electric North Plant | IA | Bremer | 6 | Natural Gas Internal Combustion Engine | NG | Natural Gas Peaker | IC | 1.3 | RE | 1952
12119 | McGrath Light & Power Co | 6555 | McGrath | AK | Yukon Koyukuk | 3 | Petroleum Liquids | DFO | Petroleum | IC | 0.2 | RE | 1979
12119 | McGrath Light & Power Co | 6555 | McGrath | AK | Yukon Koyukuk | 4 | Petroleum Liquids | DFO | Petroleum | IC | 0.2 | RE | 1979
12119 | McGrath Light & Power Co | 6555 | McGrath | AK | Yukon Koyukuk | 5 | Petroleum Liquids | DFO | Petroleum | IC | 0.6 | RE | 1979
298 | City of Alexandria - (LA) | 6558 | D G Hunter | LA | Rapides | 1 | Natural Gas Steam Turbine | NG | Natural Gas Peaker | ST | 17.5 | RE | 1956
298 | City of Alexandria - (LA) | 6558 | D G Hunter | LA | Rapides | 2 | Natural Gas Steam Turbine | NG | Natural Gas Peaker | ST | 17.5 | RE | 1956
1615 | Town of Berlin - (MD) | 6565 | Berlin | MD | Worcester | 6A | Petroleum Liquids | DFO | Petroleum | IC | 5 | IP
1615 | Town of Berlin - (MD) | 6565 | Berlin | MD | Worcester | 7A | Petroleum Liquids | DFO | Petroleum | IC | 7.5 | IP
1857 | Block Island Power Co | 6567 | Block Island | RI | Washington | 11 | Petroleum Liquids | DFO | Petroleum | IC | 1 | RE | 1972
1857 | Block Island Power Co | 6567 | Block Island | RI | Washington | 19 | Petroleum Liquids | DFO | Petroleum | IC | 1.1 | RE | 1993
1857 | Block Island Power Co | 6567 | Block Island | RI | Washington | 21 | Petroleum Liquids | DFO | Petroleum | IC | 1.6 | RE | 1997
50079 | Utility Board of Key West City | 6582 | Cudjoe | FL | Monroe | 2 | Petroleum Liquids | DFO | Petroleum | IC | 2.7 | RE | 1966
50079 | Utility Board of Key West City | 6582 | Cudjoe | FL | Monroe | 3 | Petroleum Liquids | DFO | Petroleum | IC | 2.3 | RE | 1968
50079 | Utility Board of Key West City | 6584 | Stock Island | FL | Monroe | IC1 | Petroleum Liquids | DFO | Petroleum | IC | 2.5 | RE | 1965
50079 | Utility Board of Key West City | 6584 | Stock Island | FL | Monroe | IC2 | Petroleum Liquids | DFO | Petroleum | IC | 2.5 | RE | 1965
50079 | Utility Board of Key West City | 6584 | Stock Island | FL | Monroe | IC3 | Petroleum Liquids | DFO | Petroleum | IC | 2.5 | RE | 1965
11624 | City of Marblehead - (MA) | 6585 | Commercial Street | MA | Essex | 2 | Petroleum Liquids | DFO | Petroleum | IC | 1.1 | RE | 1975
4180 | Connecticut Mun Elec Engy Coop | 6635 | A L Pierce | CT | New Haven | 1 | Petroleum Liquids | DFO | Petroleum | ST | 7.5 | RE | 1953
4180 | Connecticut Mun Elec Engy Coop | 6635 | A L Pierce | CT | New Haven | 2 | Petroleum Liquids | DFO | Petroleum | ST | 7.5 | RE | 1953
4180 | Connecticut Mun Elec Engy Coop | 6635 | A L Pierce | CT | New Haven | 3 | Petroleum Liquids | DFO | Petroleum | ST | 7.5 | RE | 1953
30150 | CBY DBA Yakutat Power | 6637 | Yakutat | AK | YAKUTAT | 2A | Petroleum Liquids | DFO | Petroleum | IC | 0.8 | RE | 1984
30150 | CBY DBA Yakutat Power | 6637 | Yakutat | AK | YAKUTAT | 3 | Petroleum Liquids | DFO | Petroleum | IC | 0.6 | RE | 1973
30150 | CBY DBA Yakutat Power | 6637 | Yakutat | AK | YAKUTAT | 4 | Petroleum Liquids | DFO | Petroleum | IC | 1.1 | RE | 1973
30150 | CBY DBA Yakutat Power | 6637 | Yakutat | AK | YAKUTAT | 4A | Petroleum Liquids | DFO | Petroleum | IC | 1.1 | RE | 1993
30150 | CBY DBA Yakutat Power | 6637 | Yakutat | AK | YAKUTAT | 5 | Petroleum Liquids | DFO | Petroleum | IC | 0.3 | RE | 1989
29297 | Pelican Utility | 6702 | Pelican | AK | Skagway Hoonah Angoon | IC1 | Petroleum Liquids | DFO | Petroleum | IC | 0.3 | RE | 1989
29297 | Pelican Utility | 6702 | Pelican | AK | Skagway Hoonah Angoon | IC2 | Petroleum Liquids | DFO | Petroleum | IC | 0.1 | RE | 1964
29297 | Pelican Utility | 6702 | Pelican | AK | Skagway Hoonah Angoon | IC3 | Petroleum Liquids | DFO | Petroleum | IC | 0.2 | RE | 1974
29297 | Pelican Utility | 6702 | Pelican | AK | Skagway Hoonah Angoon | IC4 | Petroleum Liquids | DFO | Petroleum | IC | 0.2 | RE | 1980
29297 | Pelican Utility | 6702 | Pelican | AK | Skagway Hoonah Angoon | IC5 | Petroleum Liquids | DFO | Petroleum | IC | 0.4 | RE | 1990
17609 | Southern California Edison Co | 6704 | Pebbly Beach | CA | Los Angeles | MT12 | Petroleum Liquids | PG | Petroleum | GT | 0.1 | IP
17609 | Southern California Edison Co | 6704 | Pebbly Beach | CA | Los Angeles | MT13 | Petroleum Liquids | PG | Petroleum | GT | 0.1 | IP
11241 | Entergy Louisiana LLC | 6706 | Thibodaux | LA | Lafourche | 9 | Natural Gas Steam Turbine | NG | Natural Gas Peaker | ST | 21 | RE | 1968
13960 | NRG Cabrillo Power Ops Inc | 6707 | Naval Training Center | CA | San Diego | NTCG | Natural Gas Fired Combustion Turbine | NG | Natural Gas Peaker | GT | 16 | RE | 1968
20447 | Western Farmers Elec Coop, Inc | 6772 | Hugo | OK | Choctaw | 2 | Conventional Steam Coal | SUB | Hard Coal | ST | 750 | IP
56598 | Major Oak Power, LLC | 7030 | Major Oak Power | TX | Robertson | 3 | Conventional Steam Coal | LIG | Lignite | ST | 600 | IP
39006 | Brookfield White Pine Hydro LLC | 7044 | Bates Mill Upper | ME | Androscoggin | BU1 | Conventional Hydroelectric | WAT | Hydro | HY | 1.2 | RE | 1986
39006 | Brookfield White Pine Hydro LLC | 7044 | Bates Mill Upper | ME | Androscoggin | BU2 | Conventional Hydroelectric | WAT | Hydro | HY | 1.5 | RE | 1986
39006 | Brookfield White Pine Hydro LLC | 7044 | Bates Mill Upper | ME | Androscoggin | BU3 | Conventional Hydroelectric | WAT | Hydro | HY | 1.2 | RE | 1986
39006 | Brookfield White Pine Hydro LLC | 7048 | Hill Mill | ME | Androscoggin | HM1 | Conventional Hydroelectric | WAT | Hydro | HY | 0.3 | RE | 1986
39006 | Brookfield White Pine Hydro LLC | 7048 | Hill Mill | ME | Androscoggin | HM2 | Conventional Hydroelectric | WAT | Hydro | HY | 0.3 | RE | 1986
39006 | Brookfield White Pine Hydro LLC | 7048 | Hill Mill | ME | Androscoggin | HM3 | Conventional Hydroelectric | WAT | Hydro | HY | 0.3 | RE | 1986
39006 | Brookfield White Pine Hydro LLC | 7048 | Hill Mill | ME | Androscoggin | HM4 | Conventional Hydroelectric | WAT | Hydro | HY | 0.3 | RE | 1986
39006 | Brookfield White Pine Hydro LLC | 7048 | Hill Mill | ME | Androscoggin | HM5 | Conventional Hydroelectric | WAT | Hydro | HY | 0.3 | RE | 1986
39006 | Brookfield White Pine Hydro LLC | 7048 | Hill Mill | ME | Androscoggin | HM6 | Conventional Hydroelectric | WAT | Hydro | HY | 0.3 | RE | 1986
17539 | South Carolina Electric&Gas Company | 7106 | NA 1 (SC) | SC | NOT IN FILE | GT1 | Natural Gas Fired Combustion Turbine | NG | Natural Gas Peaker | GT | 170 | IP
8366 | Heber Light & Power Company | 7111 | Heber City | UT | Wasatch | NA1 | Natural Gas Internal Combustion Engine | NG | Natural Gas Peaker | IC | 0.6 | RE | 1987
8366 | Heber Light & Power Company | 7111 | Heber City | UT | Wasatch | NA2 | Natural Gas Internal Combustion Engine | NG | Natural Gas Peaker | IC | 0.6 | RE | 1987
8366 | Heber Light & Power Company | 7111 | Heber City | UT | Wasatch | NA3 | Natural Gas Internal Combustion Engine | NG | Natural Gas Peaker | IC | 0.6 | RE | 1987
8366 | Heber Light & Power Company | 7111 | Heber City | UT | Wasatch | NA4 | Natural Gas Internal Combustion Engine | NG | Natural Gas Peaker | IC | 0.6 | RE | 1987
8366 | Heber Light & Power Company | 7111 | Heber City | UT | Wasatch | NA7 | Petroleum Liquids | DFO | Petroleum | IC | 1.5 | RE | 1996
8366 | Heber Light & Power Company | 7111 | Heber City | UT | Wasatch | NA8 | Petroleum Liquids | DFO | Petroleum | IC | 1.6 | RE | 1991
19578 | Upper Peninsula Power Company | 7115 | Hoist | MI | Marquette | 1 | Conventional Hydroelectric | WAT | Hydro | HY | 1 | RE | 1988
17609 | Southern California Edison Co | 7148 | San Gorgonio 1 | CA | Riverside | 1 | Conventional Hydroelectric | WAT | Hydro | HY | 1.5 | RE | 1923
219 | Alaska Power and Telephone Co | 7169 | Northway | AK | Southeast Fairbanks | 4 | Petroleum Liquids | DFO | Petroleum | IC | 0.4 | RE | 1980
7833 | Gwitchyaa Zhee Utility Co | 7174 | Gwitchyaa Zhee | AK | Yukon Koyukuk | 3 | Petroleum Liquids | DFO | Petroleum | IC | 0.6 | RE | 1990
7833 | Gwitchyaa Zhee Utility Co | 7174 | Gwitchyaa Zhee | AK | Yukon Koyukuk | 5 | Petroleum Liquids | DFO | Petroleum | IC | 0.5 | RE | 2000
7833 | Gwitchyaa Zhee Utility Co | 7174 | Gwitchyaa Zhee | AK | Yukon Koyukuk | 6 | Petroleum Liquids | DFO | Petroleum | IC | 0.5 | RE | 2009
4959 | Aniak Light & Power Co Inc | 7182 | Aniak | AK | Bethel | 3 | Petroleum Liquids | DFO | Petroleum | IC | 0.3 | RE | 1980
4959 | Aniak Light & Power Co Inc | 7182 | Aniak | AK | Bethel | 4 | Petroleum Liquids | DFO | Petroleum | IC | 0.3 | RE | 1980
4959 | Aniak Light & Power Co Inc | 7182 | Aniak | AK | Bethel | 5 | Petroleum Liquids | DFO | Petroleum | IC | 0.3 | RE | 1991
9188 | I-N-N Electric Coop, Inc | 7183 | Newhalen | AK | Lake and Peninsula | 1 | Petroleum Liquids | DFO | Petroleum | IC | 0.3 | RE | 1983
9188 | I-N-N Electric Coop, Inc | 7183 | Newhalen | AK | Lake and Peninsula | 2 | Petroleum Liquids | DFO | Petroleum | IC | 0.3 | RE | 1983
9188 | I-N-N Electric Coop, Inc | 7183 | Newhalen | AK | Lake and Peninsula | 3 | Petroleum Liquids | DFO | Petroleum | IC | 0.3 | RE | 1983
9188 | I-N-N Electric Coop, Inc | 7183 | Newhalen | AK | Lake and Peninsula | 4 | Petroleum Liquids | DFO | Petroleum | IC | 0.6 | RE | 1989
14063 | Oklahoma Gas & Electric Co | 7185 | Conoco | OK | Kay | 1 | Natural Gas Fired Combustion Turbine | NG | Natural Gas Peaker | GT | 33 | RE | 1991
14063 | Oklahoma Gas & Electric Co | 7185 | Conoco | OK | Kay | 2 | Natural Gas Fired Combustion Turbine | NG | Natural Gas Peaker | GT | 33 | RE | 1991
15470 | Duke Energy Indiana, LLC | 7228 | NA 1 (IN) | IN | NOT IN FILE | 1 | Natural Gas Fired Combustion Turbine | NG | Natural Gas Peaker | GT | 318 | IP
15470 | Duke Energy Indiana, LLC | 7228 | NA 1 (IN) | IN | NOT IN FILE | 10 | Natural Gas Fired Combustion Turbine | NG | Natural Gas Peaker | GT | 259 | IP
15470 | Duke Energy Indiana, LLC | 7228 | NA 1 (IN) | IN | NOT IN FILE | 11 | Natural Gas Fired Combustion Turbine | NG | Natural Gas Peaker | GT | 259 | IP
15470 | Duke Energy Indiana, LLC | 7228 | NA 1 (IN) | IN | NOT IN FILE | 12 | Natural Gas Fired Combustion Turbine | NG | Natural Gas Peaker | GT | 239 | IP
15470 | Duke Energy Indiana, LLC | 7228 | NA 1 (IN) | IN | NOT IN FILE | 13 | Natural Gas Fired Combustion Turbine | NG | Natural Gas Peaker | GT | 239 | IP
15470 | Duke Energy Indiana, LLC | 7228 | NA 1 (IN) | IN | NOT IN FILE | 14 | Natural Gas Fired Combustion Turbine | NG | Natural Gas Peaker | GT | 239 | IP
15470 | Duke Energy Indiana, LLC | 7228 | NA 1 (IN) | IN | NOT IN FILE | 15 | Natural Gas Fired Combustion Turbine | NG | Natural Gas Peaker | GT | 239 | IP
15470 | Duke Energy Indiana, LLC | 7228 | NA 1 (IN) | IN | NOT IN FILE | 16 | Natural Gas Fired Combustion Turbine | NG | Natural Gas Peaker | GT | 239 | IP
15470 | Duke Energy Indiana, LLC | 7228 | NA 1 (IN) | IN | NOT IN FILE | 2 | Natural Gas Fired Combustion Turbine | NG | Natural Gas Peaker | GT | 96 | IP
15470 | Duke Energy Indiana, LLC | 7228 | NA 1 (IN) | IN | NOT IN FILE | 3 | Natural Gas Fired Combustion Turbine | NG | Natural Gas Peaker | GT | 96 | IP
15470 | Duke Energy Indiana, LLC | 7228 | NA 1 (IN) | IN | NOT IN FILE | 4 | Natural Gas Fired Combustion Turbine | NG | Natural Gas Peaker | GT | 96 | IP
15470 | Duke Energy Indiana, LLC | 7228 | NA 1 (IN) | IN | NOT IN FILE | 5 | Natural Gas Fired Combustion Turbine | NG | Natural Gas Peaker | GT | 185 | IP
15470 | Duke Energy Indiana, LLC | 7228 | NA 1 (IN) | IN | NOT IN FILE | 6 | Natural Gas Fired Combustion Turbine | NG | Natural Gas Peaker | GT | 185 | IP
15470 | Duke Energy Indiana, LLC | 7228 | NA 1 (IN) | IN | NOT IN FILE | 7 | Natural Gas Fired Combustion Turbine | NG | Natural Gas Peaker | GT | 185 | IP
15470 | Duke Energy Indiana, LLC | 7228 | NA 1 (IN) | IN | NOT IN FILE | 8 | Natural Gas Fired Combustion Turbine | NG | Natural Gas Peaker | GT | 552 | IP
15470 | Duke Energy Indiana, LLC | 7228 | NA 1 (IN) | IN | NOT IN FILE | 9 | Natural Gas Fired Combustion Turbine | NG | Natural Gas Peaker | GT | 259 | IP
18454 | Tampa Electric Co | 7242 | Polk | FL | Polk | 6 | Natural Gas Fired Combined Cycle | NG | Natural Gas Nonpeaker | CC | 600 | IP
18454 | Tampa Electric Co | 7242 | Polk | FL | Polk | 7 | Natural Gas Fired Combustion Turbine | NG | Natural Gas Peaker | GT | 195.8 | IP
18454 | Tampa Electric Co | 7242 | Polk | FL | Polk | 8 | Natural Gas Fired Combustion Turbine | NG | Natural Gas Peaker | GT | 600 | IP
18454 | Tampa Electric Co | 7242 | Polk | FL | Polk | 9 | Natural Gas Fired Combined Cycle | NG | Natural Gas Nonpeaker | CA | 463 | IP
17539 | South Carolina Electric&Gas Company | 7253 | NA 5 | SC | NOT IN FILE | NA5 | Natural Gas Fired Combustion Turbine | NG | Natural Gas Peaker | GT | 170 | IP
40577 | American Mun Power-Ohio, Inc | 7286 | Richard Gorsuch | OH | Washington | 1 | Conventional Steam Coal | BIT | Hard Coal | ST | 50 | RE | 1988
40577 | American Mun Power-Ohio, Inc | 7286 | Richard Gorsuch | OH | Washington | 2 | Conventional Steam Coal | BIT | Hard Coal | ST | 50 | RE | 1988
40577 | American Mun Power-Ohio, Inc | 7286 | Richard Gorsuch | OH | Washington | 3 | Conventional Steam Coal | BIT | Hard Coal | ST | 50 | RE | 1988
40577 | American Mun Power-Ohio, Inc | 7286 | Richard Gorsuch | OH | Washington | 4 | Conventional Steam Coal | BIT | Hard Coal | ST | 50 | RE | 1988
17539 | South Carolina Electric&Gas Company | 7300 | NA 8 | SC | NOT IN FILE | GT8 | Natural Gas Fired Combustion Turbine | NG | Natural Gas Peaker | GT | 170 | IP
6455 | Duke Energy Florida, Inc | 7302 | Hines Energy Complex | FL | Polk | 5 | Natural Gas Fired Combined Cycle | NG | Natural Gas Nonpeaker | CC | 517 | IP
6455 | Duke Energy Florida, Inc | 7302 | Hines Energy Complex | FL | Polk | 6 | Natural Gas Fired Combined Cycle | NG | Natural Gas Nonpeaker | CC | 517 | IP
13781 | Northern States Power Co - Minnesota | 7376 | Alliant Techsystems | MN | Hennepin | 1 | Petroleum Liquids | DFO | Petroleum | IC | 1.6 | RE | 1994
13781 | Northern States Power Co - Minnesota | 7377 | United Health Care | MN | Hennepin | 1 | Petroleum Liquids | DFO | Petroleum | GT | 1.8 | RE | 1993
13781 | Northern States Power Co - Minnesota | 7377 | United Health Care | MN | Hennepin | 2 | Petroleum Liquids | DFO | Petroleum | GT | 1.8 | RE | 1993
21554 | Seminole Electric Cooperative Inc | 7380 | Midulla Generating Station | FL | Hardee | 1 | Petroleum Liquids | DFO | Petroleum | CA | 300 | IP
21554 | Seminole Electric Cooperative Inc | 7380 | Midulla Generating Station | FL | Hardee | 2 | Petroleum Liquids | DFO | Petroleum | CT | 193 | IP
21554 | Seminole Electric Cooperative Inc | 7380 | Midulla Generating Station | FL | Hardee | PW9 | Natural Gas Fired Combined Cycle | NG | Natural Gas Nonpeaker | CT | 62 | IP
10622 | City of Lakefield - (MN) | 7415 | Lakefield Utilities | MN | Jackson | 1 | Petroleum Liquids | DFO | Petroleum | IC | 0.1 | RE | 1936
10622 | City of Lakefield - (MN) | 7415 | Lakefield Utilities | MN | Jackson | 2 | Petroleum Liquids | DFO | Petroleum | IC | 0.3 | RE | 1936
10622 | City of Lakefield - (MN) | 7415 | Lakefield Utilities | MN | Jackson | 3 | Petroleum Liquids | DFO | Petroleum | IC | 0.6 | RE | 1939
10622 | City of Lakefield - (MN) | 7415 | Lakefield Utilities | MN | Jackson | 4 | Petroleum Liquids | DFO | Petroleum | IC | 1 | RE | 1948
14276 | City of Oxford - (KS) | 7432 | Oxford (KS) | KS | Sumner | 1 | Petroleum Liquids | DFO | Petroleum | IC | 1.1 | RE | 1986
14276 | City of Oxford - (KS) | 7432 | Oxford (KS) | KS | Sumner | 2 | Petroleum Liquids | DFO | Petroleum | IC | 1.1 | RE | 1986
14276 | City of Oxford - (KS) | 7432 | Oxford (KS) | KS | Sumner | 3 | Petroleum Liquids | DFO | Petroleum | IC | 1.1 | RE | 1986
6915 | Galena Electric Utility | 7437 | Galena Electric Utility | AK | Yukon Koyukuk | 2 | Petroleum Liquids | DFO | Petroleum | IC | 0.8 | RE | 1990
6915 | Galena Electric Utility | 7437 | Galena Electric Utility | AK | Yukon Koyukuk | 3 | Petroleum Liquids | DFO | Petroleum | IC | 0.8 | RE | 1990
6915 | Galena Electric Utility | 7437 | Galena Electric Utility | AK | Yukon Koyukuk | 4 | Petroleum Liquids | DFO | Petroleum | IC | 0.8 | RE | 1990
6915 | Galena Electric Utility | 7437 | Galena Electric Utility | AK | Yukon Koyukuk | 5 | Petroleum Liquids | DFO | Petroleum | IC | 0.8 | RE | 1990
6915 | Galena Electric Utility | 7437 | Galena Electric Utility | AK | Yukon Koyukuk | 6A | Petroleum Liquids | DFO | Petroleum | IC | 0.4 | RE | 1997
11560 | City of Manassas - (VA) | 7440 | VMEA 1 Credit Gen | VA | Prince William | V9 | Petroleum Liquids | DFO | Petroleum | IC | 1.6 | RE | 1990
18963 | Inside Passage Elec Coop, Inc | 7462 | Angoon | AK | Skagway Hoonah Angoon | 1 | Petroleum Liquids | DFO | Petroleum | IC | 0.4 | RE | 1975
18963 | Inside Passage Elec Coop, Inc | 7463 | Hoonah | AK | Skagway Hoonah Angoon | 1 | Petroleum Liquids | DFO | Petroleum | IC | 0.6 | RE | 1977
18963 | Inside Passage Elec Coop, Inc | 7463 | Hoonah | AK | Skagway Hoonah Angoon | 3 | Petroleum Liquids | DFO | Petroleum | IC | 0.8 | RE | 1991
18963 | Inside Passage Elec Coop, Inc | 7464 | Kake | AK | Wrangell Petersburg | 1 | Petroleum Liquids | DFO | Petroleum | IC | 0.6 | RE | 1984
18963 | Inside Passage Elec Coop, Inc | 7466 | Klawock | AK | Prince of Wales Ketchikan | 1 | Petroleum Liquids | DFO | Petroleum | IC | 0.5 | RE | 1970
18963 | Inside Passage Elec Coop, Inc | 7466 | Klawock | AK | Prince of Wales Ketchikan | 2 | Petroleum Liquids | DFO | Petroleum | IC | 0.5 | RE | 1970
18963 | Inside Passage Elec Coop, Inc | 7466 | Klawock | AK | Prince of Wales Ketchikan | 3 | Petroleum Liquids | DFO | Petroleum | IC | 0.1 | RE | 1955
18963 | Inside Passage Elec Coop, Inc | 7466 | Klawock | AK | Prince of Wales Ketchikan | 4 | Petroleum Liquids | DFO | Petroleum | IC | 0.3 | RE | 1977
11481 | City of Madison - (NE) | 7469 | Madison Utilities | NE | Madison | FM4 | Petroleum Liquids | DFO | Petroleum | IC | 0.6 | RE | 1948
11626 | City of Marceline - (MO) | 7470 | Marceline | MO | Linn | 3 | Petroleum Liquids | DFO | Petroleum | IC | 1.2 | RE | 1959
11626 | City of Marceline - (MO) | 7470 | Marceline | MO | Linn | 4 | Petroleum Liquids | DFO | Petroleum | IC | 0.4 | RE | 1995
14164 | City of Orangeburg - (SC) | 7480 | Rowesville Rd Plant | SC | Orangeburg | 3 | Natural Gas Fired Combustion Turbine | NG | Natural Gas Peaker | GT | 4.8 | IP
14164 | City of Orangeburg - (SC) | 7480 | Rowesville Rd Plant | SC | Orangeburg | 4 | Natural Gas Fired Combustion Turbine | NG | Natural Gas Peaker | GT | 4.8 | IP
26616 | North Slope Borough Power & Light | 7482 | NSB Atqasuk Utility | AK | North Slope | PG1 | Petroleum Liquids | DFO | Petroleum | IC | 0.2 | RE | 1986
26616 | North Slope Borough Power & Light | 7484 | NSB Nuiqsut Utility | AK | North Slope | PG4A | Petroleum Liquids | DFO | Petroleum | IC | 0.4 | RE | 1999
26616 | North Slope Borough Power & Light | 7485 | NSB Point Hope Utility | AK | North Slope | PG1 | Petroleum Liquids | DFO | Petroleum | IC | 0.3 | RE | 1987
26616 | North Slope Borough Power & Light | 7485 | NSB Point Hope Utility | AK | North Slope | PG2 | Petroleum Liquids | DFO | Petroleum | IC | 0.3 | RE | 1987
26616 | North Slope Borough Power & Light | 7485 | NSB Point Hope Utility | AK | North Slope | PG3 | Petroleum Liquids | DFO | Petroleum | IC | 0.3 | RE | 1987
26616 | North Slope Borough Power & Light | 7485 | NSB Point Hope Utility | AK | North Slope | PG4 | Petroleum Liquids | DFO | Petroleum | IC | 0.4 | RE | 1992
26616 | North Slope Borough Power & Light | 7485 | NSB Point Hope Utility | AK | North Slope | PG5 | Petroleum Liquids | DFO | Petroleum | IC | 0.2 | RE | 1980
26616 | North Slope Borough Power & Light | 7486 | NSB Point Lay Utility | AK | North Slope | PG1A | Petroleum Liquids | DFO | Petroleum | IC | 0.3 | RE | 2000
26616 | North Slope Borough Power & Light | 7486 | NSB Point Lay Utility | AK | North Slope | PG2A | Petroleum Liquids | DFO | Petroleum | IC | 0.3 | RE | 2000
26616 | North Slope Borough Power & Light | 7486 | NSB Point Lay Utility | AK | North Slope | PG3 | Petroleum Liquids | DFO | Petroleum | IC | 0.2 | RE | 1990
26616 | North Slope Borough Power & Light | 7486 | NSB Point Lay Utility | AK | North Slope | PG3A | Petroleum Liquids | DFO | Petroleum | IC | 0.3 | RE | 2002
26616 | North Slope Borough Power & Light | 7486 | NSB Point Lay Utility | AK | North Slope | PG4 | Petroleum Liquids | DFO | Petroleum | IC | 0.2 | RE | 1990
26616 | North Slope Borough Power & Light | 7486 | NSB Point Lay Utility | AK | North Slope | PG4A | Petroleum Liquids | DFO | Petroleum | IC | 0.3 | RE | 2002
26616 | North Slope Borough Power & Light | 7486 | NSB Point Lay Utility | AK | North Slope | PG5 | Petroleum Liquids | DFO | Petroleum | IC | 0.3 | RE | 2002
26616 | North Slope Borough Power & Light | 7486 | NSB Point Lay Utility | AK | North Slope | PG6 | Petroleum Liquids | DFO | Petroleum | IC | 0.3 | RE | 2002
26616 | North Slope Borough Power & Light | 7487 | NSB Anaktuvuk Pass | AK | North Slope | 4 | Petroleum Liquids | DFO | Petroleum | IC | 0.1 | RE | 1994
26616 | North Slope Borough Power & Light | 7487 | NSB Anaktuvuk Pass | AK | North Slope | 5 | Petroleum Liquids | DFO | Petroleum | IC | 0.1 | RE | 1994
26616 | North Slope Borough Power & Light | 7488 | NSB Wainwright Utility | AK | North Slope | PG4 | Petroleum Liquids | DFO | Petroleum | IC | 0.3 | RE | 1988
15371 | Town of Princeton - (MA) | 7501 | Princeton Wind Farm | MA | Worcester | 1 | Onshore Wind Turbine | WND | Wind | WT | 0.3 | RE | 1984
19454 | City of Unalaska - (AK) | 7502 | Dutch Harbor | AK | Aleutians West | 1 | Petroleum Liquids | DFO | Petroleum | IC | 0.3 | RE | 1985
19454 | City of Unalaska - (AK) | 7502 | Dutch Harbor | AK | Aleutians West | 2 | Petroleum Liquids | DFO | Petroleum | IC | 0.3 | RE | 1987
19454 | City of Unalaska - (AK) | 7502 | Dutch Harbor | AK | Aleutians West | 3 | Petroleum Liquids | DFO | Petroleum | IC | 0.6 | RE | 1986
19454 | City of Unalaska - (AK) | 7502 | Dutch Harbor | AK | Aleutians West | 4 | Petroleum Liquids | DFO | Petroleum | IC | 0.9 | RE | 1986
19454 | City of Unalaska - (AK) | 7502 | Dutch Harbor | AK | Aleutians West | 5 | Petroleum Liquids | DFO | Petroleum | IC | 0.6 | RE | 1985
19454 | City of Unalaska - (AK) | 7502 | Dutch Harbor | AK | Aleutians West | 6 | Petroleum Liquids | DFO | Petroleum | IC | 1.4 | RE | 1985
19876 | Virginia Electric & Power Co | 7537 | North Branch (WV) | WV | Grant | 1 | Conventional Steam Coal | WC | Hard Coal | ST | 80 | RE | 1992
3046 | Duke Energy Progress - (NC) | 7539 | NA 1 (NC) | NC | NOT IN FILE | 10 | Natural Gas Fired Combined Cycle | NG | Natural Gas Nonpeaker | CA | 160 | IP
3046 | Duke Energy Progress - (NC) | 7539 | NA 1 (NC) | NC | NOT IN FILE | 11 | Natural Gas Fired Combined Cycle | NG | Natural Gas Nonpeaker | CT | 195 | IP
3046 | Duke Energy Progress - (NC) | 7539 | NA 1 (NC) | NC | NOT IN FILE | 12 | Natural Gas Fired Combined Cycle | NG | Natural Gas Nonpeaker | CC | 195 | IP
3046 | Duke Energy Progress - (NC) | 7539 | NA 1 (NC) | NC | NOT IN FILE | 4 | Natural Gas Fired Combined Cycle | NG | Natural Gas Nonpeaker | CT | 195 | IP
3046 | Duke Energy Progress - (NC) | 7539 | NA 1 (NC) | NC | NOT IN FILE | 5 | Natural Gas Fired Combined Cycle | NG | Natural Gas Nonpeaker | CA | 160 | IP
3046 | Duke Energy Progress - (NC) | 7539 | NA 1 (NC) | NC | NOT IN FILE | 6 | Natural Gas Fired Combined Cycle | NG | Natural Gas Nonpeaker | CT | 195 | IP
3046 | Duke Energy Progress - (NC) | 7539 | NA 1 (NC) | NC | NOT IN FILE | 7 | Natural Gas Fired Combined Cycle | NG | Natural Gas Nonpeaker | CC | 612 | IP
3046 | Duke Energy Progress - (NC) | 7539 | NA 1 (NC) | NC | NOT IN FILE | 9 | Natural Gas Fired Combined Cycle | NG | Natural Gas Nonpeaker | CT | 195.3 | IP
3046 | Duke Energy Progress - (NC) | 7539 | NA 1 (NC) | NC | NOT IN FILE | CCE1 | Natural Gas Fired Combined Cycle | NG | Natural Gas Nonpeaker | CC | 557 | IP
3046 | Duke Energy Progress - (NC) | 7539 | NA 1 (NC) | NC | NOT IN FILE | CCW1 | Natural Gas Fired Combined Cycle | NG | Natural Gas Nonpeaker | CC | 278 | IP
3046 | Duke Energy Progress - (NC) | 7539 | NA 1 (NC) | NC | NOT IN FILE | CT1 | Natural Gas Fired Combustion Turbine | NG | Natural Gas Peaker | GT | 195 | IP
3046 | Duke Energy Progress - (NC) | 7539 | NA 1 (NC) | NC | NOT IN FILE | CT2 | Natural Gas Fired Combustion Turbine | NG | Natural Gas Peaker | GT | 195 | IP
20860 | Wisconsin Public Service Corp | 7602 | Oneida Casino | WI | Brown | 1 | Petroleum Liquids | DFO | Petroleum | IC | 2 | RE | 1996
20860 | Wisconsin Public Service Corp | 7602 | Oneida Casino | WI | Brown | 2 | Petroleum Liquids | DFO | Petroleum | IC | 2 | RE | 1996
10273 | Kimberly-Clark Corp | 7627 | Everett Cogen | WA | Snohomish | 1 | Wood/Wood Waste Biomass | WDS | Biomass | ST | 42 | RE | 1996
2439 | City of Bryan - (OH) | 7657 | Auglaize Hydro | OH | Defiance | 3 | Conventional Hydroelectric | WAT | Hydro | HY | 1.4 | RE | 1992
17718 | Southwestern Public Service Co | 7678 | Celanese | TX | Gray | 1 | All Other | OTH | Other | OT | 13 | RE | 1964
17718 | Southwestern Public Service Co | 7678 | Celanese | TX | Gray | 2 | All Other | PUR | Other | ST | 37 | RE | 1979
9617 | JEA | 7705 | Girvin Landfill | FL | Duval | 1 | Landfill Gas | LFG | Biomass | IC | 3 | RE | 1997
9417 | Interstate Power and Light Co | 7706 | Agency GT | IA | DES MOINES | 1 | Natural Gas Fired Combustion Turbine | NG | Natural Gas Peaker | GT | 19.7 | RE | 1992
9417 | Interstate Power and Light Co | 7706 | Agency GT | IA | DES MOINES | 2 | Natural Gas Fired Combustion Turbine | NG | Natural Gas Peaker | GT | 19.7 | RE | 1990
9417 | Interstate Power and Light Co | 7706 | Agency GT | IA | DES MOINES | 3 | Natural Gas Fired Combustion Turbine | NG | Natural Gas Peaker | GT | 19.7 | RE | 1990
9417 | Interstate Power and Light Co | 7706 | Agency GT | IA | DES MOINES | 4 | Natural Gas Fired Combustion Turbine | NG | Natural Gas Peaker | GT | 19.7 | RE | 1990
195 | Alabama Power Co | 7708 | APC1 | AL |  | 2 | Natural Gas Fired Combined Cycle | NG | Natural Gas Nonpeaker | CC | 270 | IP
17650 | Southern Power Co | 7710 | H Allen Franklin Combined Cycle | AL | Lee | CT4A | Natural Gas Fired Combined Cycle | NG | Natural Gas Nonpeaker | CT | 203.1 | IP
17650 | Southern Power Co | 7710 | H Allen Franklin Combined Cycle | AL | Lee | CT4B | Natural Gas Fired Combined Cycle | NG | Natural Gas Nonpeaker | CT | 203.1 | IP
17650 | Southern Power Co | 7710 | H Allen Franklin Combined Cycle | AL | Lee | ST4 | Natural Gas Fired Combined Cycle | NG | Natural Gas Nonpeaker | CA | 281.9 | IP
7140 | Georgia Power Co | 7711 | GPC3 | GA |  | 1 | Natural Gas Fired Combined Cycle | NG | Natural Gas Nonpeaker | CC | 660 | IP
7140 | Georgia Power Co | 7712 | GPC4 | GA |  | 1 | Natural Gas Fired Combustion Turbine | NG | Natural Gas Peaker | GT | 570 | IP
7140 | Georgia Power Co | 7713 | GPC5 | GA |  | 1 | Natural Gas Fired Combustion Turbine | NG | Natural Gas Peaker | GT | 930 | IP
7140 | Georgia Power Co | 7714 | GPC6 | GA |  | 1 | Natural Gas Fired Combined Cycle | NG | Natural Gas Nonpeaker | CC | 570 | IP
3046 | Duke Energy Progress - (NC) | 7727 | Future Gen Plant 1 | NC |  | 1 | Natural Gas Fired Combined Cycle | NG | Natural Gas Nonpeaker | CC | 211.8 | IP
3046 | Duke Energy Progress - (NC) | 7728 | Future Gen Plant 2 | NC |  | 1 | Natural Gas Fired Combined Cycle | NG | Natural Gas Nonpeaker | CC | 612 | IP
3989 | City of Colorado Springs - (CO) | 7730 | SECC | CO | El Paso | 1 | Petroleum Liquids | DFO | Petroleum | IC | 1.5 | RE | 1998
5701 | El Paso Electric Co | 7732 | Turbine | TX | El Paso | 1 | Natural Gas Fired Combustion Turbine | NG | Natural Gas Peaker | GT | 121 | IP
21554 | Seminole Electric Cooperative Inc | 7738 | Unknown | FL | Hardee | 1 | Petroleum Liquids | DFO | Petroleum | GT | 300 | IP
21554 | Seminole Electric Cooperative Inc | 7738 | Unknown | FL | Hardee | GT1 | Petroleum Liquids | DFO | Petroleum | GT | 180 | IP
21554 | Seminole Electric Cooperative Inc | 7738 | Unknown | FL | Hardee | GT2 | Petroleum Liquids | DFO | Petroleum | GT | 180 | IP
21554 | Seminole Electric Cooperative Inc | 7738 | Unknown | FL | Hardee | GT3 | Petroleum Liquids | DFO | Petroleum | GT | 180 | IP
21554 | Seminole Electric Cooperative Inc | 7738 | Unknown | FL | Hardee | GT4 | Petroleum Liquids | DFO | Petroleum | GT | 180 | IP
21554 | Seminole Electric Cooperative Inc | 7738 | Unknown | FL | Hardee | GT5 | Petroleum Liquids | DFO | Petroleum | GT | 180 | IP
21554 | Seminole Electric Cooperative Inc | 7738 | Unknown | FL | Hardee | GT6 | Petroleum Liquids | DFO | Petroleum | GT | 180 | IP
21554 | Seminole Electric Cooperative Inc | 7738 | Unknown | FL | Hardee | GT7 | Petroleum Liquids | DFO | Petroleum | GT | 180 | IP
6452 | Florida Power & Light Co | 7744 | Unsited | FL |  | 1 | Natural Gas Fired Combined Cycle | NG | Natural Gas Nonpeaker | CC | 448 | IP
6452 | Florida Power & Light Co | 7744 | Unsited | FL |  | 2 | Natural Gas Fired Combined Cycle | NG | Natural Gas Nonpeaker | CC | 448 | IP
924 | Associated Electric Coop, Inc | 7749 | Essex | MO | Stoddard | 2 |  |  | #N/A | GT | 108 | IP
17874 | City of St George | 7767 | Bloomington Power Plant | UT | Washington | 7 | Petroleum Liquids | DFO | Petroleum | IC | 1.7 | RE | 1999
8287 | Hawaii Electric Light Co Inc | 7769 | Lalamilo Windfarm | HI | Hawaii | 1-81 | Onshore Wind Turbine | WND | Wind | WT | 1.6 | RE | 1985
8287 | Hawaii Electric Light Co Inc | 7769 | Lalamilo Windfarm | HI | Hawaii | 8211 | Onshore Wind Turbine | WND | Wind | WT | 0.6 | RE | 1985
58190 | Bluestem LLC | 7771 | Springview | NE | Keya Paha | 1 | Onshore Wind Turbine | WND | Wind | WT | 0.7 | RE | 1998
58190 | Bluestem LLC | 7771 | Springview | NE | Keya Paha | 2 | Onshore Wind Turbine | WND | Wind | WT | 0.7 | RE | 1998
40230 | Deseret Generation & Tran Coop | 7790 | Bonanza | UT | Uintah | 2 | Conventional Steam Coal | WC | Hard Coal | ST | 110 | IP
11560 | City of Manassas - (VA) | 7797 | Dominion/Lo Mar | VA | Prince William | DOM3 | Petroleum Liquids | DFO | Petroleum | IC | 1.8 | IP
11560 | City of Manassas - (VA) | 7797 | Dominion/Lo Mar | VA | Prince William | DOM4 | Petroleum Liquids | DFO | Petroleum | IC | 1.8 | IP
11560 | City of Manassas - (VA) | 7797 | Dominion/Lo Mar | VA | Prince William | LOM4 | Petroleum Liquids | DFO | Petroleum | IC | 1.8 | IP
792 | City of Argyle - (WI) | 7810 | Argyle | WI | LAFAYETTE | 2A | Petroleum Liquids | DFO | Petroleum | IC | 1.1 | RE | 1973
792 | City of Argyle - (WI) | 7810 | Argyle | WI | LAFAYETTE | 4 | Petroleum Liquids | DFO | Petroleum | IC | 1.1 | RE | 1989
10393 | PUD No 1 of Klickitat County | 7832 | Roosevelt Biogas 1 | WA | Klickitat | 6 | Landfill Gas | LFG | Biomass | IC | 2.1 | IP
17543 | South Carolina Public Service Authority | 7834 | John S Rainey | SC | Anderson | CT4B | Natural Gas Fired Combustion Turbine | NG | Natural Gas Peaker | GT | 170 | IP
17543 | South Carolina Public Service Authority | 7834 | John S Rainey | SC | Anderson | CT5B | Natural Gas Fired Combined Cycle | NG | Natural Gas Nonpeaker | CT | 170 | IP
17543 | South Carolina Public Service Authority | 7834 | John S Rainey | SC | Anderson | ST5S | Natural Gas Fired Combined Cycle | NG | Natural Gas Nonpeaker | CA | 190 | IP
56386 | Essential Power Rock Springs LLC | 7835 | Essential Power Rock Springs LLC | MD | Cecil | 5 | Natural Gas Fired Combustion Turbine | NG | Natural Gas Peaker | GT | 195 | IP
56386 | Essential Power Rock Springs LLC | 7835 | Essential Power Rock Springs LLC | MD | Cecil | 6 | Natural Gas Fired Combustion Turbine | NG | Natural Gas Peaker | GT | 195 | IP
40229 | Old Dominion Electric Coop | 7836 | Marsh Run Generation Facility | VA | Fauquier | 4 | Natural Gas Fired Combustion Turbine | NG | Natural Gas Peaker | GT | 195.5 | IP
4716 | Dairyland Power Coop | 7863 | Elk Mound | WI | Chippewa | 3 | Natural Gas Fired Combustion Turbine | NG | Natural Gas Peaker | GT | 35.5 | IP
4716 | Dairyland Power Coop | 7863 | Elk Mound | WI | Chippewa | 4 | Natural Gas Fired Combustion Turbine | NG | Natural Gas Peaker | GT | 35.5 | IP
15500 | Puget Sound Energy Inc | 7867 | Snoqualmie 2 | WA | King | 6 | Conventional Hydroelectric | WAT | Hydro | HY | 9.8 | RE | 1910
18454 | Tampa Electric Co | 7873 | H L Culbreath Bayside Power Station | FL | Hillsborough | 3A | Natural Gas Fired Combustion Turbine | NG | Natural Gas Peaker | GT | 189.9 | IP
18454 | Tampa Electric Co | 7873 | H L Culbreath Bayside Power Station | FL | Hillsborough | 3B | Natural Gas Fired Combustion Turbine | NG | Natural Gas Peaker | GT | 189.9 | IP
18454 | Tampa Electric Co | 7873 | H L Culbreath Bayside Power Station | FL | Hillsborough | 7 | Natural Gas Fired Combustion Turbine | NG | Natural Gas Peaker | GT | 62 | IP
18454 | Tampa Electric Co | 7873 | H L Culbreath Bayside Power Station | FL | Hillsborough | 8 | Natural Gas Fired Combustion Turbine | NG | Natural Gas Peaker | GT | 62 | IP
12686 | Mississippi Power Co | 7875 | MPC1 | MS |  | 1 | Natural Gas Fired Combustion Turbine | NG | Natural Gas Peaker | GT | 360 | IP
195 | Alabama Power Co | 7876 | APC2 | AL |  | 1 | Natural Gas Fired Combined Cycle | NG | Natural Gas Nonpeaker | CT | 300 | IP
195 | Alabama Power Co | 7877 | APC3 | AL |  | 1 | Natural Gas Fired Combined Cycle | NG | Natural Gas Nonpeaker | CC | 200 | IP
13100 | Municipal Electric Authority | 7879 | MEAG1 | GA |  | 1 | Natural Gas Fired Combined Cycle | NG | Natural Gas Nonpeaker | CT | 170.9 | IP
13100 | Municipal Electric Authority | 7880 | MEAG2 | GA |  | 1 | Natural Gas Fired Combined Cycle | NG | Natural Gas Nonpeaker | CT | 170.9 | IP
13100 | Municipal Electric Authority | 7881 | MEAG3 | GA |  | 1 | Natural Gas Fired Combined Cycle | NG | Natural Gas Nonpeaker | CT | 170.9 | IP
20860 | Wisconsin Public Service Corp | 7882 | Glenmore Turbines | WI | Brown | 1 | Onshore Wind Turbine | WND | Wind | WT | 1.2 | RE | 1998
18454 | Tampa Electric Co | 7889 | NA 1 | FL |  | 1 | Natural Gas Fired Combustion Turbine | NG | Natural Gas Peaker | GT | 195 | IP
21554 | Seminole Electric Cooperative Inc | 7890 | Unnamed | FL |  | CC1 | Natural Gas Fired Combined Cycle | NG | Natural Gas Nonpeaker | CC | 290 | IP
21554 | Seminole Electric Cooperative Inc | 7890 | Unnamed | FL |  | CC2 | Natural Gas Fired Combined Cycle | NG | Natural Gas Nonpeaker | CC | 290 | IP
21554 | Seminole Electric Cooperative Inc | 7890 | Unnamed | FL |  | GT1 | Petroleum Liquids | DFO | Petroleum | GT | 193 | IP
21554 | Seminole Electric Cooperative Inc | 7890 | Unnamed | FL |  | GT2 | Petroleum Liquids | DFO | Petroleum | GT | 193 | IP
21554 | Seminole Electric Cooperative Inc | 7890 | Unnamed | FL |  | GT3 | Petroleum Liquids | DFO | Petroleum | GT | 193 | IP
6452 | Florida Power & Light Co | 7893 | Midway | FL | Taylor | 1 | Natural Gas Fired Combined Cycle | NG | Natural Gas Nonpeaker | CC | 429 | IP
6452 | Florida Power & Light Co | 7893 | Midway | FL | Taylor | 2 | Natural Gas Fired Combined Cycle | NG | Natural Gas Nonpeaker | CC | 429 | IP
6452 | Florida Power & Light Co | 7893 | Midway | FL | Taylor | 3 | Natural Gas Fired Combined Cycle | NG | Natural Gas Nonpeaker | CC | 429 | IP
11249 | Louisville Gas & Electric Co | 7894 | Unknown | KY |  | 1 | Natural Gas Fired Combustion Turbine | NG | Natural Gas Peaker | GT | 181 | IP
11249 | Louisville Gas & Electric Co | 7894 | Unknown | KY |  | 2 | Natural Gas Fired Combustion Turbine | NG | Natural Gas Peaker | GT | 181 | IP
11249 | Louisville Gas & Electric Co | 7894 | Unknown | KY |  | 3 | Natural Gas Fired Combustion Turbine | NG | Natural Gas Peaker | GT | 181 | IP
11249 | Louisville Gas & Electric Co | 7894 | Unknown | KY |  | 4 | Natural Gas Fired Combustion Turbine | NG | Natural Gas Peaker | GT | 185 | IP
11249 | Louisville Gas & Electric Co | 7894 | Unknown | KY |  | 5 | Natural Gas Fired Combustion Turbine | NG | Natural Gas Peaker | GT | 185 | IP
11249 | Louisville Gas & Electric Co | 7894 | Unknown | KY |  | 6 | Natural Gas Fired Combustion Turbine | NG | Natural Gas Peaker | GT | 185 | IP
11249 | Louisville Gas & Electric Co | 7894 | Unknown | KY |  | 7 | Natural Gas Fired Combustion Turbine | NG | Natural Gas Peaker | GT | 185 | IP
11249 | Louisville Gas & Electric Co | 7894 | Unknown | KY |  | 8 | Natural Gas Fired Combustion Turbine | NG | Natural Gas Peaker | GT | 185 | IP
17650 | Southern Power Co | 7897 | E B Harris Electric Generating Plant | AL | Autauga | 3 | Natural Gas Fired Combined Cycle | NG | Natural Gas Nonpeaker | CC | 615 | IP
17650 | Southern Power Co | 7897 | E B Harris Electric Generating Plant | AL | Autauga | 4 | Natural Gas Fired Combined Cycle | NG | Natural Gas Nonpeaker | CC | 615 | IP
10000 | Kansas City Power & Light Co | 7928 | Osawatomie | KS | Miami | 2 | Natural Gas Fired Combustion Turbine | NG | Natural Gas Peaker | GT | 91.3 | IP
10000 | Kansas City Power & Light Co | 7928 | Osawatomie | KS | Miami | 3 | Natural Gas Fired Combustion Turbine | NG | Natural Gas Peaker | GT | 91.3 | IP
10000 | Kansas City Power & Light Co | 7928 | Osawatomie | KS | Miami | 4 | Natural Gas Fired Combustion Turbine | NG | Natural Gas Peaker | GT | 91.3 | IP
10000 | Kansas City Power & Light Co | 7928 | Osawatomie | KS | Miami | 5 | Natural Gas Fired Combustion Turbine | NG | Natural Gas Peaker | GT | 91.3 | IP
10000 | Kansas City Power & Light Co | 7928 | Osawatomie | KS | Miami | 6 | Natural Gas Fired Combustion Turbine | NG | Natural Gas Peaker | GT | 91.3 | IP
10000 | Kansas City Power & Light Co | 7928 | Osawatomie | KS | Miami | 7 | Natural Gas Fired Combustion Turbine | NG | Natural Gas Peaker | GT | 91.3 | IP
10000 | Kansas City Power & Light Co | 7928 | Osawatomie | KS | Miami | 8 | Natural Gas Fired Combustion Turbine | NG | Natural Gas Peaker | GT | 91.3 | IP
15466 | Public Service Co of Colorado | 7937 | Ponnequin | CO | Weld | 30 | Onshore Wind Turbine | WND | Wind | WT | 9.9 | RE | 2001
15466 | Public Service Co of Colorado | 7937 | Ponnequin | CO | Weld | 8 | Onshore Wind Turbine | WND | Wind | WT | 16.6 | RE | 1999
12397 | Metropolitan Water District of S CA | 7942 | Diamond Valley Lake | CA | Riverside | 1 | Conventional Hydroelectric | WAT | Hydro | HY | 3.3 | RE | 2001
12397 | Metropolitan Water District of S CA | 7942 | Diamond Valley Lake | CA | Riverside | 5 | Conventional Hydroelectric | WAT | Hydro | HY | 3.3 | RE | 2001
12397 | Metropolitan Water District of S CA | 7942 | Diamond Valley Lake | CA | Riverside | 9 | Conventional Hydroelectric | WAT | Hydro | HY | 3.3 | RE | 2001
18642 | Tennessee Valley Authority | 7950 | Franklin (TN) | TN | Franklin | 1 | Natural Gas Fired Combined Cycle | NG | Natural Gas Nonpeaker | CC | 170 | IP
18642 | Tennessee Valley Authority | 7950 | Franklin (TN) | TN | Franklin | 2 | Natural Gas Fired Combined Cycle | NG | Natural Gas Nonpeaker | CC | 170 | IP
18642 | Tennessee Valley Authority | 7950 | Franklin (TN) | TN | Franklin | 3 | Natural Gas Fired Combined Cycle | NG | Natural Gas Nonpeaker | CC | 170 | IP
13809 | NorthWestern Energy - (SD) | 7956 | Future CT | SD | Hyde | 1 | Natural Gas Fired Combustion Turbine | NG | Natural Gas Peaker | GT | 28 | IP
13809 | NorthWestern Energy - (SD) | 7956 | Future CT | SD | Hyde | 2 | Natural Gas Fired Combustion Turbine | NG | Natural Gas Peaker | GT | 28 | IP
59159 | Central Electric Power | 7957 | Sediver | SC | York | CT2A | Natural Gas Fired Combined Cycle | NG | Natural Gas Nonpeaker | CT | 165 | IP
59159 | Central Electric Power | 7957 | Sediver | SC | York | CT2B | Natural Gas Fired Combined Cycle | NG | Natural Gas Nonpeaker | CT | 165 | IP
59159 | Central Electric Power | 7957 | Sediver | SC | York | ST1S | Natural Gas Fired Combined Cycle | NG | Natural Gas Nonpeaker | CA | 190 | IP
17543 | South Carolina Public Service Authority | 7958 | Horry Land Fill Gas Site | SC | Horry | HG4 | Landfill Gas | LFG | Biomass | IC | 1.1 | IP
6909 | Gainesville Regional Utilities | 7963 | South West Landfill | FL | Alachua | 1 | Landfill Gas | LFG | Biomass | IC | 0.8 | RE | 2003
6909 | Gainesville Regional Utilities | 7963 | South West Landfill | FL | Alachua | 2 | Landfill Gas | LFG | Biomass | IC | 0.8 | RE | 2003
6909 | Gainesville Regional Utilities | 7963 | South West Landfill | FL | Alachua | 3 | Landfill Gas | LFG | Biomass | IC | 0.8 | RE | 2003
13100 | Municipal Electric Authority | 7968 | W R Clayton Plant | GA | Walton | 1 | Natural Gas Fired Combustion Turbine | NG | Natural Gas Peaker | GT | 180 | IP
13100 | Municipal Electric Authority | 7968 | W R Clayton Plant | GA | Walton | 2 | Natural Gas Fired Combustion Turbine | NG | Natural Gas Peaker | GT | 180 | IP
13100 | Municipal Electric Authority | 7968 | W R Clayton Plant | GA | Walton | 3 | Natural Gas Fired Combustion Turbine | NG | Natural Gas Peaker | GT | 153 | IP
12807 | Michigan South Central Pwr Agy | 7970 | State St Generating | MI | BRANCH | 1 | Petroleum Liquids | DFO | Petroleum | IC | 1.8 | RE | 2001
12807 | Michigan South Central Pwr Agy | 7970 | State St Generating | MI | BRANCH | 2 | Petroleum Liquids | DFO | Petroleum | IC | 1.8 | RE | 2001
12807 | Michigan South Central Pwr Agy | 7970 | State St Generating | MI | BRANCH | 3 | Petroleum Liquids | DFO | Petroleum | IC | 1.8 | RE | 2001
12807 | Michigan South Central Pwr Agy | 7970 | State St Generating | MI | BRANCH | 4 | Petroleum Liquids | DFO | Petroleum | IC | 1.8 | RE | 2001
12807 | Michigan South Central Pwr Agy | 7970 | State St Generating | MI | BRANCH | 5 | Petroleum Liquids | DFO | Petroleum | IC | 1.8 | RE | 2001
12807 | Michigan South Central Pwr Agy | 7970 | State St Generating | MI | BRANCH | 6 | Petroleum Liquids | DFO | Petroleum | IC | 1.8 | RE | 2001
12807 | Michigan South Central Pwr Agy | 7970 | State St Generating | MI | BRANCH | 7 | Petroleum Liquids | DFO | Petroleum | IC | 1.8 | RE | 2001
12807 | Michigan South Central Pwr Agy | 7970 | State St Generating | MI | BRANCH | 8 | Petroleum Liquids | DFO | Petroleum | IC | 1.8 | RE | 2001
12807 | Michigan South Central Pwr Agy | 7970 | State St Generating | MI | BRANCH | 9 | Petroleum Liquids | DFO | Petroleum | IC | 1.8 | RE | 2001
14645 | City of Pella - (IA) | 7971 | Pella Peaking | IA | Marion | 1 | Petroleum Liquids | DFO | Petroleum | IC | 2 | RE | 2001
14645 | City of Pella - (IA) | 7971 | Pella Peaking | IA | Marion | 2 | Petroleum Liquids | DFO | Petroleum | IC | 2 | RE | 2001
14624 | PUD No 2 of Grant County | 7994 | Randolph Road | WA | Grant | 1 | Petroleum Liquids | DFO | Petroleum | IC | 1.6 | RE | 2001
14624 | PUD No 2 of Grant County | 7994 | Randolph Road | WA | Grant | 10 | Petroleum Liquids | DFO | Petroleum | IC | 1.6 | RE | 2001
14624 | PUD No 2 of Grant County | 7994 | Randolph Road | WA | Grant | 11 | Petroleum Liquids | DFO | Petroleum | IC | 1.6 | RE | 2001
14624 | PUD No 2 of Grant County | 7994 | Randolph Road | WA | Grant | 12 | Petroleum Liquids | DFO | Petroleum | IC | 1.6 | RE | 2001
14624 | PUD No 2 of Grant County | 7994 | Randolph Road | WA | Grant | 13 | Petroleum Liquids | DFO | Petroleum | IC | 1.6 | RE | 2001
14624 | PUD No 2 of Grant County | 7994 | Randolph Road | WA | Grant | 14 | Petroleum Liquids | DFO | Petroleum | IC | 1.6 | RE | 2001
14624 | PUD No 2 of Grant County | 7994 | Randolph Road | WA | Grant | 15 | Petroleum Liquids | DFO | Petroleum | IC | 1.6 | RE | 2001
14624 | PUD No 2 of Grant County | 7994 | Randolph Road | WA | Grant | 16 | Petroleum Liquids | DFO | Petroleum | IC | 1.6 | RE | 2001
14624 | PUD No 2 of Grant County | 7994 | Randolph Road | WA | Grant | 17 | Petroleum Liquids | DFO | Petroleum | IC | 1.6 | RE | 2001
14624 | PUD No 2 of Grant County | 7994 | Randolph Road | WA | Grant | 18 | Petroleum Liquids | DFO | Petroleum | IC | 1.6 | RE | 2001
14624 | PUD No 2 of Grant County | 7994 | Randolph Road | WA | Grant | 19 | Petroleum Liquids | DFO | Petroleum | IC | 1.6 | RE | 2001
14624 | PUD No 2 of Grant County | 7994 | Randolph Road | WA | Grant | 2 | Petroleum Liquids | DFO | Petroleum | IC | 1.6 | RE | 2001
14624 | PUD No 2 of Grant County | 7994 | Randolph Road | WA | Grant | 20 | Petroleum Liquids | DFO | Petroleum | IC | 1.6 | RE | 2001
14624 | PUD No 2 of Grant County | 7994 | Randolph Road | WA | Grant | 3 | Petroleum Liquids | DFO | Petroleum | IC | 1.6 | RE | 2001
14624 | PUD No 2 of Grant County | 7994 | Randolph Road | WA | Grant | 4 | Petroleum Liquids | DFO | Petroleum | IC | 1.6 | RE | 2001
14624 | PUD No 2 of Grant County | 7994 | Randolph Road | WA | Grant | 5 | Petroleum Liquids | DFO | Petroleum | IC | 1.6 | RE | 2001
14624 | PUD No 2 of Grant County | 7994 | Randolph Road | WA | Grant | 6 | Petroleum Liquids | DFO | Petroleum | IC | 1.6 | RE | 2001
14624 | PUD No 2 of Grant County | 7994 | Randolph Road | WA | Grant | 7 | Petroleum Liquids | DFO | Petroleum | IC | 1.6 | RE | 2001
14624 | PUD No 2 of Grant County | 7994 | Randolph Road | WA | Grant | 8 | Petroleum Liquids | DFO | Petroleum | IC | 1.6 | RE | 2001
14624 | PUD No 2 of Grant County | 7994 | Randolph Road | WA | Grant | 9 | Petroleum Liquids | DFO | Petroleum | IC | 1.6 | RE | 2001
16572 | Salt River Project | 7998 | Tri Cities | AZ | Maricopa | TC1 | Landfill Gas | LFG | Biomass | IC | 1 | RE | 2001
16572 | Salt River Project | 7998 | Tri Cities | AZ | Maricopa | TC2 | Landfill Gas | LFG | Biomass | IC | 1 | RE | 2001
16572 | Salt River Project | 7998 | Tri Cities | AZ | Maricopa | TC3 | Landfill Gas | LFG | Biomass | IC | 1 | RE | 2001
16572 | Salt River Project | 7998 | Tri Cities | AZ | Maricopa | TC4 | Landfill Gas | LFG | Biomass | IC | 1 | RE | 2001
16572 | Salt River Project | 7998 | Tri Cities | AZ | Maricopa | TC5 | Landfill Gas | LFG | Biomass | IC | 1 | RE | 2001
11731 | City of Marshall - (MN) | 8014 | Co Rd 33 | MN | Lyon | 7 | Petroleum Liquids | DFO | Petroleum | IC | 2.5 | IP
11731 | City of Marshall - (MN) | 8014 | Co Rd 33 | MN | Lyon | 8 | Petroleum Liquids | DFO | Petroleum | IC | 2.5 | IP
6924 | City of Gallatin - (MO) | 8017 | Gallatin #2 | MO | Daviess | 7 | Petroleum Liquids | DFO | Petroleum | IC | 1.8 | RE | 2001
6924 | City of Gallatin - (MO) | 8017 | Gallatin #2 | MO | Daviess | 8 | Petroleum Liquids | DFO | Petroleum | IC | 1.8 | RE | 2001
3413 | PUD No 1 of Chelan County | 8021 | Diesel Generator Farm | WA | Chelan | E-1 | Petroleum Liquids | DFO | Petroleum | IC | 1.8 | RE | 2001
3413 | PUD No 1 of Chelan County | 8021 | Diesel Generator Farm | WA | Chelan | E-10 | Petroleum Liquids | DFO | Petroleum | IC | 1.8 | RE | 2001
3413 | PUD No 1 of Chelan County | 8021 | Diesel Generator Farm | WA | Chelan | E-11 | Petroleum Liquids | DFO | Petroleum | IC | 1.8 | RE | 2001
3413 | PUD No 1 of Chelan County | 8021 | Diesel Generator Farm | WA | Chelan | E-12 | Petroleum Liquids | DFO | Petroleum | IC | 1.8 | RE | 2001
3413 | PUD No 1 of Chelan County | 8021 | Diesel Generator Farm | WA | Chelan | E-13 | Petroleum Liquids | DFO | Petroleum | IC | 1.8 | RE | 2001
3413 | PUD No 1 of Chelan County | 8021 | Diesel Generator Farm | WA | Chelan | E-14 | Petroleum Liquids | DFO | Petroleum | IC | 1.8 | RE | 2001
3413 | PUD No 1 of Chelan County | 8021 | Diesel Generator Farm | WA | Chelan | E-15 | Petroleum Liquids | DFO | Petroleum | IC | 1.8 | RE | 2001
3413 | PUD No 1 of Chelan County | 8021 | Diesel Generator Farm | WA | Chelan | E-16 | Petroleum Liquids | DFO | Petroleum | IC | 1.8 | RE | 2001
3413 | PUD No 1 of Chelan County | 8021 | Diesel Generator Farm | WA | Chelan | E-17 | Petroleum Liquids | DFO | Petroleum | IC | 1.8 | RE | 2001
3413 | PUD No 1 of Chelan County | 8021 | Diesel Generator Farm | WA | Chelan | E-18 | Petroleum Liquids | DFO | Petroleum | IC | 1.8 | RE | 2001
3413 | PUD No 1 of Chelan County | 8021 | Diesel Generator Farm | WA | Chelan | E-19 | Petroleum Liquids | DFO | Petroleum | IC | 1.8 | RE | 2001
3413 | PUD No 1 of Chelan County | 8021 | Diesel Generator Farm | WA | Chelan | E-2 | Petroleum Liquids | DFO | Petroleum | IC | 1.8 | RE | 2001
3413 | PUD No 1 of Chelan County | 8021 | Diesel Generator Farm | WA | Chelan | E-20 | Petroleum Liquids | DFO | Petroleum | IC | 1.8 | RE | 2001
3413 | PUD No 1 of Chelan County | 8021 | Diesel Generator Farm | WA | Chelan | E-21 | Petroleum Liquids | DFO | Petroleum | IC | 1.8 | RE | 2001
3413 | PUD No 1 of Chelan County | 8021 | Diesel Generator Farm | WA | Chelan | E-22 | Petroleum Liquids | DFO | Petroleum | IC | 2 | RE | 2001
3413 | PUD No 1 of Chelan County | 8021 | Diesel Generator Farm | WA | Chelan | E-23 | Petroleum Liquids | DFO | Petroleum | IC | 2 | RE | 2001
3413 | PUD No 1 of Chelan County | 8021 | Diesel Generator Farm | WA | Chelan | E-24 | Petroleum Liquids | DFO | Petroleum | IC | 2 | RE | 2001
3413 | PUD No 1 of Chelan County | 8021 | Diesel Generator Farm | WA | Chelan | E-25 | Petroleum Liquids | DFO | Petroleum | IC | 2 | RE | 2001
3413 | PUD No 1 of Chelan County | 8021 | Diesel Generator Farm | WA | Chelan | E-26 | Petroleum Liquids | DFO | Petroleum | IC | 2 | RE | 2001
3413 | PUD No 1 of Chelan County | 8021 | Diesel Generator Farm | WA | Chelan | E-3 | Petroleum Liquids | DFO | Petroleum | IC | 1.8 | RE | 2001
3413 | PUD No 1 of Chelan County | 8021 | Diesel Generator Farm | WA | Chelan | E-4 | Petroleum Liquids | DFO | Petroleum | IC | 1.8 | RE | 2001
3413 | PUD No 1 of Chelan County | 8021 | Diesel Generator Farm | WA | Chelan | E-5 | Petroleum Liquids | DFO | Petroleum | IC | 1.8 | RE | 2001
3413 | PUD No 1 of Chelan County | 8021 | Diesel Generator Farm | WA | Chelan | E-6 | Petroleum Liquids | DFO | Petroleum | IC | 1.8 | RE | 2001
3413 | PUD No 1 of Chelan County | 8021 | Diesel Generator Farm | WA | Chelan | E-7 | Petroleum Liquids | DFO | Petroleum | IC | 1.8 | RE | 2001
3413 | PUD No 1 of Chelan County | 8021 | Diesel Generator Farm | WA | Chelan | E-8 | Petroleum Liquids | DFO | Petroleum | IC | 1.8 | RE | 2001
3413 | PUD No 1 of Chelan County | 8021 | Diesel Generator Farm | WA | Chelan | E-9 | Petroleum Liquids | DFO | Petroleum | IC | 1.8 | RE | 2001
9417 | Interstate Power and Light Co | 8025 | Montgomery | MN | Le Sueur | 1 | Petroleum Liquids | DFO | Petroleum | GT | 28.8 | RE | 1974
12647 | ALLETE, Inc. | 8057 | Superior Generation Energy Center | WI | Douglas | GEN1 | Natural Gas Fired Combustion Turbine | NG | Natural Gas Peaker | GT | 170 | IP
55983 | Luminant Generation Company LLC | 8063 | DeCordova Steam Electric Station | TX | Hood | 1 | Natural Gas Steam Turbine | NG | Natural Gas Peaker | ST | 799.2 | RE | 1975
8287 | Hawaii Electric Light Co Inc | 8083 | Keahole | HI | Hawaii | 18 | Petroleum Liquids | DFO | Petroleum | IC | 2.5 | RE | 1974
8287 | Hawaii Electric Light Co Inc | 8083 | Keahole | HI | Hawaii | 19 | Petroleum Liquids | DFO | Petroleum | IC | 2.5 | RE | 1974
8287 | Hawaii Electric Light Co Inc | 8083 | Keahole | HI | Hawaii | 20 | Petroleum Liquids | DFO | Petroleum | IC | 2.5 | RE | 1984
7969 | City of Halstad - (MN) | 8105 | Halstad | MN | Norman | 1 | Petroleum Liquids | DFO | Petroleum | IC | 0.6 | RE | 1955
7969 | City of Halstad - (MN) | 8105 | Halstad | MN | Norman | 2 | Petroleum Liquids | DFO | Petroleum | IC | 0.3 | RE | 1940
7969 | City of Halstad - (MN) | 8105 | Halstad | MN | Norman | 3 | Petroleum Liquids | DFO | Petroleum | IC | 0.2 | RE | 1947
18947 | City of Tipton - (IA) | 8106 | Tipton | IA | Cedar | 5A | Petroleum Liquids | DFO | Petroleum | IC | 1.2 | IP
8847 | City of Hopkinton - (IA) | 8108 | Hopkinton | IA | Delaware | IC2 | Petroleum Liquids | DFO | Petroleum | IC | 1.7 | RE | 1994
8847 | City of Hopkinton - (IA) | 8108 | Hopkinton | IA | Delaware | IC3 | Petroleum Liquids | DFO | Petroleum | IC | 1.2 | RE | 1983
17946 | City of Stanberry - (MO) | 8110 | Stanberry | MO | Gentry | 3 | Petroleum Liquids | DFO | Petroleum | IC | 0.3 | RE | 1945
17946 | City of Stanberry - (MO) | 8110 | Stanberry | MO | Gentry | 4 | Petroleum Liquids | DFO | Petroleum | IC | 0.3 | RE | 1953
24211 | Tucson Electric Power Co | 8223 | Springerville | AZ | Apache | 5 | Conventional Steam Coal | SUB | Hard Coal | ST | 400 | IP
17235 | NRG REMA LLC | 8227 | Glen Gardner | NJ | Hunterdon | 1 | Natural Gas Fired Combustion Turbine | NG | Natural Gas Peaker | GT | 20 | RE | 1971
17235 | NRG REMA LLC | 8227 | Glen Gardner | NJ | Hunterdon | 2 | Natural Gas Fired Combustion Turbine | NG | Natural Gas Peaker | GT | 20 | RE | 1971
17235 | NRG REMA LLC | 8227 | Glen Gardner | NJ | Hunterdon | 3 | Natural Gas Fired Combustion Turbine | NG | Natural Gas Peaker | GT | 19.6 | RE | 1971
17235 | NRG REMA LLC | 8227 | Glen Gardner | NJ | Hunterdon | 4 | Natural Gas Fired Combustion Turbine | NG | Natural Gas Peaker | GT | 20 | RE | 1971
17235 | NRG REMA LLC | 8227 | Glen Gardner | NJ | Hunterdon | 5 | Natural Gas Fired Combustion Turbine | NG | Natural Gas Peaker | GT | 20 | RE | 1971
17235 | NRG REMA LLC | 8227 | Glen Gardner | NJ | Hunterdon | 6 | Natural Gas Fired Combustion Turbine | NG | Natural Gas Peaker | GT | 20 | RE | 1971
17235 | NRG REMA LLC | 8227 | Glen Gardner | NJ | Hunterdon | 7 | Natural Gas Fired Combustion Turbine | NG | Natural Gas Peaker | GT | 20 | RE | 1971
17235 | NRG REMA LLC | 8227 | Glen Gardner | NJ | Hunterdon | 8 | Natural Gas Fired Combustion Turbine | NG | Natural Gas Peaker | GT | 20 | RE | 1971
8973 | Town of Hudson - (MA) | 9038 | Cherry Street | MA | MIDDLESEX | 9 | Petroleum Liquids | DFO | Petroleum | IC | 3 | RE | 1960
8776 | City of Holyoke Gas and Electric Dept. | 9864 | Cabot Holyoke | MA | Hampden | 6 | Natural Gas Steam Turbine | NG | Natural Gas Peaker | ST | 10 | RE | 1955
8776 | City of Holyoke Gas and Electric Dept. | 9864 | Cabot Holyoke | MA | Hampden | 8 | Natural Gas Steam Turbine | NG | Natural Gas Peaker | ST | 10 | RE | 1951
8776 | City of Holyoke Gas and Electric Dept. | 9864 | Cabot Holyoke | MA | Hampden | 9 | Natural Gas Steam Turbine | NG | Natural Gas Peaker | ST | 6 | RE | 1941
19173 | Colorado Energy Nations Company LLC | 10003 | Colorado Energy Nations Company | CO | Jefferson | VBPT | Conventional Steam Coal | BIT | Hard Coal | ST | 0.4 | RE | 1997
1194 | Baptist Memorial Hospital | 10008 | Baptist Medical Center | FL | DUVAL | CG-1 | Natural Gas Internal Combustion Engine | NG | Natural Gas Peaker | IC | 0.5 | RE | 1973
1194 | Baptist Memorial Hospital | 10008 | Baptist Medical Center | FL | DUVAL | CG-3 | Natural Gas Internal Combustion Engine | NG | Natural Gas Peaker | IC | 0.5 | RE | 1972
1194 | Baptist Memorial Hospital | 10008 | Baptist Medical Center | FL | DUVAL | CG-4 | Natural Gas Internal Combustion Engine | NG | Natural Gas Peaker | IC | 0.5 | RE | 1973
1194 | Baptist Memorial Hospital | 10008 | Baptist Medical Center | FL | DUVAL | TG-1 | Natural Gas Fired Combustion Turbine | NG | Natural Gas Peaker | GT | 2.6 | RE | 1982
34691 | Ormat Nevada Inc | 10018 | Desert Peak Power Plant | NV | Lyon | GEN1 | Geothermal | GEO | Geothermal | ST | 11 | RE | 1985
4558 | Cutrale Citrus Juices USA Inc | 10020 | Cutrale Citrus Juices USA I | FL | LAKE | GEN1 | Natural Gas Fired Combustion Turbine | NG | Natural Gas Peaker | GT | 3.5 | RE | 1987
5624 | RED-Rochester, LLC | 10025 | RED-Rochester, LLC | NY | Monroe | 11TG | Conventional Steam Coal | BIT | Hard Coal | ST | 6.3 | RE | 1937
5624 | RED-Rochester, LLC | 10025 | RED-Rochester, LLC | NY | Monroe | 12TG | Conventional Steam Coal | BIT | Hard Coal | ST | 6.3 | RE | 1941
5624 | RED-Rochester, LLC | 10025 | RED-Rochester, LLC | NY | Monroe | 13TG | Conventional Steam Coal | BIT | Hard Coal | ST | 10.4 | RE | 1948
5624 | RED-Rochester, LLC | 10025 | RED-Rochester, LLC | NY | Monroe | 14TG | Conventional Steam Coal | BIT | Hard Coal | ST | 10.4 | RE | 1948
5624 | RED-Rochester, LLC | 10025 | RED-Rochester, LLC | NY | Monroe | 15TG | Conventional Steam Coal | BIT | Hard Coal | ST | 17.5 | RE | 1956
5624 | RED-Rochester, LLC | 10025 | RED-Rochester, LLC | NY | Monroe | 16TG | Petroleum Liquids | RFO | Petroleum | ST | 25.6 | RE | 1972
5901 | Encina Joint Powers Authority | 10026 | Encina Water Pollution Control | CA | SAN DIEGO | EG1 | Natural Gas Internal Combustion Engine | NG | Natural Gas Peaker | IC | 0.5 | RE | 1984
5901 | Encina Joint Powers Authority | 10026 | Encina Water Pollution Control | CA | SAN DIEGO | EG2 | Natural Gas Internal Combustion Engine | NG | Natural Gas Peaker | IC | 0.5 | RE | 1984
5901 | Encina Joint Powers Authority | 10026 | Encina Water Pollution Control | CA | SAN DIEGO | EG3 | Other Waste Biomass | OBG | Biomass | IC | 0.5 | RE | 1984
7175 | General Mills Operations Inc | 10031 | General Mills Operations Lodi | CA | SAN JOAQUIN | 1 | Natural Gas Fired Combustion Turbine | NG | Natural Gas Peaker | GT | 4.6 | RE | 1984
7239 | General Motors Corp-Warren | 10032 | Powertrain Warren General Motors | MI | Macomb | GT1 | Natural Gas Fired Combustion Turbine | NG | Natural Gas Peaker | GT | 4 | RE | 1988
9788 | John Deere Harvester Works Co | 10039 | John Deere Harvester Works | IL | Rock Island | GEN2 | Conventional Steam Coal | BIT | Hard Coal | ST | 2 | RE | 1940
9788 | John Deere Harvester Works Co | 10039 | John Deere Harvester Works | IL | Rock Island | GEN4 | Conventional Steam Coal | BIT | Hard Coal | ST | 2.5 | RE | 1949
9788 | John Deere Harvester Works Co | 10039 | John Deere Harvester Works | IL | Rock Island | GEN5 | Conventional Steam Coal | BIT | Hard Coal | ST | 3 | RE | 1951
9788 | John Deere Harvester Works Co | 10039 | John Deere Harvester Works | IL | Rock Island | GEN6 | Conventional Steam Coal | BIT | Hard Coal | ST | 2.5 | RE | 1960
9788 | John Deere Harvester Works Co | 10039 | John Deere Harvester Works | IL | Rock Island | GEN7 | Conventional Steam Coal | BIT | Hard Coal | ST | 0.9 | RE | 2003
10077 | Kaweah Delta Hospital | 10042 | Kaweah Delta District Hospital | CA | Tulare | KDH1 | Natural Gas Internal Combustion Engine | NG | Natural Gas Peaker | IC | 0.5 | RE | 1984
10077 | Kaweah Delta Hospital | 10042 | Kaweah Delta District Hospital | CA | Tulare | KDH2 | Natural Gas Internal Combustion Engine | NG | Natural Gas Peaker | IC | 0.5 | RE | 1984
10077 | Kaweah Delta Hospital | 10042 | Kaweah Delta District Hospital | CA | Tulare | KDH3 | Natural Gas Internal Combustion Engine | NG | Natural Gas Peaker | IC | 0.7 | RE | 2001
10277 | Kinsley's Landfill Inc | 10045 | Kinsleys Landfill | NJ | GLOUCESTER | 0011 | Landfill Gas | LFG | Biomass | IC | 0.5 | RE | 1985
10277 | Kinsley's Landfill Inc | 10045 | Kinsleys Landfill | NJ | GLOUCESTER | 0012 | Landfill Gas | LFG | Biomass | IC | 0.5 | RE | 1985
10277 | Kinsley's Landfill Inc | 10045 | Kinsleys Landfill | NJ | GLOUCESTER | 0013 | Landfill Gas | LFG | Biomass | IC | 0.5 | RE | 1985
10277 | Kinsley's Landfill Inc | 10045 | Kinsleys Landfill | NJ | GLOUCESTER | 0014 | Landfill Gas | LFG | Biomass | IC | 0.5 | RE | 1985
10810 | LAX Airport | 10048 | Central Utilities Plant LAX | CA | Los Angeles | GEN1 | Natural Gas Fired Combustion Turbine | NG | Natural Gas Peaker | GT | 4 | RE | 1985
10810 | LAX Airport | 10048 | Central Utilities Plant LAX | CA | Los Angeles | GEN2 | Natural Gas Fired Combustion Turbine | NG | Natural Gas Peaker | GT | 4 | RE | 1985
11079 | Little Rock Wastewater Utility | 10050 | Fourche Creek Wastewater | AR | Pulaski | 1 | Other Waste Biomass | OBG | Biomass | IC | 0.5 | RE | 1983
11079 | Little Rock Wastewater Utility | 10050 | Fourche Creek Wastewater | AR | Pulaski | 2 | Other Waste Biomass | OBG | Biomass | IC | 0.5 | RE | 1983
11079 | Little Rock Wastewater Utility | 10050 | Fourche Creek Wastewater | AR | Pulaski | 3 | Other Waste Biomass | OBG | Biomass | IC | 0.5 | RE | 1983
12647 | ALLETE, Inc. | 10075 | Taconite Harbor Energy Center | MN | Cook | GEN3 | Conventional Steam Coal | SUB | Hard Coal | ST | 84 | RE | 1967
11217 | Los Angeles County Sanitation | 10091 | Total Energy Facilities | CA | Los Angeles | GEN2 | Other Waste Biomass | OBG | Biomass | CT | 9.9 | RE | 1986
11217 | Los Angeles County Sanitation | 10091 | Total Energy Facilities | CA | Los Angeles | GEN3 | Other Waste Biomass | OBG | Biomass | CT | 9.9 | RE | 1986
7726 | Sharp Grossmont Hospital | 10115 | Grossmont Hospital | CA | San Diego | GEN3 | Natural Gas Fired Combustion Turbine | NG | Natural Gas Peaker | GT | 4.5 | IP
8181 | Harrisburg Authority | 10118 | Harrisburg Facility | PA | Dauphin | GEN1 | Municipal Solid Waste | MSW | Municipal Solid Waste | ST | 8.2 | RE | 1986
8486 | PInova Inc | 10120 | PInova Inc | GA | GLYNN | GEN6 | Wood/Wood Waste Biomass | WDS | Biomass | ST | 2 | RE | 1989
59069 | CIP II/AR Bridgewater Holdings LLC | 10122 | CIP II/AR Bridgewater Holdings - NJCOE | NJ | Somerset | 01 | Natural Gas Fired Combustion Turbine | NG | Natural Gas Peaker | GT | 3.7 | RE | 1993
8701 | Hoffman LaRoche Inc | 10123 | Hoffmann LaRoche | NJ | Essex | TG1 | Natural Gas Fired Combustion Turbine | NG | Natural Gas Peaker | GT | 4 | RE | 1987
8701 | Hoffman LaRoche Inc | 10123 | Hoffmann LaRoche | NJ | Essex | TG2 | Natural Gas Fired Combustion Turbine | NG | Natural Gas Peaker | GT | 4 | RE | 1987
8701 | Hoffman LaRoche Inc | 10123 | Hoffmann LaRoche | NJ | Essex | TG3 | Natural Gas Fired Combustion Turbine | NG | Natural Gas Peaker | GT | 4 | RE | 1987
17164 | Sierra Pacific Industries Inc | 10144 | Sierra Pacific Lincoln Facility | CA | Placer | GEN2 | Wood/Wood Waste Biomass | WDS | Biomass | ST | 11.5 | RE | 1997
17164 | Sierra Pacific Industries Inc | 10144 | Sierra Pacific Lincoln Facility | CA | Placer | GEN3 | Wood/Wood Waste Biomass | WDS | Biomass | ST | 1.5 | RE | 1999
1951 | White Pine Electric Power LLC | 10148 | White Pine Electric Power | MI | Ontonagon | GEN2 | Natural Gas Steam Turbine | NG | Natural Gas Peaker | ST | 20 | RE | 1954
20323 | Wellhead Services Inc | 10156 | Fresno Cogen Partners | CA | Fresno | GEN1 | Natural Gas Fired Combined Cycle | NG | Natural Gas Nonpeaker | CT | 22.3 | RE | 1990
3030 | Cardinal Cogen Inc | 10168 | Cardinal Cogen | CA | Santa Clara | GTG1 | Natural Gas Fired Combined Cycle | NG | Natural Gas Nonpeaker | CT | 42.1 | RE | 1987
3030 | Cardinal Cogen Inc | 10168 | Cardinal Cogen | CA | Santa Clara | STG1 | Natural Gas Fired Combined Cycle | NG | Natural Gas Nonpeaker | CA | 10.7 | RE | 1988
3476 | DTE San Diego COGEN Inc. | 10175 | Childrens Hospital | CA | San Diego | 1631 | Natural Gas Internal Combustion Engine | NG | Natural Gas Peaker | IC | 0.6 | RE | 1993
3476 | DTE San Diego COGEN Inc. | 10175 | Childrens Hospital | CA | San Diego | 1698 | Natural Gas Internal Combustion Engine | NG | Natural Gas Peaker | IC | 0.3 | RE | 1983
3476 | DTE San Diego COGEN Inc. | 10175 | Childrens Hospital | CA | San Diego | 1699 | Natural Gas Internal Combustion Engine | NG | Natural Gas Peaker | IC | 0.3 | RE | 1983
3476 | DTE San Diego COGEN Inc. | 10175 | Childrens Hospital | CA | San Diego | 1710 | Natural Gas Internal Combustion Engine | NG | Natural Gas Peaker | IC | 0.3 | RE | 1983
4558 | Cutrale Citrus Juices USA Inc | 10188 | Cutrale Citrus Juices USA II | FL | POLK | GEN1 | Natural Gas Fired Combined Cycle | NG | Natural Gas Nonpeaker | CT | 3.5 | RE | 1987
4558 | Cutrale Citrus Juices USA Inc | 10188 | Cutrale Citrus Juices USA II | FL | POLK | GEN2 | Natural Gas Fired Combined Cycle | NG | Natural Gas Nonpeaker | CT | 3.5 | RE | 1987
4558 | Cutrale Citrus Juices USA Inc | 10188 | Cutrale Citrus Juices USA II | FL | POLK | GEN3 | Natural Gas Fired Combined Cycle | NG | Natural Gas Nonpeaker | CA | 1.5 | RE | 1982
2719 | CalWind Resources Inc | 10191 | Tehachapi Wind Resource I | CA | Kern | PLAN | Onshore Wind Turbine | WND | Wind | WT | 0.6 | IP
9436 | Mosaic Phosphates Co. | 10198 | Mosaic Phosphates Uncle Sam | LA | St James | GEN1 | All Other | OTH | Other | ST | 11 | RE | 1968
9686 | RockTenn-Jackson Fenandina | 10202 | Fernandina Beach Mill | FL | Nassau | GEN4 | Conventional Steam Coal | BIT | Hard Coal | ST | 9.3 | RE | 1963
19685 | Valero Refining Co | 10203 | Valero Refinery Corpus Christi East | TX | Nueces | GEN1 | Natural Gas Fired Combustion Turbine | NG | Natural Gas Peaker | GT | 20 | RE | 1984
19685 | Valero Refining Co | 10203 | Valero Refinery Corpus Christi East | TX | Nueces | GEN2 | Natural Gas Fired Combustion Turbine | NG | Natural Gas Peaker | GT | 20 | RE | 1984
3102 | Mosaic Company | 10205 | Mosaic Co Greenbay | FL | Polk | GEN1 | All Other | OTH | Other | ST | 38.2 | RE | 1990
11161 | Loma Linda University | 10206 | Loma Linda University Cogen | CA | SAN BERNARDINO | GEN3 | Natural Gas Fired Combined Cycle | NG | Natural Gas Nonpeaker | CA | 1.2 | RE | 1980
56150 | ArcelorMittal USA Inc | 10211 | 2 AC Station | IN | Lake | 10TG | Other Gases | BFG | Biomass | ST | 20 | RE | 1948
56150 | ArcelorMittal USA Inc | 10211 | 2 AC Station | IN | Lake | 11TG | Other Gases | BFG | Biomass | ST | 20 | RE | 1950
56150 | ArcelorMittal USA Inc | 10211 | 2 AC Station | IN | Lake | 7TG | Other Gases | BFG | Biomass | ST | 11.2 | RE | 1931
56150 | ArcelorMittal USA Inc | 10211 | 2 AC Station | IN | Lake | 8TG | Other Gases | BFG | Biomass | ST | 11.2 | RE | 1926
56150 | ArcelorMittal USA Inc | 10211 | 2 AC Station | IN | Lake | 9TG | Other Gases | BFG | Biomass | ST | 20 | RE | 1938
3452 | Chevron USA Inc-El Sequndo | 10213 | El Segundo Cogen | CA | Los Angeles | GEN3 | Natural Gas Fired Combined Cycle | NG | Natural Gas Nonpeaker | CA | 1.5 | RE | 1975
3452 | Chevron USA Inc-El Sequndo | 10213 | El Segundo Cogen | CA | Los Angeles | GEN4 | Natural Gas Fired Combined Cycle | NG | Natural Gas Nonpeaker | CA | 1.2 | RE | 1991
12311 | Merck & Co Inc | 10224 | Merck Rahway Power Plant | NJ | UNION | GEN7 | Petroleum Liquids | DFO | Petroleum | ST | 4 | RE | 1968
3432 | Ticona Polymers Inc | 10243 | Ticona Polymers Inc | TX | Nueces | GEN1 | Other Natural Gas | NG | Natural Gas Peaker | OT | 1.4 | RE | 1982
3432 | Ticona Polymers Inc | 10243 | Ticona Polymers Inc | TX | Nueces | GEN2 | Other Natural Gas | NG | Natural Gas Peaker | OT | 1.4 | RE | 1982
3432 | Ticona Polymers Inc | 10243 | Ticona Polymers Inc | TX | Nueces | GEN3 | Other Natural Gas | NG | Natural Gas Peaker | OT | 1.6 | RE | 1982
3432 | Ticona Polymers Inc | 10243 | Ticona Polymers Inc | TX | Nueces | GEN4 | Natural Gas Fired Combined Cycle | NG | Natural Gas Nonpeaker | CA | 8.2 | RE | 1982
55849 | Domtar Paper Co LLC Kingsport Mill | 10252 | Domtar Kingsport Mill | TN | Sullivan | NO.4 | Conventional Steam Coal | BIT | Hard Coal | ST | 4 | RE | 1937
55849 | Domtar Paper Co LLC Kingsport Mill | 10252 | Domtar Kingsport Mill | TN | Sullivan | NO.6 | Wood/Wood Waste Biomass | BLQ | Biomass | ST | 7 | RE | 1956
55849 | Domtar Paper Co LLC Kingsport Mill | 10252 | Domtar Kingsport Mill | TN | Sullivan | NO.7 | Wood/Wood Waste Biomass | BLQ | Biomass | ST | 12 | RE | 1965
2848 | California Institute-Technolgy | 10262 | California Institute of Technology | CA | Los Angeles | GEN1 | Natural Gas Fired Combined Cycle | NG | Natural Gas Nonpeaker | CA | 1 | RE | 1982
2848 | California Institute-Technolgy | 10262 | California Institute of Technology | CA | Los Angeles | GEN2 | Natural Gas Fired Combined Cycle | NG | Natural Gas Nonpeaker | CT | 4.3 | RE | 1989
2848 | California Institute-Technolgy | 10262 | California Institute of Technology | CA | Los Angeles | GEN3 | Natural Gas Fired Combined Cycle | NG | Natural Gas Nonpeaker | CT | 2.5 | IP
2848 | California Institute-Technolgy | 10262 | California Institute of Technology | CA | Los Angeles | GEN4 | Natural Gas Fired Combined Cycle | NG | Natural Gas Nonpeaker | CA | 2.5 | IP
2848 | California Institute-Technolgy | 10262 | California Institute of Technology | CA | Los Angeles | GEN5 | Natural Gas Fired Combined Cycle | NG | Natural Gas Nonpeaker | CT | 1 | IP
1947 | Bob Jones University | 10280 | Bob Jones University Cogen Plant | SC | GREENVILLE | ENG3 | Natural Gas Internal Combustion Engine | NG | Natural Gas Peaker | IC | 1.1 | RE | 1987
327 | Air Liquide Large Industries U S LP | 10298 | Bayou Cogen Plant | TX | Harris | GEN1 | Natural Gas Fired Combustion Turbine | NG | Natural Gas Peaker | GT | 75 | RE | 1984
327 | Air Liquide Large Industries U S LP | 10298 | Bayou Cogen Plant | TX | Harris | GEN2 | Natural Gas Fired Combustion Turbine | NG | Natural Gas Peaker | GT | 75 | RE | 1984
327 | Air Liquide Large Industries U S LP | 10298 | Bayou Cogen Plant | TX | Harris | GEN3 | Natural Gas Fired Combustion Turbine | NG | Natural Gas Peaker | GT | 75 | RE | 1985
57145 | Louisiana Sugar Refining LLC | 10301 | Louisiana Sugar Refining | LA | St James | GEN1 | Natural Gas Steam Turbine | NG | Natural Gas Peaker | ST | 0.7 | RE | 1930
1182 | BASF Corporation | 10320 | Enka | NC | Buncombe | GE10 | Conventional Steam Coal | BIT | Hard Coal | ST | 4 | RE | 1948
1182 | BASF Corporation | 10320 | Enka | NC | Buncombe | GE11 | Conventional Steam Coal | BIT | Hard Coal | ST | 4 | RE | 1957
1182 | BASF Corporation | 10320 | Enka | NC | Buncombe | GE12 | Conventional Steam Coal | BIT | Hard Coal | ST | 5 | RE | 1959
1182 | BASF Corporation | 10320 | Enka | NC | Buncombe | GEN8 | Conventional Steam Coal | BIT | Hard Coal | ST | 0.3 | RE | 1984
1182 | BASF Corporation | 10320 | Enka | NC | Buncombe | GEN9 | Conventional Steam Coal | BIT | Hard Coal | ST | 3 | RE | 1937
6201 | Farmer's Irrigation District | 10323 | Copper Dam Plant | OR | Hood River | GEN1 | Conventional Hydroelectric | WAT | Hydro | HY | 2 | RE | 1986
6201 | Farmer's Irrigation District | 10323 | Copper Dam Plant | OR | Hood River | GEN2 | Conventional Hydroelectric | WAT | Hydro | HY | 1 | RE | 1986
55919 | Georgia-Pacific Consr Prods LP-Green Bay | 10360 | Green Bay West Mill | WI | Brown | GEN1 | Conventional Steam Coal | BIT | Hard Coal | ST | 1.5 | RE | 1929
55919 | Georgia-Pacific Consr Prods LP-Green Bay | 10360 | Green Bay West Mill | WI | Brown | GEN10 | Conventional Steam Coal | BIT | Hard Coal | ST | 28.2 | RE | 2005
55919 | Georgia-Pacific Consr Prods LP-Green Bay | 10360 | Green Bay West Mill | WI | Brown | GEN2 | Conventional Steam Coal | BIT | Hard Coal | ST | 3 | RE | 1933
55919 | Georgia-Pacific Consr Prods LP-Green Bay | 10360 | Green Bay West Mill | WI | Brown | GEN3 | Conventional Steam Coal | BIT | Hard Coal | ST | 3 | RE | 1940
55919 | Georgia-Pacific Consr Prods LP-Green Bay | 10360 | Green Bay West Mill | WI | Brown | GEN4 | Conventional Steam Coal | BIT | Hard Coal | ST | 2.5 | RE | 1947
55919 | Georgia-Pacific Consr Prods LP-Green Bay | 10360 | Green Bay West Mill | WI | Brown | GEN5 | Conventional Steam Coal | BIT | Hard Coal | ST | 10 | RE | 1954
55919 | Georgia-Pacific Consr Prods LP-Green Bay | 10360 | Green Bay West Mill | WI | Brown | GEN8 | Conventional Steam Coal | BIT | Hard Coal | ST | 25 | RE | 1977
54889 | Carlyle/Riverstone Renewable Energy | 10381 | Coastal Carolina Clean Power | NC | Duplin | GEN1 | Wood/Wood Waste Biomass | WDS | Biomass | ST | 44.1 | RE | 1986
57223 | Sycamore Energy 1 LLC | 10387 | Sycamore Energy 1 | CA | San Diego | 1 | Landfill Gas | LFG | Biomass | GT | 0.9 | RE | 1989
57223 | Sycamore Energy 1 LLC | 10387 | Sycamore Energy 1 | CA | San Diego | 2 | Landfill Gas | LFG | Biomass | GT | 0.9 | RE | 1989
25049 | Gas Recovery Systems Inc | 10388 | GRS Newby I | CA | Santa Clara | 1 | Landfill Gas | LFG | Biomass | IC | 0.5 | RE | 1984
25049 | Gas Recovery Systems Inc | 10388 | GRS Newby I | CA | Santa Clara | 2 | Landfill Gas | LFG | Biomass | IC | 0.5 | RE | 1984
25049 | Gas Recovery Systems Inc | 10388 | GRS Newby I | CA | Santa Clara | 3 | Landfill Gas | LFG | Biomass | IC | 0.5 | RE | 1984
25049 | Gas Recovery Systems Inc | 10388 | GRS Newby I | CA | Santa Clara | 4 | Landfill Gas | LFG | Biomass | IC | 0.5 | RE | 1984
25049 | Gas Recovery Systems Inc | 10392 | GRS American Canyon | CA | Napa | 1 | Landfill Gas | LFG | Biomass | IC | 0.8 | RE | 1985
25049 | Gas Recovery Systems Inc | 10392 | GRS American Canyon | CA | Napa | 2 | Landfill Gas | LFG | Biomass | IC | 0.8 | RE | 1985
3692 | Clark University | 10408 | Clark University | MA | Worcester | GEN1 | Natural Gas Internal Combustion Engine | NG | Natural Gas Peaker | IC | 2 | RE | 1981
56488 | Ascend Performance Materials | 10418 | Ascend Performance Materials Texas Inc. | TX | Brazoria | GEN2 | Other Gases | OG | Biomass | ST | 1.2 | RE | 1990
56488 | Ascend Performance Materials | 10418 | Ascend Performance Materials Texas Inc. | TX | Brazoria | GEN3 | Other Gases | OG | Biomass | ST | 2 | RE | 1990
23632 | Inland Paperboard - Rome Mill | 10426 | Inland Paperboard Packaging Rome | GA | Floyd | GEN1 | Wood/Wood Waste Biomass | BLQ | Biomass | ST | 7.5 | RE | 1954
6091 | Exxon Mobil Refining and Supply Co. | 10436 | ExxonMobil Baytown Refinery | TX | HARRIS | GT35 | Natural Gas Fired Combustion Turbine | NG | Natural Gas Peaker | GT | 14.5 | RE | 1970
6091 | Exxon Mobil Refining and Supply Co. | 10436 | ExxonMobil Baytown Refinery | TX | HARRIS | GT36 | Natural Gas Fired Combustion Turbine | NG | Natural Gas Peaker | GT | 15.2 | RE | 1972
6091 | Exxon Mobil Refining and Supply Co. | 10436 | ExxonMobil Baytown Refinery | TX | HARRIS | GT37 | Natural Gas Fired Combustion Turbine | NG | Natural Gas Peaker | GT | 17.2 | RE | 1976
6091 | Exxon Mobil Refining and Supply Co. | 10436 | ExxonMobil Baytown Refinery | TX | HARRIS | ST33 | Natural Gas Steam Turbine | NG | Natural Gas Peaker | ST | 7.5 | RE | 1950
60246 | Sunray Energy 2, LLC | 10437 | Sunray 2 | CA | San Bernardino | GEN1 | Solar Thermal without Energy Storage | SUN | Solar Thermal | ST | 13.8 | RE | 1984
60247 | Sunray Energy 3 LLC | 10438 | Sunray 3 | CA | San Bernardino | GEN1 | Solar Thermal without Energy Storage | SUN | Solar Thermal | ST | 30 | RE | 1985
7160 | Geysers Power Co LLC | 10469 | Bear Canyon Power Plant | CA | Lake | BVC1 | Geothermal | GEO | Geothermal | ST | 12.2 | RE | 1988
7160 | Geysers Power Co LLC | 10469 | Bear Canyon Power Plant | CA | Lake | BVC2 | Geothermal | GEO | Geothermal | ST | 12.2 | RE | 1988
11217 | Los Angeles County Sanitation | 10472 | Puente Hills Energy Recovery | CA | Los Angeles | GEN2 | Landfill Gas | LFG | Biomass | GT | 2.8 | RE | 1984
11217 | Los Angeles County Sanitation | 10473 | Palos Verdes Gas to Energy | CA | Los Angeles | GEN1 | Landfill Gas | LFG | Biomass | ST | 13 | RE | 1988
56150 | ArcelorMittal USA Inc | 10474 | 4 AC Station | IN | Lake | 14TG | Conventional Steam Coal | BIT | Hard Coal | ST | 67.5 | RE | 1963
56150 | ArcelorMittal USA Inc | 10474 | 4 AC Station | IN | Lake | 15TG | Conventional Steam Coal | BIT | Hard Coal | ST | 67.5 | RE | 1963
55965 | Verso Corporation | 10476 | Whiting Mill | WI | Portage | GEN4 | Conventional Steam Coal | SUB | Hard Coal | ST | 4.1 | RE | 1951
1991 | Boise White Paper LLC | 10486 | Boise Cascade International Falls | MN | Koochiching | GEN1 | Wood/Wood Waste Biomass | BLQ | Biomass | ST | 4 | RE | 1927
1991 | Boise White Paper LLC | 10486 | Boise Cascade International Falls | MN | Koochiching | GEN2 | Wood/Wood Waste Biomass | BLQ | Biomass | ST | 4 | RE | 1927
1991 | Boise White Paper LLC | 10486 | Boise Cascade International Falls | MN | Koochiching | GEN3 | Wood/Wood Waste Biomass | BLQ | Biomass | ST | 7.5 | RE | 1948
1991 | Boise White Paper LLC | 10486 | Boise Cascade International Falls | MN | Koochiching | GEN4 | Wood/Wood Waste Biomass | BLQ | Biomass | ST | 7.5 | RE | 1947
7477 | Granger Electric Co | 10532 | Granger Electric Generating Station #2 | MI | Clinton | 2-2 | Landfill Gas | LFG | Biomass | IC | 0.8 | RE | 1991
15726 | Rayonier Advanced Materials | 10560 | Rayonier Advanced Materials - Jesup Plant | GA | Wayne | GEN1 | Wood/Wood Waste Biomass | BLQ | Biomass | ST | 5 | RE | 1954
15726 | Rayonier Advanced Materials | 10562 | Fernandina Plant | FL | Nassau | GEN2 | Petroleum Liquids | RFO | Petroleum | ST | 5 | RE | 1939
379 | Alon USA LP | 10569 | Big Spring Texas Refinery | TX | Howard | GENA | All Other | PUR | Other | ST | 1.5 | RE | 1986
135 | Agrilectric Power Partners Ltd | 10593 | Agrilectric Power Partners Ltd | LA | Calcasieu | GEN2 | Other Waste Biomass | AB | Biomass | ST | 1.5 | RE | 1995
8286 | Hawaiian Commercial and Sugar Company | 10604 | Hawaiian Comm & Sugar Puunene Mill | HI | Maui | PAI2 | Other Waste Biomass | AB | Biomass | ST | 4 | RE | 1960
8286 | Hawaiian Commercial and Sugar Company | 10604 | Hawaiian Comm & Sugar Puunene Mill | HI | Maui | PAI3 | Other Waste Biomass | AB | Biomass | ST | 12 | RE | 1992
56467 | Ampersand Gilman Hydro LP | 10608 | Gilman Mill | VT | Essex | GEN5 | Wood/Wood Waste Biomass | WDS | Biomass | ST | 4 | RE | 1982
50128 | Georgia-Pacific Consr Ops LLC-Palatka | 10611 | Georgia-Pacific Palatka Operations | FL | Putnam | GEN3 | Wood/Wood Waste Biomass | BLQ | Biomass | ST | 14 | RE | 1956
56304 | Air Products LLC | 10638 | Pasadena | TX | Harris | GEN1 | Natural Gas Fired Combustion Turbine | NG | Natural Gas Peaker | GT | 6.5 | RE | 1985
991 | Air Products & Chemicals Inc | 10639 | New Orleans | LA | Orleans | GEN1 | Natural Gas Fired Combustion Turbine | NG | Natural Gas Peaker | GT | 23.4 | RE | 1984
991 | Air Products & Chemicals Inc | 10639 | New Orleans | LA | Orleans | GEN2 | Natural Gas Steam Turbine | NG | Natural Gas Peaker | ST | 7.8 | RE | 1995
9413 | Iowa Methodist Medical Center | 10655 | Iowa Methodist Medical Center | IA | POLK | 1 | Petroleum Liquids | DFO | Petroleum | IC | 1.5 | RE | 1987
9413 | Iowa Methodist Medical Center | 10655 | Iowa Methodist Medical Center | IA | POLK | 2 | Petroleum Liquids | DFO | Petroleum | IC | 1.5 | RE | 1987
9413 | Iowa Methodist Medical Center | 10655 | Iowa Methodist Medical Center | IA | POLK | 3 | Petroleum Liquids | DFO | Petroleum | IC | 0.5 | RE | 1987
142 | AES Beaver Valley | 10676 | AES Beaver Valley Partners Beaver Valley | PA | Beaver | GEN2 | Conventional Steam Coal | BIT | Hard Coal | ST | 35 | RE | 1987
142 | AES Beaver Valley | 10676 | AES Beaver Valley Partners Beaver Valley | PA | Beaver | GEN3 | Conventional Steam Coal | BIT | Hard Coal | ST | 114 | RE | 1987
178 | CES Placerita Inc | 10677 | CES Placerita Power Plant | CA | Los Angeles | UNT1 | Natural Gas Fired Combined Cycle | NG | Natural Gas Nonpeaker | CT | 60 | RE | 1988
59867 | Hood Container of Louisiana, LLC | 10697 | St Francisville Mill | LA | West Feliciana | GEN1 | Natural Gas Fired Combustion Turbine | NG | Natural Gas Peaker | GT | 45 | RE | 1985
56448 | Red Shield Acquisition LLC | 10700 | Red Shield Envir Old Town Facility | ME | Penobscot | TG1 | Petroleum Liquids | RFO | Petroleum | ST | 3.5 | RE | 1946
56448 | Red Shield Acquisition LLC | 10700 | Red Shield Envir Old Town Facility | ME | Penobscot | TG2 | Petroleum Liquids | RFO | Petroleum | ST | 3 | RE | 1956
56448 | Red Shield Acquisition LLC | 10700 | Red Shield Envir Old Town Facility | ME | Penobscot | TG5 | Natural Gas Fired Combustion Turbine | NG | Natural Gas Peaker | GT | 9.5 | RE | 2002
3103 | Cargill Inc | 10729 | Cargill Corn Wet Milling Plant | TN | Shelby | GEN1 | Conventional Steam Coal | BIT | Hard Coal | ST | 25 | RE | 1985
3103 | Cargill Inc | 10729 | Cargill Corn Wet Milling Plant | TN | Shelby | GEN2 | Natural Gas Fired Combustion Turbine | NG | Natural Gas Peaker | GT | 4.8 | RE | 1991
20323 | Wellhead Services Inc | 10733 | Santa Maria Cogen Plant | CA | Santa Barbara | GEN1 | Natural Gas Fired Combustion Turbine | NG | Natural Gas Peaker | GT | 9 | RE | 1989
12869 | Monterey Regional Waste Mgmt | 10748 | Marina Landfill Gas | CA | Monterey | G4 | Landfill Gas | LFG | Biomass | IC | 0.9 | RE | 1997
12869 | Monterey Regional Waste Mgmt | 10748 | Marina Landfill Gas | CA | Monterey | LL1 | Landfill Gas | LFG | Biomass | IC | 0.8 | RE | 1994
57160 | DuPont Sabine River Works | 10789 | Sabine River Works | TX | Orange | GEN2 | Natural Gas Fired Combined Cycle | NG | Natural Gas Nonpeaker | CA | 3.1 | RE | 1948
57160 | DuPont Sabine River Works | 10789 | Sabine River Works | TX | Orange | GEN4 | Natural Gas Fired Combined Cycle | NG | Natural Gas Nonpeaker | CA | 6.2 | RE | 1948
50006 | Invista | 10793 | Seaford Delaware Plant | DE | Sussex | GEN1 | Natural Gas Steam Turbine | NG | Natural Gas Peaker | ST | 10 | RE | 1939
50006 | Invista | 10793 | Seaford Delaware Plant | DE | Sussex | GEN2 | Conventional Steam Coal | BIT | Hard Coal | ST | 10 | RE | 1939
50006 | Invista | 10793 | Seaford Delaware Plant | DE | Sussex | GEN3 | Natural Gas Steam Turbine | NG | Natural Gas Peaker | ST | 10 | RE | 1939
50006 | Invista | 10796 | Waynesboro Virginia Plant | VA | Augusta | GEN1 | Conventional Steam Coal | BIT | Hard Coal | ST | 3 | RE | 1929
50006 | Invista | 10796 | Waynesboro Virginia Plant | VA | Augusta | GEN2 | Conventional Steam Coal | BIT | Hard Coal | ST | 3 | RE | 1929
50006 | Invista | 10796 | Waynesboro Virginia Plant | VA | Augusta | GEN3 | Conventional Steam Coal | BIT | Hard Coal | ST | 3 | RE | 1935
50006 | Invista | 10796 | Waynesboro Virginia Plant | VA | Augusta | GEN4 | Conventional Steam Coal | BIT | Hard Coal | ST | 3.4 | RE | 1947
40052 | AG Energy LP | 10803 | Ogdensburg Power | NY | St Lawrence | GEN1 | Natural Gas Fired Combined Cycle | NG | Natural Gas Nonpeaker | CT | 48.8 | RE | 1993
40052 | AG Energy LP | 10803 | Ogdensburg Power | NY | St Lawrence | GEN2 | Natural Gas Fired Combined Cycle | NG | Natural Gas Nonpeaker | CT | 23.6 | RE | 1993
57170 | EDF Renewable Asset Holdings, Inc. | 10815 | Difwind Farms Ltd VII | CA | Alameda | GEN1 | Onshore Wind Turbine | WND | Wind | WT | 24 | RE | 1987
11427 | Massachusetts Wtr RAuth-Deer I | 10823 | Deer Island Treatment Plant | MA | Suffolk | 6ENT | Other Waste Biomass | OBG | Biomass | IC | 6 | RE | 1989
11427 | Massachusetts Wtr RAuth-Deer I | 10823 | Deer Island Treatment Plant | MA | Suffolk | 7ENT | Other Waste Biomass | OBG | Biomass | IC | 6 | RE | 1989
11427 | Massachusetts Wtr RAuth-Deer I | 10823 | Deer Island Treatment Plant | MA | Suffolk | F101 | Other Waste Biomass | OBG | Biomass | FC | 0.2 | RE | 1997
11426 | Massachusetts Water Res Auth | 10826 | Winsor Dam Power Station | MA | Hampshire | WINS | Conventional Hydroelectric | WAT | Hydro | HY | 1.2 | RE | 1950
772 | Archer Daniels Midland Co | 10857 | Archer Daniels Midland Fredonia | KS | Wilson | GEN1 | Natural Gas Fired Combustion Turbine | NG | Natural Gas Peaker | GT | 2.7 | RE | 1986
772 | Archer Daniels Midland Co | 10857 | Archer Daniels Midland Fredonia | KS | Wilson | GEN2 | Petroleum Liquids | DFO | Petroleum | IC | 1 | RE | 1987
772 | Archer Daniels Midland Co | 10857 | Archer Daniels Midland Fredonia | KS | Wilson | GEN3 | Petroleum Liquids | DFO | Petroleum | IC | 0.4 | RE | 1990
772 | Archer Daniels Midland Co | 10859 | Valdosta | GA | Lowndes | GEN1 | Wood/Wood Waste Biomass | WDS | Biomass | ST | 2.5 | RE | 1985
772 | Archer Daniels Midland Co | 10860 | Archer Daniels Midland Clinton | IA | Clinton | GEN1 | Conventional Steam Coal | BIT | Hard Coal | ST | 7.5 | RE | 1954
772 | Archer Daniels Midland Co | 10860 | Archer Daniels Midland Clinton | IA | Clinton | GEN2 | Conventional Steam Coal | BIT | Hard Coal | ST | 3.5 | RE | 1940
772 | Archer Daniels Midland Co | 10860 | Archer Daniels Midland Clinton | IA | Clinton | GEN3 | Conventional Steam Coal | BIT | Hard Coal | ST | 9.4 | RE | 1965
772 | Archer Daniels Midland Co | 10860 | Archer Daniels Midland Clinton | IA | Clinton | GEN4 | Conventional Steam Coal | BIT | Hard Coal | ST | 4 | RE | 1974
772 | Archer Daniels Midland Co | 10860 | Archer Daniels Midland Clinton | IA | Clinton | GEN5 | Conventional Steam Coal | BIT | Hard Coal | ST | 7 | RE | 1991
772 | Archer Daniels Midland Co | 10863 | Archer Daniels Midland Mankato | MN | Blue Earth | GEN2 | Natural Gas Steam Turbine | NG | Natural Gas Peaker | ST | 4.4 | RE | 1999
772 | Archer Daniels Midland Co | 10866 | Archer Daniels Midland Peoria | IL | Peoria | GEN1 | Conventional Steam Coal | BIT | Hard Coal | ST | 1.5 | RE | 1934
772 | Archer Daniels Midland Co | 10866 | Archer Daniels Midland Peoria | IL | Peoria | GEN2 | Conventional Steam Coal | BIT | Hard Coal | ST | 1.5 | RE | 1934
772 | Archer Daniels Midland Co | 10866 | Archer Daniels Midland Peoria | IL | Peoria | GEN3 | Conventional Steam Coal | BIT | Hard Coal | ST | 4 | RE | 1954
772 | Archer Daniels Midland Co | 10866 | Archer Daniels Midland Peoria | IL | Peoria | GEN4 | Conventional Steam Coal | BIT | Hard Coal | ST | 4 | RE | 1985
772 | Archer Daniels Midland Co | 10866 | Archer Daniels Midland Peoria | IL | Peoria | GEN5 | Conventional Steam Coal | BIT | Hard Coal | ST | 4 | RE | 1985
772 | Archer Daniels Midland Co | 10866 | Archer Daniels Midland Peoria | IL | Peoria | GEN8 | Natural Gas Fired Combustion Turbine | NG | Natural Gas Peaker | GT | 13 | RE | 1996
3473 | Metro Wtr Recl Dist Grtr Chi | 10903 | Lockport Powerhouse | IL | Will | GEN1 | Conventional Hydroelectric | WAT | Hydro | HY | 8 | RE | 1908
3473 | Metro Wtr Recl Dist Grtr Chi | 10903 | Lockport Powerhouse | IL | Will | GEN2 | Conventional Hydroelectric | WAT | Hydro | HY | 8 | RE | 1935
16064 | Graphic Packaging International | 50028 | Plant 31 Paper Mill | LA | Ouachita | GEN2 | Natural Gas Steam Turbine | NG | Natural Gas Peaker | ST | 6 | RE | 1928
16064 | Graphic Packaging International | 50028 | Plant 31 Paper Mill | LA | Ouachita | GEN3 | Natural Gas Steam Turbine | NG | Natural Gas Peaker | ST | 6 | RE | 1930
16064 | Graphic Packaging International | 50028 | Plant 31 Paper Mill | LA | Ouachita | GEN4 | Natural Gas Steam Turbine | NG | Natural Gas Peaker | ST | 6 | RE | 1948
16625 | San Diego State University | 50061 | San Diego State University | CA | San Diego | GEN1 | Natural Gas Fired Combined Cycle | NG | Natural Gas Nonpeaker | CT | 2.5 | RE | 1986
22142 | Santa Cruz Cogeneration Assoc | 50064 | Univ of Calif Santa Cruz Cogeneration | CA | Santa Cruz | 001 | Natural Gas Internal Combustion Engine | NG | Natural Gas Peaker | IC | 2.6 | RE | 1985
22142 | Santa Cruz Cogeneration Assoc | 50064 | Univ of Calif Santa Cruz Cogeneration | CA | Santa Cruz | 002 | Natural Gas Internal Combustion Engine | NG | Natural Gas Peaker | IC | 0.2 | RE | 1988
22040 | Washington State University | 50083 | Washington State University | WA | Whitman | GEN1 | Conventional Steam Coal | BIT | Hard Coal | ST | 2 | RE | 1963
19148 | Veolia Energy Trenton L.P | 50094 | Veolia Energy Trenton L.P. | NJ | Mercer | 1 | Natural Gas Fired Combustion Turbine | NG | Natural Gas Peaker | GT | 4.6 | IP
19148 | Veolia Energy Trenton L.P | 50094 | Veolia Energy Trenton L.P. | NJ | Mercer | 2 | Natural Gas Fired Combustion Turbine | NG | Natural Gas Peaker | GT | 4.6 | IP
19148 | Veolia Energy Trenton L.P | 50094 | Veolia Energy Trenton L.P. | NJ | Mercer | 7213 | Natural Gas Internal Combustion Engine | NG | Natural Gas Peaker | IC | 6 | RE | 1983
17164 | Sierra Pacific Industries Inc | 50111 | Sierra Pacific Loyalton Facility | CA | Sierra | GEN1 | Wood/Wood Waste Biomass | WDS | Biomass | ST | 20 | RE | 1989
19537 | University of Texas at Austin | 50118 | Hal C Weaver Power Plant | TX | Travis | GEN1 | Natural Gas Steam Turbine | NG | Natural Gas Peaker | ST | 1.5 | RE | 1933
19537 | University of Texas at Austin | 50118 | Hal C Weaver Power Plant | TX | Travis | GEN2 | Natural Gas Steam Turbine | NG | Natural Gas Peaker | ST | 1.5 | RE | 1933
19537 | University of Texas at Austin | 50118 | Hal C Weaver Power Plant | TX | Travis | GEN3 | Natural Gas Steam Turbine | NG | Natural Gas Peaker | ST | 2.5 | RE | 1938
19537 | University of Texas at Austin | 50118 | Hal C Weaver Power Plant | TX | Travis | GEN6 | Natural Gas Fired Combined Cycle | NG | Natural Gas Nonpeaker | CT | 12.5 | RE | 1968
19685 | Valero Refining Co | 50121 | Valero Refinery Corpus Christi West | TX | Nueces | TG3 | Other Gases | OG | Biomass | ST | 7.5 | RE | 1986
17460 | South Oak Hospital | 50136 | South Oaks Hospital | NY | Suffolk | GEN1 | Natural Gas Internal Combustion Engine | NG | Natural Gas Peaker | IC | 0.6 | RE | 1990
17460 | South Oak Hospital | 50136 | South Oaks Hospital | NY | Suffolk | GEN2 | Natural Gas Internal Combustion Engine | NG | Natural Gas Peaker | IC | 0.6 | RE | 1990
56201 | Engie North America | 50137 | Newgulf Cogen | TX | Wharton | GEN2 | Natural Gas Fired Combined Cycle | NG | Natural Gas Nonpeaker | CA | 12.5 | RE | 1988
5352 | Dow Chemical Co - St Charles | 50152 | Dow St Charles Operations | LA | St Charles | CTG | Natural Gas Fired Combined Cycle | NG | Natural Gas Nonpeaker | CA | 10 | RE | 1987
5352 | Dow Chemical Co - St Charles | 50152 | Dow St Charles Operations | LA | St Charles | IGT | Natural Gas Fired Combined Cycle | NG | Natural Gas Nonpeaker | CT | 9.6 | RE | 1980
39066 | Union Carbide Corp-Texas City | 50153 | Texas City Plant Union Carbide | TX | Galveston | GTG | Natural Gas Fired Combustion Turbine | NG | Natural Gas Peaker | GT | 40 | RE | 1996
20511 | Weyerhaeuser Co NR, New Bern CF | 50188 | Weyerhaeuser New Bern NC | NC | Craven | TG1 | Wood/Wood Waste Biomass | BLQ | Biomass | ST | 29.7 | RE | 1969
55903 | Domtar Paper Company LLC | 50189 | Domtar Paper Co LLC Plymouth NC | NC | Martin | TG4 | Conventional Steam Coal | BIT | Hard Coal | ST | 7.5 | RE | 1949
55903 | Domtar Paper Company LLC | 50189 | Domtar Paper Co LLC Plymouth NC | NC | Martin | TG6 | Conventional Steam Coal | BIT | Hard Coal | ST | 7.5 | RE | 1956
55997 | Domtar Paper Company Rothschild | 50190 | Domtar Paper Company Rothschild | WI | Marathon | TG2 | Natural Gas Steam Turbine | NG | Natural Gas Peaker | ST | 5 | RE | 1954
56216 | Multitrade Rabun Gap LLC | 50201 | Rabun Gap Cogen Facility | GA | RABUN | ST1 | Wood/Wood Waste Biomass | WDS | Biomass | ST | 4.1 | RE | 1986
867 | ARCO Products Co-Watson | 50216 | Watson Cogeneration | CA | Los Angeles | GN97 | Natural Gas Fired Combined Cycle | NG | Natural Gas Nonpeaker | CT | 94.2 | IP
18760 | TPC Group, LLC | 50229 | Texas Petrochemicals | TX | Harris | GT1 | Natural Gas Fired Combined Cycle | NG | Natural Gas Nonpeaker | CT | 105 | IP
18760 | TPC Group, LLC | 50229 | Texas Petrochemicals | TX | Harris | GT2 | Natural Gas Fired Combined Cycle | NG | Natural Gas Nonpeaker | CT | 35 | IP
18760 | TPC Group, LLC | 50229 | Texas Petrochemicals | TX | Harris | ST#1 | Natural Gas Fired Combined Cycle | NG | Natural Gas Nonpeaker | CA | 420 | IP
22803 | SDS Lumber Co | 50231 | SDS Lumber Gorge Energy Division | WA | Klickitat | TG1 | Wood/Wood Waste Biomass | WDS | Biomass | ST | 3.5 | RE | 1979
13945 | Oakwood Hospital Med Center | 50260 | Oakwood Hospital & Medical Center | MI | Wayne | 300KW | Petroleum Liquids | DFO | Petroleum | IC | 0.3 | RE | 1972
13945 | Oakwood Hospital Med Center | 50260 | Oakwood Hospital & Medical Center | MI | Wayne | EG#1 | Natural Gas Internal Combustion Engine | NG | Natural Gas Peaker | IC | 0.5 | RE | 1989
13945 | Oakwood Hospital Med Center | 50260 | Oakwood Hospital & Medical Center | MI | Wayne | EG#2 | Natural Gas Internal Combustion Engine | NG | Natural Gas Peaker | IC | 0.5 | RE | 1989
13945 | Oakwood Hospital Med Center | 50260 | Oakwood Hospital & Medical Center | MI | Wayne | EG#3 | Natural Gas Internal Combustion Engine | NG | Natural Gas Peaker | IC | 0.5 | RE | 1989
14465 | Park 500 Philip Morris USA | 50275 | Park 500 Philip Morris USA | VA | Chesterfield | TG2 | Conventional Steam Coal | BIT | Hard Coal | ST | 6.1 | RE | 1984
20541 | Wheelabrator Environmental Systems | 50298 | Wheelabrator Lassen | CA | Shasta | GEN1 | Natural Gas Fired Combustion Turbine | NG | Natural Gas Peaker | GT | 38.8 | RE | 1983
17139 | Shell Oil Co-Deer Park | 50304 | Shell Deer Park | TX | Harris | GEN3 | All Other | PUR | Other | ST | 5 | RE | 1943
56389 | Doyon Utilities - Ft. Wainwright | 50308 | Utility Plants Section | AK | Fairbanks North Star | GEN2 | Conventional Steam Coal | SUB | Hard Coal | ST | 2.5 | RE | 1945
7019 | Gay & Robinson Inc | 50333 | Gay Robinson | HI | KAUAI | DSL1 | Petroleum Liquids | DFO | Petroleum | IC | 0.4 | RE | 1972
7019 | Gay & Robinson Inc | 50333 | Gay Robinson | HI | KAUAI | DSL4 | Petroleum Liquids | DFO | Petroleum | IC | 0.4 | RE | 1972
7019 | Gay & Robinson Inc | 50333 | Gay Robinson | HI | KAUAI | ST4 | Other Waste Biomass | AB | Biomass | ST | 4 | RE | 1995
15237 | PCS Nitrogen LP | 50341 | PCS Nitrogen Fertilizer LP | LA | Iberville | GEN1 | Natural Gas Fired Combustion Turbine | NG | Natural Gas Peaker | GT | 26 | RE | 1986
21148 | Zapco Energy Tactics Corp | 50344 | Smithtown Energy Partners LP | NY | Suffolk | SW1 | Landfill Gas | LFG | Biomass | IC | 0.7 | RE | 1988
21148 | Zapco Energy Tactics Corp | 50344 | Smithtown Energy Partners LP | NY | Suffolk | SW2 | Landfill Gas | LFG | Biomass | IC | 0.7 | RE | 1988
21148 | Zapco Energy Tactics Corp | 50345 | Oyster Bay Energy Partners LP | NY | Nassau | OB1 | Landfill Gas | LFG | Biomass | IC | 0.7 | RE | 1986
21148 | Zapco Energy Tactics Corp | 50345 | Oyster Bay Energy Partners LP | NY | Nassau | OB2 | Landfill Gas | LFG | Biomass | IC | 0.7 | RE | 1986
21148 | Zapco Energy Tactics Corp | 50346 | Onondaga Energy Partners LP | NY | Onondaga | ON1 | Landfill Gas | LFG | Biomass | IC | 0.7 | RE | 1987
21148 | Zapco Energy Tactics Corp | 50348 | Oceanside Energy | NY | Nassau | GEN5 | Landfill Gas | LFG | Biomass | IC | 0.7 | RE | 1991
21148 | Zapco Energy Tactics Corp | 50348 | Oceanside Energy | NY | Nassau | GEN6 | Landfill Gas | LFG | Biomass | IC | 0.7 | RE | 1991
21148 | Zapco Energy Tactics Corp | 50348 | Oceanside Energy | NY | Nassau | OS1 | Landfill Gas | LFG | Biomass | IC | 0.7 | RE | 1990
21148 | Zapco Energy Tactics Corp | 50348 | Oceanside Energy | NY | Nassau | OS2 | Landfill Gas | LFG | Biomass | IC | 0.7 | RE | 1990
21148 | Zapco Energy Tactics Corp | 50348 | Oceanside Energy | NY | Nassau | OS3 | Landfill Gas | LFG | Biomass | IC | 0.7 | RE | 1990
21148 | Zapco Energy Tactics Corp | 50348 | Oceanside Energy | NY | Nassau | OS4 | Landfill Gas | LFG | Biomass | IC | 0.7 | RE | 1990
56889 | Rhode Island LFG Genco | 50365 | Ridgewood Providence Power | RI | Providence | GEN1 | Landfill Gas | LFG | Biomass | IC | 1.9 | RE | 1990
56889 | Rhode Island LFG Genco | 50365 | Ridgewood Providence Power | RI | Providence | GEN2 | Landfill Gas | LFG | Biomass | IC | 1.9 | RE | 1990
56889 | Rhode Island LFG Genco | 50365 | Ridgewood Providence Power | RI | Providence | GEN3 | Landfill Gas | LFG | Biomass | IC | 1.9 | RE | 1990
56889 | Rhode Island LFG Genco | 50365 | Ridgewood Providence Power | RI | Providence | GEN4 | Landfill Gas | LFG | Biomass | IC | 1.9 | RE | 1990
56889 | Rhode Island LFG Genco | 50365 | Ridgewood Providence Power | RI | Providence | GEN5 | Landfill Gas | LFG | Biomass | IC | 1.9 | RE | 1990
56889 | Rhode Island LFG Genco | 50365 | Ridgewood Providence Power | RI | Providence | GEN6 | Landfill Gas | LFG | Biomass | IC | 1.9 | RE | 1990
56889 | Rhode Island LFG Genco | 50365 | Ridgewood Providence Power | RI | Providence | GEN7 | Landfill Gas | LFG | Biomass | IC | 1.9 | RE | 1990
56889 | Rhode Island LFG Genco | 50365 | Ridgewood Providence Power | RI | Providence | GEN8 | Landfill Gas | LFG | Biomass | IC | 1.9 | RE | 1990
56889 | Rhode Island LFG Genco | 50365 | Ridgewood Providence Power | RI | Providence | GEN9 | Landfill Gas | LFG | Biomass | IC | 1.9 | RE | 1997
56889 | Rhode Island LFG Genco | 50365 | Ridgewood Providence Power | RI | Providence | PHI1 | Landfill Gas | LFG | Biomass | IC | 1.3 | RE | 2004
56889 | Rhode Island LFG Genco | 50365 | Ridgewood Providence Power | RI | Providence | PHI2 | Landfill Gas | LFG | Biomass | IC | 1.3 | RE | 2004
30002 | International Paper Co | 50398 | International Paper Savanna Mill | GA | Chatham | GEN3 | Conventional Steam Coal | BIT | Hard Coal | ST | 7.5 | RE | 1940
30002 | International Paper Co | 50398 | International Paper Savanna Mill | GA | Chatham | GEN4 | Wood/Wood Waste Biomass | BLQ | Biomass | ST | 7.5 | RE | 1945
30002 | International Paper Co | 50398 | International Paper Savanna Mill | GA | Chatham | GEN5 | Wood/Wood Waste Biomass | WDS | Biomass | ST | 7.5 | RE | 1949
30002 | International Paper Co | 50398 | International Paper Savanna Mill | GA | Chatham | GEN6 | Conventional Steam Coal | BIT | Hard Coal | ST | 10 | RE | 1952
30002 | International Paper Co | 50398 | International Paper Savanna Mill | GA | Chatham | GEN7 | Conventional Steam Coal | BIT | Hard Coal | ST | 20 | RE | 1957
34672 | DTE Energy Services | 50407 | Mobile Energy Services LLC | AL | Mobile | GEN3 | Conventional Steam Coal | BIT | Hard Coal | ST | 12.5 | RE | 1960
21995 | Olmsted County Public Works | 50413 | Olmsted Waste Energy | MN | Olmsted | DG1 | Petroleum Liquids | DFO | Petroleum | IC | 0.8 | RE | 1979
19588 | University of Michigan | 50431 | University of Michigan | MI | Washtenaw | TG2 | Natural Gas Steam Turbine | NG | Natural Gas Peaker | ST | 4 | RE | 1939
16721 | S D Warren Co.- Westbrook | 50447 | S D Warren Westbrook | ME | Cumberland | GEN8 | Wood/Wood Waste Biomass | WDS | Biomass | ST | 10 | RE | 1965
14254 | Oxy Vinyls LP | 50471 | Deer Park Plant | TX | Harris | GEN1 | Natural Gas Fired Combined Cycle | NG | Natural Gas Nonpeaker | CA | 10 | RE | 1948
14254 | Oxy Vinyls LP | 50471 | Deer Park Plant | TX | Harris | GEN2 | Natural Gas Fired Combined Cycle | NG | Natural Gas Nonpeaker | CA | 10 | RE | 1948
14254 | Oxy Vinyls LP | 50471 | Deer Park Plant | TX | Harris | GEN3 | Natural Gas Fired Combined Cycle | NG | Natural Gas Nonpeaker | CA | 10 | RE | 1948
14254 | Oxy Vinyls LP | 50471 | Deer Park Plant | TX | Harris | GEN4 | Natural Gas Fired Combined Cycle | NG | Natural Gas Nonpeaker | CT | 81 | RE | 1985
20558 | White Springs Agrici Chem Inc | 50473 | Suwannee River Chemical Complex | FL | Hamilton | SRC | All Other | OTH | Other | ST | 27.3 | RE | 1986
19365 | United States Sugar Corp | 50482 | Clewiston Sugar House | FL | Hendry | DGN | Petroleum Liquids | DFO | Petroleum | IC | 1 | RE | 1987
19365 | United States Sugar Corp | 50482 | Clewiston Sugar House | FL | Hendry | DGS | Petroleum Liquids | DFO | Petroleum | IC | 1 | RE | 1987
19365 | United States Sugar Corp | 50482 | Clewiston Sugar House | FL | Hendry | TG1 | Other Waste Biomass | AB | Biomass | ST | 5 | RE | 1978
19365 | United States Sugar Corp | 50482 | Clewiston Sugar House | FL | Hendry | TG2 | Other Waste Biomass | AB | Biomass | ST | 3.5 | RE | 1945
19365 | United States Sugar Corp | 50482 | Clewiston Sugar House | FL | Hendry | TG3 | Other Waste Biomass | AB | Biomass | ST | 3.1 | RE | 1981
19365 | United States Sugar Corp | 50482 | Clewiston Sugar House | FL | Hendry | TG4 | Other Waste Biomass | AB | Biomass | ST | 6 | RE | 1983
19365 | United States Sugar Corp | 50483 | Bryant Sugar House | FL | Palm Beach | DGE | Petroleum Liquids | DFO | Petroleum | IC | 1 | RE | 1986
19365 | United States Sugar Corp | 50483 | Bryant Sugar House | FL | Palm Beach | DGW | Petroleum Liquids | DFO | Petroleum | IC | 1 | RE | 1986
19365 | United States Sugar Corp | 50483 | Bryant Sugar House | FL | Palm Beach | TG1 | Other Waste Biomass | AB | Biomass | ST | 2.5 | RE | 1962
19365 | United States Sugar Corp | 50483 | Bryant Sugar House | FL | Palm Beach | TG2 | Other Waste Biomass | AB | Biomass | ST | 2.5 | RE | 1962
19365 | United States Sugar Corp | 50483 | Bryant Sugar House | FL | Palm Beach | TG3 | Other Waste Biomass | AB | Biomass | ST | 3.5 | RE | 1974
19365 | United States Sugar Corp | 50483 | Bryant Sugar House | FL | Palm Beach | TG4 | Other Waste Biomass | AB | Biomass | ST | 20 | RE | 1979
3102 | Mosaic Company | 50510 | Mosaic Co Mulberry Facility | FL | Polk | CGN1 | All Other | OTH | Other | ST | 21 | RE | 1985
26840 | Port Townsend Paper Co | 50544 | Port Townsend Paper | WA | Jefferson | GEN2 | Wood/Wood Waste Biomass | BLQ | Biomass | ST | 3 | RE | 1929
55963 | AE Power Services LLC | 50553 | Edom Hills Project 1 LLC | CA | Riverside | WGNS | Onshore Wind Turbine | WND | Wind | WT | 11 | RE | 1985
54842 | WM Renewable Energy LLC | 50564 | New Milford Gas Recovery | CT | Litchfield | GEN1 | Landfill Gas | LFG | Biomass | GT | 3 | RE | 1991
54842 | WM Renewable Energy LLC | 50565 | Monroe Livingston Gas Recovery | NY | Monroe | GEN3 | Landfill Gas | LFG | Biomass | IC | 0.8 | RE | 1988
54843 | WM Illinois Renewable Energy LLC | 50573 | CID Gas Recovery | IL | COOK | GEN1 | Landfill Gas | LFG | Biomass | GT | 3 | RE | 1989
54843 | WM Illinois Renewable Energy LLC | 50575 | Lake Gas Recovery | IL | Cook | GEN1 | Landfill Gas | LFG | Biomass | GT | 3 | RE | 1988
54842 | WM Renewable Energy LLC | 50577 | Omega Hills Gas Recovery | WI | Washington | GEN4 | Landfill Gas | LFG | Biomass | IC | 1.1 | RE | 1992
54842 | WM Renewable Energy LLC | 50578 | Stowe Power Production Plant | PA | MONTGOMERY | GEN1 | Landfill Gas | LFG | Biomass | GT | 3 | RE | 1989
54842 | WM Renewable Energy LLC | 50578 | Stowe Power Production Plant | PA | MONTGOMERY | GEN2 | Landfill Gas | LFG | Biomass | GT | 3 | RE | 1991
55983 | Luminant Generation Company LLC | 50615 | TXU Sweetwater Generating Plant | TX | Nolan | GT01 | Natural Gas Fired Combined Cycle | NG | Natural Gas Nonpeaker | CT | 45 | RE | 1989
55983 | Luminant Generation Company LLC | 50615 | TXU Sweetwater Generating Plant | TX | Nolan | GT02 | Natural Gas Fired Combined Cycle | NG | Natural Gas Nonpeaker | CT | 99 | RE | 1989
55983 | Luminant Generation Company LLC | 50615 | TXU Sweetwater Generating Plant | TX | Nolan | GT03 | Natural Gas Fired Combined Cycle | NG | Natural Gas Nonpeaker | CT | 99 | RE | 1989
55983 | Luminant Generation Company LLC | 50615 | TXU Sweetwater Generating Plant | TX | Nolan | STG1 | Natural Gas Fired Combined Cycle | NG | Natural Gas Nonpeaker | CA | 101 | RE | 1989
18000 | State of Rhode Island | 50621 | Central Power Plant | RI | Providence | GEN1 | Petroleum Liquids | RFO | Petroleum | ST | 0.7 | RE | 1932
6090 | ExxonMobil Oil Corp | 50625 | ExxonMobil Beaumont Refinery | TX | Jefferson | TG7 | Other Gases | OG | Biomass | ST | 10 | RE | 1957
6090 | ExxonMobil Oil Corp | 50625 | ExxonMobil Beaumont Refinery | TX | Jefferson | TG9 | Other Gases | OG | Biomass | ST | 10 | RE | 1959
2138 | Brainerd Public Utilities | 50636 | Brainerd Public Utilities | MN | Crow Wing | VPLS | Conventional Steam Coal | BIT | Hard Coal | ST | 0.6 | RE | 1959
16653 | Sappi Cloquet LLC | 50639 | Sappi Cloquet Mill | MN | Carlton | GEN1 | Wood/Wood Waste Biomass | BLQ | Biomass | ST | 2 | RE | 1925
4427 | Covanta Projects LP | 50664 | Covanta Wallingford Energy | CT | New Haven | GEN1 | Municipal Solid Waste | MSW | Municipal Solid Waste | ST | 11 | RE | 1988
14395 | Palm Springs City of | 50674 | Municipal Cogen Plant | CA | Riverside | GEN1 | Natural Gas Internal Combustion Engine | NG | Natural Gas Peaker | IC | 0.7 | RE | 1985
14395 | Palm Springs City of | 50674 | Municipal Cogen Plant | CA | Riverside | GEN2 | Natural Gas Internal Combustion Engine | NG | Natural Gas Peaker | IC | 0.7 | RE | 1985
10127 | Kenetech Windpower Inc | 50712 | Altamont Pass Windplant | CA | Alameda | GEN1 | Onshore Wind Turbine | WND | Wind | WT | 332.5 | RE | 1983
6529 | Exxon Mobil Production Co | 50728 | ExxonMobil Garden City Gas Plant | LA | St Mary | 1 | Natural Gas Steam Turbine | NG | Natural Gas Peaker | ST | 0.6 | RE | 1997
6529 | Exxon Mobil Production Co | 50728 | ExxonMobil Garden City Gas Plant | LA | St Mary | 2 | Natural Gas Steam Turbine | NG | Natural Gas Peaker | ST | 0.6 | RE | 1964
6529 | Exxon Mobil Production Co | 50728 | ExxonMobil Garden City Gas Plant | LA | St Mary | 3 | Natural Gas Steam Turbine | NG | Natural Gas Peaker | ST | 0.6 | RE | 1964
6529 | Exxon Mobil Production Co | 50728 | ExxonMobil Garden City Gas Plant | LA | St Mary | 4 | Natural Gas Fired Combustion Turbine | NG | Natural Gas Peaker | GT | 0.8 | RE | 1968
6529 | Exxon Mobil Production Co | 50728 | ExxonMobil Garden City Gas Plant | LA | St Mary | 5 | Natural Gas Internal Combustion Engine | NG | Natural Gas Peaker | IC | 0.1 | RE | 1968
19526 | United States Steel-Gary | 50733 | Gary Works | IN | Lake | SWK6 | Natural Gas Steam Turbine | NG | Natural Gas Peaker | ST | 70 | RE | 1951
56764 | USG Nevada LLC | 50760 | Empire | NV | Washoe | OE11 | Geothermal | GEO | Geothermal | ST | 1.2 | RE | 1987
56764 | USG Nevada LLC | 50760 | Empire | NV | Washoe | OE12 | Geothermal | GEO | Geothermal | ST | 1.2 | RE | 1987
56764 | USG Nevada LLC | 50760 | Empire | NV | Washoe | OE13 | Geothermal | GEO | Geothermal | ST | 1.2 | RE | 1987
56764 | USG Nevada LLC | 50760 | Empire | NV | Washoe | OE14 | Geothermal | GEO | Geothermal | ST | 1.2 | RE | 1987
34691 | Ormat Nevada Inc | 50762 | Ormesa IH | CA | Imperial | OE13 | Geothermal | GEO | Geothermal | ST | 1.2 | RE | 1989
34691 | Ormat Nevada Inc | 50762 | Ormesa IH | CA | Imperial | OE16 | Geothermal | GEO | Geothermal | ST | 1.2 | RE | 1989
34691 | Ormat Nevada Inc | 50762 | Ormesa IH | CA | Imperial | OE23 | Geothermal | GEO | Geothermal | ST | 1.2 | RE | 1989
34691 | Ormat Nevada Inc | 50762 | Ormesa IH | CA | Imperial | OE26 | Geothermal | GEO | Geothermal | ST | 1.2 | RE | 1989
34691 | Ormat Nevada Inc | 50764 | Ormesa IE | CA | Imperial | OE10 | Geothermal | GEO | Geothermal | ST | 1.2 | RE | 1988
34691 | Ormat Nevada Inc | 50764 | Ormesa IE | CA | Imperial | OE11 | Geothermal | GEO | Geothermal | ST | 1.2 | RE | 1988
34691 | Ormat Nevada Inc | 50764 | Ormesa IE | CA | Imperial | OE12 | Geothermal | GEO | Geothermal | ST | 1.2 | RE | 1988
34691 | Ormat Nevada Inc | 50764 | Ormesa IE | CA | Imperial | OEC1 | Geothermal | GEO | Geothermal | ST | 1.2 | RE | 1988
34691 | Ormat Nevada Inc | 50764 | Ormesa IE | CA | Imperial | OEC2 | Geothermal | GEO | Geothermal | ST | 1.2 | RE | 1988
34691 | Ormat Nevada Inc | 50764 | Ormesa IE | CA | Imperial | OEC3 | Geothermal | GEO | Geothermal | ST | 1.2 | RE | 1988
34691 | Ormat Nevada Inc | 50764 | Ormesa IE | CA | Imperial | OEC4 | Geothermal | GEO | Geothermal | ST | 1.2 | RE | 1988
34691 | Ormat Nevada Inc | 50764 | Ormesa IE | CA | Imperial | OEC5 | Geothermal | GEO | Geothermal | ST | 1.2 | RE | 1988
34691 | Ormat Nevada Inc | 50764 | Ormesa IE | CA | Imperial | OEC6 | Geothermal | GEO | Geothermal | ST | 1.2 | RE | 1988
34691 | Ormat Nevada Inc | 50764 | Ormesa IE | CA | Imperial | OEC7 | Geothermal | GEO | Geothermal | ST | 1.2 | RE | 1988
34691 | Ormat Nevada Inc | 50764 | Ormesa IE | CA | Imperial | OEC8 | Geothermal | GEO | Geothermal | ST | 1.2 | RE | 1988
34691 | Ormat Nevada Inc | 50764 | Ormesa IE | CA | Imperial | OEC9 | Geothermal | GEO | Geothermal | ST | 1.2 | RE | 1988
50131 | Enel Stillwater LLC | 50765 | Stillwater Facility | NV | Churchill | OE11 | Geothermal | GEO | Geothermal | BT | 1.5 | RE | 1989
50131 | Enel Stillwater LLC | 50765 | Stillwater Facility | NV | Churchill | OE12 | Geothermal | GEO | Geothermal | BT | 1.5 | RE | 1989
50131 | Enel Stillwater LLC | 50765 | Stillwater Facility | NV | Churchill | OE13 | Geothermal | GEO | Geothermal | BT | 1.5 | RE | 1989
50131 | Enel Stillwater LLC | 50765 | Stillwater Facility | NV | Churchill | OE14 | Geothermal | GEO | Geothermal | BT | 1.5 | RE | 1989
50131 | Enel Stillwater LLC | 50765 | Stillwater Facility | NV | Churchill | OE15 | Geothermal | GEO | Geothermal | BT | 1.5 | RE | 1989
50131 | Enel Stillwater LLC | 50765 | Stillwater Facility | NV | Churchill | OE16 | Geothermal | GEO | Geothermal | BT | 1.5 | RE | 1989
50131 | Enel Stillwater LLC | 50765 | Stillwater Facility | NV | Churchill | OE17 | Geothermal | GEO | Geothermal | BT | 1.5 | RE | 1989
50131 | Enel Stillwater LLC | 50765 | Stillwater Facility | NV | Churchill | OE21 | Geothermal | GEO | Geothermal | BT | 1.5 | RE | 1989
50131 | Enel Stillwater LLC | 50765 | Stillwater Facility | NV | Churchill | OE22 | Geothermal | GEO | Geothermal | BT | 1.5 | RE | 1989
50131 | Enel Stillwater LLC | 50765 | Stillwater Facility | NV | Churchill | OE23 | Geothermal | GEO | Geothermal | BT | 1.5 | RE | 1989
50131 | Enel Stillwater LLC | 50765 | Stillwater Facility | NV | Churchill | OE24 | Geothermal | GEO | Geothermal | BT | 1.5 | RE | 1989
50131 | Enel Stillwater LLC | 50765 | Stillwater Facility | NV | Churchill | OE25 | Geothermal | GEO | Geothermal | BT | 1.5 | RE | 1989
50131 | Enel Stillwater LLC | 50765 | Stillwater Facility | NV | Churchill | OE26 | Geothermal | GEO | Geothermal | BT | 1.5 | RE | 1989
50131 | Enel Stillwater LLC | 50765 | Stillwater Facility | NV | Churchill | OE27 | Geothermal | GEO | Geothermal | BT | 1.5 | RE | 1989
34691 | Ormat Nevada Inc | 50766 | Ormesa I | CA | Imperial | OE1 | Geothermal | GEO | Geothermal | ST | 1.2 | RE | 1986
34691 | Ormat Nevada Inc | 50766 | Ormesa I | CA | Imperial | OE10 | Geothermal | GEO | Geothermal | ST | 1.2 | RE | 1986
34691 | Ormat Nevada Inc | 50766 | Ormesa I | CA | Imperial | OE11 | Geothermal | GEO | Geothermal | ST | 1.2 | RE | 1989
34691 | Ormat Nevada Inc | 50766 | Ormesa I | CA | Imperial | OE12 | Geothermal | GEO | Geothermal | ST | 1.2 | RE | 2007
34691 | Ormat Nevada Inc | 50766 | Ormesa I | CA | Imperial | OE13 | Geothermal | GEO | Geothermal | ST | 1.2 | RE | 1986
34691 | Ormat Nevada Inc | 50766 | Ormesa I | CA | Imperial | OE14 | Geothermal | GEO | Geothermal | ST | 1.2 | RE | 1989
34691 | Ormat Nevada Inc | 50766 | Ormesa I | CA | Imperial | OE15 | Geothermal | GEO | Geothermal | ST | 1.2 | RE | 2007
34691 | Ormat Nevada Inc | 50766 | Ormesa I | CA | Imperial | OE16 | Geothermal | GEO | Geothermal | ST | 1.2 | RE | 1986
34691 | Ormat Nevada Inc | 50766 | Ormesa I | CA | Imperial | OE2 | Geothermal | GEO | Geothermal | ST | 1.2 | RE | 1986
34691 | Ormat Nevada Inc | 50766 | Ormesa I | CA | Imperial | OE21 | Geothermal | GEO | Geothermal | ST | 1.2 | RE | 1989
34691 | Ormat Nevada Inc | 50766 | Ormesa I | CA | Imperial | OE22 | Geothermal | GEO | Geothermal | ST | 1.2 | RE | 2007
34691 | Ormat Nevada Inc | 50766 | Ormesa I | CA | Imperial | OE23 | Geothermal | GEO | Geothermal | ST | 1.2 | RE | 1986
34691 | Ormat Nevada Inc | 50766 | Ormesa I | CA | Imperial | OE24 | Geothermal | GEO | Geothermal | ST | 1.2 | RE | 1986
34691 | Ormat Nevada Inc | 50766 | Ormesa I | CA | Imperial | OE25 | Geothermal | GEO | Geothermal | ST | 1.2 | RE | 1986
34691 | Ormat Nevada Inc | 50766 | Ormesa I | CA | Imperial | OE26 | Geothermal | GEO | Geothermal | ST | 1.2 | RE | 1986
34691 | Ormat Nevada Inc | 50766 | Ormesa I | CA | Imperial | OE27 | Geothermal | GEO | Geothermal | ST | 1.2 | RE | 1986
34691 | Ormat Nevada Inc | 50766 | Ormesa I | CA | Imperial | OE28 | Geothermal | GEO | Geothermal | ST | 1.2 | RE | 1986
34691 | Ormat Nevada Inc | 50766 | Ormesa I | CA | Imperial | OE3 | Geothermal | GEO | Geothermal | ST | 1.2 | RE | 1986
34691 | Ormat Nevada Inc | 50766 | Ormesa I | CA | Imperial | OE4 | Geothermal | GEO | Geothermal | ST | 1.2 | RE | 1986
34691 | Ormat Nevada Inc | 50766 | Ormesa I | CA | Imperial | OE5 | Geothermal | GEO | Geothermal | ST | 1.2 | RE | 1986
34691 | Ormat Nevada Inc | 50766 | Ormesa I | CA | Imperial | OE6 | Geothermal | GEO | Geothermal | ST | 1.2 | RE | 1986
34691 | Ormat Nevada Inc | 50766 | Ormesa I | CA | Imperial | OE7 | Geothermal | GEO | Geothermal | ST | 1.2 | RE | 1986
34691 | Ormat Nevada Inc | 50766 | Ormesa I | CA | Imperial | OE8 | Geothermal | GEO | Geothermal | ST | 1.2 | RE | 1986
34691 | Ormat Nevada Inc | 50766 | Ormesa I | CA | Imperial | OE9 | Geothermal | GEO | Geothermal | ST | 1.2 | RE | 1986
21148 | Zapco Energy Tactics Corp | 50782 | Taylor Energy Partners LP | PA | Lackawanna | AM1 | Landfill Gas | LFG | Biomass | IC | 1 | RE | 1987
21148 | Zapco Energy Tactics Corp | 50782 | Taylor Energy Partners LP | PA | Lackawanna | AM2 | Landfill Gas | LFG | Biomass | IC | 0.7 | RE | 1987
21148 | Zapco Energy Tactics Corp | 50782 | Taylor Energy Partners LP | PA | Lackawanna | AM3 | Landfill Gas | LFG | Biomass | IC | 0.7 | RE | 1987
21148 | Zapco Energy Tactics Corp | 50782 | Taylor Energy Partners LP | PA | Lackawanna | AM4 | Landfill Gas | LFG | Biomass | IC | 0.7 | RE | 1987
21148 | Zapco Energy Tactics Corp | 50788 | Lafayette Energy Partners LP | NJ | Sussex | HA1 | Landfill Gas | LFG | Biomass | IC | 0.6 | RE | 1990
21148 | Zapco Energy Tactics Corp | 50788 | Lafayette Energy Partners LP | NJ | Sussex | HA2 | Landfill Gas | LFG | Biomass | IC | 0.6 | RE | 1990
18155 | Westrock (LA) | 50810 | Westrock Hodge (LA) | LA | JACKSON | NO 4 | Wood/Wood Waste Biomass | BLQ | Biomass | ST | 3 | RE | 1938
18158 | RockTenn CP LLC Coshocton | 50811 | RockTenn Coshocton Mill | OH | COSHOCTON | GEN1 | Wood/Wood Waste Biomass | WDS | Biomass | ST | 16.5 | RE | 1981
59099 | New Dimension Energy Company, LLC | 50819 | ESI Project | CA | Alameda | GEN1 | Onshore Wind Turbine | WND | Wind | WT | 1.2 | RE | 1981
56545 | Pattern Operators LP | 50826 | Tres Vaqueros Wind Farms LLC | CA | Contra Costa | 1 | Onshore Wind Turbine | WND | Wind | WT | 28.3 | IP
56097 | Noranda Alumina LLC | 50846 | Noranda Alumina LLC | LA | St James | GT1 | Natural Gas Fired Combustion Turbine | NG | Natural Gas Peaker | GT | 16 | RE | 1969
56097 | Noranda Alumina LLC | 50846 | Noranda Alumina LLC | LA | St James | GT2 | Natural Gas Fired Combustion Turbine | NG | Natural Gas Peaker | GT | 16 | RE | 1969
20541 | Wheelabrator Environmental Systems | 50881 | Wheelabrator Shasta | CA | Shasta | GEN4 | Wood/Wood Waste Biomass | WDS | Biomass | ST | 7.8 | RE | 2000
20508 | MeadWestvaco Corp | 50900 | Covington Facility | VA | Covington City | GEN1 | Conventional Steam Coal | BIT | Hard Coal | ST | 10.5 | RE | 1939
20508 | MeadWestvaco Corp | 50900 | Covington Facility | VA | Covington City | GEN2 | Conventional Steam Coal | BIT | Hard Coal | ST | 10.5 | RE | 1946
20508 | MeadWestvaco Corp | 50900 | Covington Facility | VA | Covington City | GEN6 | Wood/Wood Waste Biomass | BLQ | Biomass | ST | 5.5 | RE | 1930
21964 | University of New Mexico | 50905 | Univ New Mexico Cogen Plant | NM | Bernalillo | 1 | Natural Gas Fired Combustion Turbine | NG | Natural Gas Peaker | GT | 2.5 | RE | 1989
21964 | University of New Mexico | 50906 | Ford Utilities Center | NM | BERNALILLO | 2 | Natural Gas Steam Turbine | NG | Natural Gas Peaker | ST | 1.5 | RE | 1984
49801 | Expera Specialty Solutions | 50933 | Rhinelander Mill | WI | Oneida | GEN3 | Natural Gas Steam Turbine | NG | Natural Gas Peaker | ST | 4 | RE | 1940
3179 | Caterpillar Inc | 50935 | Caterpillar | IN | Tippecanoe | 0101 | Petroleum Liquids | DFO | Petroleum | IC | 2 | RE | 2001
3179 | Caterpillar Inc | 50935 | Caterpillar | IN | Tippecanoe | 0102 | Petroleum Liquids | DFO | Petroleum | IC | 2 | RE | 2001
3179 | Caterpillar Inc | 50935 | Caterpillar | IN | Tippecanoe | 0103 | Petroleum Liquids | DFO | Petroleum | IC | 2 | RE | 2001
3179 | Caterpillar Inc | 50935 | Caterpillar | IN | Tippecanoe | 0104 | Petroleum Liquids | DFO | Petroleum | IC | 2 | RE | 2001
3179 | Caterpillar Inc | 50935 | Caterpillar | IN | Tippecanoe | 0105 | Petroleum Liquids | DFO | Petroleum | IC | 2 | RE | 2001
3179 | Caterpillar Inc | 50935 | Caterpillar | IN | Tippecanoe | 0106 | Petroleum Liquids | DFO | Petroleum | IC | 2 | RE | 2001
3179 | Caterpillar Inc | 50935 | Caterpillar | IN | Tippecanoe | 0107 | Petroleum Liquids | DFO | Petroleum | IC | 2 | RE | 2001
3179 | Caterpillar Inc | 50935 | Caterpillar | IN | Tippecanoe | 0108 | Petroleum Liquids | DFO | Petroleum | IC | 2 | RE | 2001
20854 | Winnebago County | 50936 | Winnebago County Landfill Gas | WI | Winnebago | EG6 | Landfill Gas | LFG | Biomass | IC | 1.4 | IP
20541 | Wheelabrator Environmental Systems | 50950 | Wheelabrator Martell | CA | Amador | GEN1 | Wood/Wood Waste Biomass | WDS | Biomass | ST | 23 | RE | 1985
2844 | Department of the Navy | 50963 | Naval Hospital Medical Center | CA | SAN DIEGO | 1TG | Natural Gas Fired Combustion Turbine | NG | Natural Gas Peaker | GT | 0.8 | RE | 1986
2844 | Department of the Navy | 50963 | Naval Hospital Medical Center | CA | SAN DIEGO | 2TG | Natural Gas Fired Combustion Turbine | NG | Natural Gas Peaker | GT | 0.8 | RE | 1986
2844 | Department of the Navy | 50963 | Naval Hospital Medical Center | CA | SAN DIEGO | 3TG | Natural Gas Fired Combustion Turbine | NG | Natural Gas Peaker | GT | 0.8 | RE | 1986
12981 | Motiva Enterprises LLC | 50973 | Motiva Enterprises Port Arthur Refinery | TX | Jefferson | GN26 | Natural Gas Fired Combined Cycle | NG | Natural Gas Nonpeaker | CS | 18.8 | RE | 1970
12981 | Motiva Enterprises LLC | 50973 | Motiva Enterprises Port Arthur Refinery | TX | Jefferson | GN27 | Natural Gas Fired Combined Cycle | NG | Natural Gas Nonpeaker | CA | 21.3 | RE | 1984
11637 | Marathon Electric Mfg Corp | 50990 | Marathon Electric | WI | Marathon | P3-5 | Petroleum Liquids | DFO | Petroleum | IC | 0.7 | RE | 1997
5347 | Dow Chemical Co | 52005 | Plaquemine Operations | LA | Iberville | GEN1 | Natural Gas Fired Combined Cycle | NG | Natural Gas Nonpeaker | CS | 53 | RE | 1969
5347 | Dow Chemical Co | 52005 | Plaquemine Operations | LA | Iberville | GEN2 | Natural Gas Fired Combined Cycle | NG | Natural Gas Nonpeaker | CS | 53 | RE | 1969
5347 | Dow Chemical Co | 52006 | LaO Energy Systems | LA | Iberville | GEN8 | Natural Gas Fired Combined Cycle | NG | Natural Gas Nonpeaker | CT | 125 | RE | 1983
19724 | Vanderbilt University | 52048 | Vanderbilt University Power Plant | TN | Davidson | GEN1 | Conventional Steam Coal | BIT | Hard Coal | ST | 6.5 | RE | 1988
19724 | Vanderbilt University | 52048 | Vanderbilt University Power Plant | TN | Davidson | GEN2 | Conventional Steam Coal | BIT | Hard Coal | ST | 4.5 | RE | 1989
60082 | ECOsponsible LLC | 52057 | Herkimer | NY | Herkimer | 05 | Conventional Hydroelectric | WAT | Hydro | HY | 0.4 | RE | 1987
57098 | Sandow Power Co LLC | 52071 | Sandow No 5 | TX | Milam | GEN1 | Conventional Steam Coal | LIG | Lignite | ST | 121 | RE | 1953
57098 | Sandow Power Co LLC | 52071 | Sandow No 5 | TX | Milam | GEN2 | Conventional Steam Coal | LIG | Lignite | ST | 121 | RE | 1954
57098 | Sandow Power Co LLC | 52071 | Sandow No 5 | TX | Milam | GEN3 | Conventional Steam Coal | LIG | Lignite | ST | 121 | RE | 1954
54713 | Chevron USA Inc | 52076 | McKittrick Cogen | CA | KERN | GEN1 | Natural Gas Fired Combustion Turbine | NG | Natural Gas Peaker | GT | 3.2 | RE | 1984
54713 | Chevron USA Inc | 52076 | McKittrick Cogen | CA | KERN | GEN2 | Natural Gas Fired Combustion Turbine | NG | Natural Gas Peaker | GT | 3.2 | RE | 1984
54713 | Chevron USA Inc | 52076 | McKittrick Cogen | CA | KERN | GEN3 | Natural Gas Fired Combustion Turbine | NG | Natural Gas Peaker | GT | 3.2 | RE | 1984
57151 | Celanese Acetate LLC | 52089 | Celanese Acetate LLC | VA | Giles | DEG1 | Petroleum Liquids | DFO | Petroleum | IC | 2.6 | RE | 1996
13484 | New York Methodist Hospital | 52091 | New York Methodist Hospital | NY | Kings | 3A | Natural Gas Internal Combustion Engine | NG | Natural Gas Peaker | IC | 0.9 | RE | 1991
13484 | New York Methodist Hospital | 52091 | New York Methodist Hospital | NY | Kings | 4C | Natural Gas Internal Combustion Engine | NG | Natural Gas Peaker | IC | 0.9 | RE | 1991
54713 | Chevron USA Inc | 52092 | Kern River Fee B Cogen | CA | Kern | GEN1 | Natural Gas Fired Combustion Turbine | NG | Natural Gas Peaker | GT | 3.7 | RE | 1987
54713 | Chevron USA Inc | 52094 | Kern River Fee A Cogen | CA | Kern | GEN1 | Natural Gas Fired Combustion Turbine | NG | Natural Gas Peaker | GT | 3.7 | RE | 1986
54713 | Chevron USA Inc | 52094 | Kern River Fee A Cogen | CA | Kern | GEN2 | Natural Gas Fired Combustion Turbine | NG | Natural Gas Peaker | GT | 3.7 | RE | 1986
54713 | Chevron USA Inc | 52095 | Kern River Fee C Cogen | CA | Kern | GEN1 | Natural Gas Fired Combustion Turbine | NG | Natural Gas Peaker | GT | 4.2 | RE | 1987
54713 | Chevron USA Inc | 52095 | Kern River Fee C Cogen | CA | Kern | GEN2 | Natural Gas Fired Combustion Turbine | NG | Natural Gas Peaker | GT | 3.7 | RE | 1987
49732 | Chevron Products Company-Richmond | 52105 | Richmond Refinery TG800 | CA | Contra Costa | GEN1 | Other Gases | OG | Biomass | ST | 4 | RE | 1936
49732 | Chevron Products Company-Richmond | 52105 | Richmond Refinery TG800 | CA | Contra Costa | GEN2 | Other Gases | OG | Biomass | ST | 4 | RE | 1936
49732 | Chevron Products Company-Richmond | 52105 | Richmond Refinery TG800 | CA | Contra Costa | GEN3 | Other Gases | OG | Biomass | ST | 4 | RE | 1936
49732 | Chevron Products Company-Richmond | 52105 | Richmond Refinery TG800 | CA | Contra Costa | GEN4 | Other Gases | OG | Biomass | ST | 9 | RE | 1950
49732 | Chevron Products Company-Richmond | 52109 | Richmond Cogen | CA | Contra Costa | GEN3 | Natural Gas Fired Combined Cycle | NG | Natural Gas Nonpeaker | CT | 43 | IP
59875 | Olin Blue Cube Operations | 52120 | Freeport Energy | TX | Brazoria | G-31 | Natural Gas Fired Combined Cycle | NG | Natural Gas Nonpeaker | CA | 50 | RE | 1952
59875 | Olin Blue Cube Operations | 52120 | Freeport Energy | TX | Brazoria | G-32 | Natural Gas Fired Combined Cycle | NG | Natural Gas Nonpeaker | CA | 50 | RE | 1952
59875 | Olin Blue Cube Operations | 52120 | Freeport Energy | TX | Brazoria | G-33 | Natural Gas Fired Combined Cycle | NG | Natural Gas Nonpeaker | CA | 49 | RE | 1953
59875 | Olin Blue Cube Operations | 52120 | Freeport Energy | TX | Brazoria | G-35 | Natural Gas Fired Combined Cycle | NG | Natural Gas Nonpeaker | CT | 119 | RE | 1983
59875 | Olin Blue Cube Operations | 52120 | Freeport Energy | TX | Brazoria | G-36 | Natural Gas Fired Combined Cycle | NG | Natural Gas Nonpeaker | CT | 119 | RE | 1983
59875 | Olin Blue Cube Operations | 52120 | Freeport Energy | TX | Brazoria | G-41 | Natural Gas Fired Combined Cycle | NG | Natural Gas Nonpeaker | CA | 50 | RE | 1958
59875 | Olin Blue Cube Operations | 52120 | Freeport Energy | TX | Brazoria | G-42 | Natural Gas Fired Combined Cycle | NG | Natural Gas Nonpeaker | CA | 50 | RE | 1959
59875 | Olin Blue Cube Operations | 52120 | Freeport Energy | TX | Brazoria | G-45 | Natural Gas Fired Combined Cycle | NG | Natural Gas Nonpeaker | CT | 119 | RE | 1983
59875 | Olin Blue Cube Operations | 52120 | Freeport Energy | TX | Brazoria | G-62 | Natural Gas Fired Combined Cycle | NG | Natural Gas Nonpeaker | CT | 94.5 | RE | 1982
56079 | Vanguard Natural Resources LLC | 52127 | Elk Basin Gasoline Plant | WY | Park | GEN3 | Other Gases | OG | Biomass | ST | 0.5 | RE | 1958
44466 | BP PLC | 52130 | Whiting Refinery | IN | LAKE | 15TG | Other Gases | OG | Biomass | ST | 5 | RE | 1928
44466 | BP PLC | 52130 | Whiting Refinery | IN | LAKE | 17TG | Other Gases | OG | Biomass | ST | 5 | RE | 1928
17566 | South Houston Green Power LLC | 52131 | Power Station 3 | TX | Galveston | 307A | Natural Gas Fired Combined Cycle | NG | Natural Gas Nonpeaker | CA | 22 | RE | 1964
17566 | South Houston Green Power LLC | 52131 | Power Station 3 | TX | Galveston | 307B | Natural Gas Fired Combined Cycle | NG | Natural Gas Nonpeaker | CA | 22 | RE | 1964
17566 | South Houston Green Power LLC | 52131 | Power Station 3 | TX | Galveston | 307C | Natural Gas Fired Combined Cycle | NG | Natural Gas Nonpeaker | CT | 15.6 | RE | 1964
17566 | South Houston Green Power LLC | 52131 | Power Station 3 | TX | Galveston | 307D | Natural Gas Fired Combined Cycle | NG | Natural Gas Nonpeaker | CA | 22 | RE | 1966
17566 | South Houston Green Power LLC | 52131 | Power Station 3 | TX | Galveston | 307E | Natural Gas Fired Combined Cycle | NG | Natural Gas Nonpeaker | CT | 15.6 | RE | 1966
17566 | South Houston Green Power LLC | 52131 | Power Station 3 | TX | Galveston | 307F | Natural Gas Fired Combined Cycle | NG | Natural Gas Nonpeaker | CT | 20.7 | RE | 1978
12303 | Merck & Co Inc-West Point | 52149 | West Point (PA) | PA | Montgomery | GEN1 | Natural Gas Steam Turbine | NG | Natural Gas Peaker | ST | 3 | RE | 1987
9348 | International Paper | 52152 | International Paper Franklin Mill | VA | Isle of Wight | GEN1 | Wood/Wood Waste Biomass | BLQ | Biomass | ST | 5 | RE | 1937
9348 | International Paper | 52152 | International Paper Franklin Mill | VA | Isle of Wight | GEN2 | Wood/Wood Waste Biomass | BLQ | Biomass | ST | 3.7 | RE | 1937
9348 | International Paper | 52152 | International Paper Franklin Mill | VA | Isle of Wight | GEN3 | Wood/Wood Waste Biomass | BLQ | Biomass | ST | 2.5 | RE | 1942
9348 | International Paper | 52152 | International Paper Franklin Mill | VA | Isle of Wight | GEN6 | Wood/Wood Waste Biomass | BLQ | Biomass | ST | 9.3 | RE | 1950
9348 | International Paper | 52152 | International Paper Franklin Mill | VA | Isle of Wight | GEN7 | Wood/Wood Waste Biomass | BLQ | Biomass | ST | 15.6 | RE | 1958
9348 | International Paper | 52152 | International Paper Franklin Mill | VA | Isle of Wight | GEN8 | Wood/Wood Waste Biomass | BLQ | Biomass | ST | 27.5 | RE | 1970
24210 | Riverbay Corp | 52168 | Riverbay | NY | Bronx | GEN1 | Petroleum Liquids | RFO | Petroleum | ST | 6 | RE | 1969
4202 | Phillips 66-Ponca City Refinery | 52188 | Ponca City Refinery | OK | Kay | G1 | Other Gases | OG | Biomass | ST | 4 | RE | 1947
4202 | Phillips 66-Ponca City Refinery | 52188 | Ponca City Refinery | OK | Kay | G2 | Other Gases | OG | Biomass | ST | 4 | RE | 1947
4202 | Phillips 66-Ponca City Refinery | 52188 | Ponca City Refinery | OK | Kay | G3 | Natural Gas Steam Turbine | NG | Natural Gas Peaker | ST | 10 | RE | 1954
56605 | Delaware City Refining Company LLC | 52193 | Delaware City Plant | DE | New Castle | FGTG | Natural Gas Fired Combustion Turbine | NG | Natural Gas Peaker | GT | 1.2 | RE | 1980
54842 | WM Renewable Energy LLC | 54033 | Wheelabrator North Broward | FL | Broward | GEN1 | Municipal Solid Waste | MSW | Municipal Solid Waste | ST | 67.6 | RE | 1991
2518 | U S Bureau of Reclamation | 54050 | Glines Hydroelectric Project | WA | Clallam | GEN1 | Conventional Hydroelectric | WAT | Hydro | HY | 16.3 | RE | 1927
2518 | U S Bureau of Reclamation | 54051 | Elwha Hydroelectric Project | WA | Clallam | GEN1 | Conventional Hydroelectric | WAT | Hydro | HY | 3 | RE | 1914
2518 | U S Bureau of Reclamation | 54051 | Elwha Hydroelectric Project | WA | Clallam | GEN2 | Conventional Hydroelectric | WAT | Hydro | HY | 3 | RE | 1914
2518 | U S Bureau of Reclamation | 54051 | Elwha Hydroelectric Project | WA | Clallam | GEN3 | Conventional Hydroelectric | WAT | Hydro | HY | 3.3 | RE | 1922
2518 | U S Bureau of Reclamation | 54051 | Elwha Hydroelectric Project | WA | Clallam | GEN4 | Conventional Hydroelectric | WAT | Hydro | HY | 3.3 | RE | 1922
5033 | Domtar Industries Inc | 54103 | Port Edwards Mill | WI | Wood | GEN4 | Petroleum Liquids | RFO | Petroleum | ST | 1.9 | RE | 1930
5033 | Domtar Industries Inc | 54103 | Port Edwards Mill | WI | Wood | GEN7 | Petroleum Liquids | RFO | Petroleum | ST | 5 | RE | 1962
10349 | KIAC Partners | 54114 | Kennedy International Airport Cogen | NY | Queens | CT-3 | Natural Gas Fired Combustion Turbine | NG | Natural Gas Peaker | GT | 50 | IP
9434 | Iowa State University | 54201 | Iowa State University | IA | Story | 1 | Conventional Steam Coal | BIT | Hard Coal | ST | 3 | RE | 1949
2053 | Bowater Newport Coosa Pines Op | 54216 | U S Alliance Coosa Pines | AL | Talladega | AOW1 | Conventional Steam Coal | BIT | Hard Coal | ST | 5 | RE | 1942
2053 | Bowater Newport Coosa Pines Op | 54216 | U S Alliance Coosa Pines | AL | Talladega | AOW2 | Conventional Steam Coal | BIT | Hard Coal | ST | 5 | RE | 1942
2053 | Bowater Newport Coosa Pines Op | 54216 | U S Alliance Coosa Pines | AL | Talladega | AOW3 | Conventional Steam Coal | BIT | Hard Coal | ST | 5 | RE | 1942
2053 | Bowater Newport Coosa Pines Op | 54216 | U S Alliance Coosa Pines | AL | Talladega | AOW4 | Conventional Steam Coal | BIT | Hard Coal | ST | 5 | RE | 1942
2053 | Bowater Newport Coosa Pines Op | 54216 | U S Alliance Coosa Pines | AL | Talladega | AOW5 | Conventional Steam Coal | BIT | Hard Coal | ST | 5 | RE | 1942
29925 | Enterprise Products Optg LP | 54221 | Blanco Compressor Station | NM | San Juan | 1 | Natural Gas Steam Turbine | NG | Natural Gas Peaker | ST | 1.5 | RE | 1956
29925 | Enterprise Products Optg LP | 54221 | Blanco Compressor Station | NM | San Juan | 2 | Natural Gas Steam Turbine | NG | Natural Gas Peaker | ST | 1.5 | RE | 1956
7209 | The Gillette Company | 54225 | Gillette SBMC | MA | Suffolk | TG1 | Natural Gas Steam Turbine | NG | Natural Gas Peaker | ST | 7.1 | IP
5989 | Erving Paper Mills Inc | 54228 | Erving Paper Mills | MA | Franklin | 1 | Petroleum Liquids | RFO | Petroleum | ST | 2.5 | RE | 1988
14928 | Pfizer Inc | 54236 | Pfizer Groton Plant | CT | New London | TG 1 | Natural Gas Steam Turbine | NG | Natural Gas Peaker | ST | 2.5 | RE | 1948
14928 | Pfizer Inc | 54236 | Pfizer Groton Plant | CT | New London | TG 2 | Natural Gas Steam Turbine | NG | Natural Gas Peaker | ST | 2.5 | RE | 1948
11233 | Louisiana Tech University | 54240 | Louisiana Tech University Power Plant | LA | LINCOLN | TG1 | Natural Gas Steam Turbine | NG | Natural Gas Peaker | ST | 2.5 | RE | 1963
11233 | Louisiana Tech University | 54240 | Louisiana Tech University Power Plant | LA | LINCOLN | TG2 | Natural Gas Steam Turbine | NG | Natural Gas Peaker | ST | 5 | RE | 1983
27075 | San Diego County Water Auth | 54242 | Alvarado Hydro Facility | CA | San Diego | AHF | Conventional Hydroelectric | WAT | Hydro | HY | 2.1 | RE | 1985
11459 | March Point Cogeneration Co | 54268 | March Point Cogeneration | WA | Skagit | STG1 | Natural Gas Fired Combined Cycle | NG | Natural Gas Nonpeaker | CA | 27 | RE | 1993
19541 | University of North Carolina | 54276 | Univ of NC Chapel Hill Cogen Facility | NC | Orange | TG4 | Conventional Steam Coal | BIT | Hard Coal | ST | 24 | IP
30067 | Rolls Royce Corp | 54286 | Rolls Royce | IN | Marion | 63F5 | Natural Gas Fired Combustion Turbine | NG | Natural Gas Peaker | GT | 2.5 | RE | 1963
30067 | Rolls Royce Corp | 54286 | Rolls Royce | IN | Marion | RIOT | Natural Gas Fired Combustion Turbine | NG | Natural Gas Peaker | GT | 4 | RE | 1999
30067 | Rolls Royce Corp | 54286 | Rolls Royce | IN | Marion | RO9T | Natural Gas Fired Combustion Turbine | NG | Natural Gas Peaker | GT | 4 | RE | 1999
18981 | Thomson Corp | 54294 | West Group Data Center | MN | Dakota | 2178 | Petroleum Liquids | DFO | Petroleum | IC | 1.5 | RE | 1990
18981 | Thomson Corp | 54294 | West Group Data Center | MN | Dakota | 2179 | Petroleum Liquids | DFO | Petroleum | IC | 1.5 | RE | 1990
18981 | Thomson Corp | 54294 | West Group Data Center | MN | Dakota | 2180 | Petroleum Liquids | DFO | Petroleum | IC | 2 | RE | 1990
11556 | Brookfield Energy Marketing LP | 54298 | Coram Energy LLC (ECT) | CA | Kern | SX1S | Onshore Wind Turbine | WND | Wind | WT | 3.3 | RE | 1985
11556 | Brookfield Energy Marketing LP | 54299 | Coram Energy LLC | CA | Kern | SX15 | Onshore Wind Turbine | WND | Wind | WT | 1.4 | RE | 1985
772 | Archer Daniels Midland Co | 54310 | Galesburg | IL | Knox | GEN1 | Natural Gas Internal Combustion Engine | NG | Natural Gas Peaker | IC | 1 | RE | 1992
772 | Archer Daniels Midland Co | 54310 | Galesburg | IL | Knox | GEN2 | Natural Gas Internal Combustion Engine | NG | Natural Gas Peaker | IC | 1 | RE | 1992
772 | Archer Daniels Midland Co | 54310 | Galesburg | IL | Knox | GEN3 | Natural Gas Internal Combustion Engine | NG | Natural Gas Peaker | IC | 1 | RE | 1992
772 | Archer Daniels Midland Co | 54311 | Archer Daniels Midland Little Rock | AR | Pulaski | GEN1 | Natural Gas Internal Combustion Engine | NG | Natural Gas Peaker | IC | 1 | RE | 1993
772 | Archer Daniels Midland Co | 54311 | Archer Daniels Midland Little Rock | AR | Pulaski | GEN2 | Natural Gas Internal Combustion Engine | NG | Natural Gas Peaker | IC | 1 | RE | 1993
772 | Archer Daniels Midland Co | 54311 | Archer Daniels Midland Little Rock | AR | Pulaski | GEN3 | Natural Gas Internal Combustion Engine | NG | Natural Gas Peaker | IC | 1 | RE | 1993
772 | Archer Daniels Midland Co | 54311 | Archer Daniels Midland Little Rock | AR | Pulaski | GEN4 | Natural Gas Internal Combustion Engine | NG | Natural Gas Peaker | IC | 1 | RE | 1993
772 | Archer Daniels Midland Co | 54312 | Archer Daniels Midland Taylorville | IL | Christian | GEN1 | Natural Gas Fired Combustion Turbine | NG | Natural Gas Peaker | GT | 4.6 | RE | 1994
56773 | Toyon Landfill Gas Conversion, LLC | 54327 | Toyon Power Station | CA | Los Angeles | TOY1 | Landfill Gas | LFG | Biomass | IC | 1.8 | RE | 1986
56773 | Toyon Landfill Gas Conversion, LLC | 54327 | Toyon Power Station | CA | Los Angeles | TOY2 | Landfill Gas | LFG | Biomass | IC | 1.8 | RE | 1986
56773 | Toyon Landfill Gas Conversion, LLC | 54327 | Toyon Power Station | CA | Los Angeles | TOY3 | Landfill Gas | LFG | Biomass | IC | 1.8 | RE | 1986
12986 | Morton Salt Inc | 54335 | Morton Salt Rittman | OH | Wayne | GEN1 | Conventional Steam Coal | BIT | Hard Coal | ST | 1.5 | RE | 1978
18912 | Thunder Bay Power Co LLC | 54341 | Four Mile Hydropower Project | MI | Alpena | 5 | Conventional Hydroelectric | WAT | Hydro | HY | 0.1 | IP
18912 | Thunder Bay Power Co LLC | 54342 | Ninth Street Hydropower Project | MI | Alpena | 4 | Conventional Hydroelectric | WAT | Hydro | HY | 0.4 | IP
60194 | Fuyao Glass Illinois, Inc | 54360 | PPG Industries Works 14 | IL | MACON | 1200 | Petroleum Liquids | DFO | Petroleum | IC | 1.2 | RE | 1999
50081 | AE Operations LLC | 54373 | Southbridge Energy Center LLC | MA | Worcester | AO1 | Natural Gas Steam Turbine | NG | Natural Gas Peaker | ST | 5 | RE | 1946
50081 | AE Operations LLC | 54373 | Southbridge Energy Center LLC | MA | Worcester | AO2 | Natural Gas Steam Turbine | NG | Natural Gas Peaker | ST | 3 | RE | 1938
50081 | AE Operations LLC | 54373 | Southbridge Energy Center LLC | MA | Worcester | ENG1 | Natural Gas Internal Combustion Engine | NG | Natural Gas Peaker | IC | 1.3 | RE | 2001
50081 | AE Operations LLC | 54373 | Southbridge Energy Center LLC | MA | Worcester | ENG2 | Natural Gas Internal Combustion Engine | NG | Natural Gas Peaker | IC | 1.3 | RE | 2001
50081 | AE Operations LLC | 54373 | Southbridge Energy Center LLC | MA | Worcester | ENG3 | Natural Gas Internal Combustion Engine | NG | Natural Gas Peaker | IC | 1.3 | RE | 2001
50081 | AE Operations LLC | 54373 | Southbridge Energy Center LLC | MA | Worcester | ENG4 | Natural Gas Internal Combustion Engine | NG | Natural Gas Peaker | IC | 1.3 | RE | 2001
50081 | AE Operations LLC | 54373 | Southbridge Energy Center LLC | MA | Worcester | ENG5 | Natural Gas Internal Combustion Engine | NG | Natural Gas Peaker | IC | 1.3 | RE | 2001
24205 | Sinclair Oil Corp | 54374 | Sinclair Oil Refinery | WY | Carbon | 2002 | Natural Gas Internal Combustion Engine | NG | Natural Gas Peaker | IC | 1.3 | RE | 2012
24205 | Sinclair Oil Corp | 54374 | Sinclair Oil Refinery | WY | Carbon | NO1 | Natural Gas Steam Turbine | NG | Natural Gas Peaker | ST | 0.4 | RE | 1925
794 | Apollo Energy Corp | 54390 | Kamaoa Wind Farm | HI | Hawaii | GEN1 | Onshore Wind Turbine | WND | Wind | WT | 9.2 | RE | 1987
54842 | WM Renewable Energy LLC | 54392 | BJ Gas Recovery | GA | Gwinnett | GEN2 | Landfill Gas | LFG | Biomass | IC | 0.8 | RE | 1993
18028 | State of Wisconsin | 54406 | Capitol Heat and Power | WI | Dane | 1 | Natural Gas Steam Turbine | NG | Natural Gas Peaker | ST | 1.5 | RE | 1963
18028 | State of Wisconsin | 54406 | Capitol Heat and Power | WI | Dane | 2 | Natural Gas Steam Turbine | NG | Natural Gas Peaker | ST | 1.5 | RE | 1964
18028 | State of Wisconsin | 54408 | UW Madison Charter Street Plant | WI | DANE | 2 | Wood/Wood Waste Biomass | WDS | Biomass | ST | 22 | IP
4732 | Western Power & Steam Inc | 54410 | Western Power & Steam Inc | CA | Kern | STG | Natural Gas Fired Combined Cycle | NG | Natural Gas Nonpeaker | CA | 8.3 | RE | 1990
9765 | John Deere Dubuque Works | 54414 | John Deere Dubuque Works | IA | Dubuque | GEN2 | Conventional Steam Coal | BIT | Hard Coal | ST | 3.5 | RE | 1949
9765 | John Deere Dubuque Works | 54414 | John Deere Dubuque Works | IA | Dubuque | GEN3 | Conventional Steam Coal | BIT | Hard Coal | ST | 3 | RE | 1989
9765 | John Deere Dubuque Works | 54414 | John Deere Dubuque Works | IA | Dubuque | GEN4 | Conventional Steam Coal | BIT | Hard Coal | ST | 7.5 | RE | 1964
19553 | Unisea Inc | 54422 | Unisea G 2 | AK | Aleutians West | CAT1 | Petroleum Liquids | DFO | Petroleum | IC | 0.8 | RE | 1979
19553 | Unisea Inc | 54422 | Unisea G 2 | AK | Aleutians West | CAT2 | Petroleum Liquids | DFO | Petroleum | IC | 0.9 | RE | 1973
9686 | RockTenn-Jackson Fenandina | 54430 | Jackson Mill | FL | Duval | GEN1 | Natural Gas Steam Turbine | NG | Natural Gas Peaker | ST | 43.5 | RE | 1983
179 | Agrium US Inc | 54452 | Agrium Kenai Nitrogen Operations | AK | Kenai Peninsula | 644A | Natural Gas Internal Combustion Engine | NG | Natural Gas Peaker | IC | 1.3 | RE | 1968
179 | Agrium US Inc | 54452 | Agrium Kenai Nitrogen Operations | AK | Kenai Peninsula | 644B | Natural Gas Internal Combustion Engine | NG | Natural Gas Peaker | IC | 1.3 | RE | 1968
179 | Agrium US Inc | 54452 | Agrium Kenai Nitrogen Operations | AK | Kenai Peninsula | 644C | Natural Gas Internal Combustion Engine | NG | Natural Gas Peaker | IC | 1.3 | RE | 1968
179 | Agrium US Inc | 54452 | Agrium Kenai Nitrogen Operations | AK | Kenai Peninsula | 644D | Natural Gas Internal Combustion Engine | NG | Natural Gas Peaker | IC | 1.3 | RE | 1968
179 | Agrium US Inc | 54452 | Agrium Kenai Nitrogen Operations | AK | Kenai Peninsula | 644E | Natural Gas Internal Combustion Engine | NG | Natural Gas Peaker | IC | 1.3 | RE | 1968
179 | Agrium US Inc | 54452 | Agrium Kenai Nitrogen Operations | AK | Kenai Peninsula | 644F | Natural Gas Internal Combustion Engine | NG | Natural Gas Peaker | IC | 1.3 | RE | 1968
179 | Agrium US Inc | 54452 | Agrium Kenai Nitrogen Operations | AK | Kenai Peninsula | 644G | Natural Gas Internal Combustion Engine | NG | Natural Gas Peaker | IC | 1.3 | RE | 1968
49963 | FPL Energy Operating Services, Inc. | 54454 | San Gorgonio Windplant WPP1993 | CA | Riverside | GEN3 | Onshore Wind Turbine | WND | Wind | WT | 34.5 | RE | 1994
56108 | Targa Pipeline Mid-Continent WestTex LLC | 54459 | Midkiff Plant | TX | Reagan | 1 | Natural Gas Internal Combustion Engine | NG | Natural Gas Peaker | IC | 1.2 | RE | 1990
56108 | Targa Pipeline Mid-Continent WestTex LLC | 54459 | Midkiff Plant | TX | Reagan | 2 | Natural Gas Internal Combustion Engine | NG | Natural Gas Peaker | IC | 1.2 | RE | 1990
56108 | Targa Pipeline Mid-Continent WestTex LLC | 54459 | Midkiff Plant | TX | Reagan | 3 | Natural Gas Internal Combustion Engine | NG | Natural Gas Peaker | IC | 1.2 | RE | 1990
6564 | Formosa Plastics Corp | 54518 | Formosa Plastics | LA | East Baton Rouge | GT1 | Natural Gas Fired Combustion Turbine | NG | Natural Gas Peaker | GT | 38.2 | RE | 1985
6831 | Ft Worth City of | 54520 | Village Creek Water Reclamation Facility | TX | Tarrant | 3 | Other Waste Biomass | OBG | Biomass | IC | 1.1 | RE | 1978
11169 | Longview Fibre Co | 54562 | Longview Fibre | WA | Cowlitz | 2 | Wood/Wood Waste Biomass | BLQ | Biomass | ST | 2.5 | RE | 1936
11169 | Longview Fibre Co | 54562 | Longview Fibre | WA | Cowlitz | 3 | Wood/Wood Waste Biomass | BLQ | Biomass | ST | 3.5 | RE | 1941
11169 | Longview Fibre Co | 54562 | Longview Fibre | WA | Cowlitz | 5 | Wood/Wood Waste Biomass | BLQ | Biomass | ST | 6 | RE | 1950
11169 | Longview Fibre Co | 54562 | Longview Fibre | WA | Cowlitz | 8 | Natural Gas Fired Combustion Turbine | NG | Natural Gas Peaker | GT | 68 | RE | 1995
21116 | YKK USA Inc | 54566 | YKK USA Chestney | GA | BIBB | GEN1 | Petroleum Liquids | DFO | Petroleum | IC | 1.6 | RE | 1993
21116 | YKK USA Inc | 54566 | YKK USA Chestney | GA | BIBB | GEN2 | Petroleum Liquids | DFO | Petroleum | IC | 1.7 | RE | 1994
21116 | YKK USA Inc | 54566 | YKK USA Chestney | GA | BIBB | GEN3 | Petroleum Liquids | DFO | Petroleum | IC | 1.7 | RE | 1995
21116 | YKK USA Inc | 54566 | YKK USA Chestney | GA | BIBB | PPD1 | Petroleum Liquids | DFO | Petroleum | IC | 0.4 | RE | 1992
21116 | YKK USA Inc | 54566 | YKK USA Chestney | GA | BIBB | PPD2 | Petroleum Liquids | DFO | Petroleum | IC | 0.4 | RE | 1992
13943 | Ocean County Utilities Auth | 54569 | Bayville Central Facility | NJ | Ocean | SBG1 | Petroleum Liquids | DFO | Petroleum | IC | 0.6 | RE | 1988
56171 | Bicent Power | 54586 | Tanner Street Generation | MA | Middlesex | V643 | Natural Gas Fired Combined Cycle | NG | Natural Gas Nonpeaker | CT | 65.5 | RE | 1992
49969 | Lincoln Paper and Tissue, LLC | 54587 | Lincoln Paper & Tissue | ME | Penobscot | GE | Wood/Wood Waste Biomass | BLQ | Biomass | ST | 2.5 | RE | 1951
49969 | Lincoln Paper and Tissue, LLC | 54587 | Lincoln Paper & Tissue | ME | Penobscot | TG-3 | Wood/Wood Waste Biomass | WDS | Biomass | ST | 13.5 | RE | 2007
49969 | Lincoln Paper and Tissue, LLC | 54587 | Lincoln Paper & Tissue | ME | Penobscot | WEST | Wood/Wood Waste Biomass | BLQ | Biomass | ST | 4 | RE | 1957
12411 | Miami Dade Water & Sewer Dept | 54623 | Central District Wastewater Treat Plant | FL | Miami Dade | 1 | Other Waste Biomass | OBG | Biomass | IC | 1.2 | RE | 1989
12411 | Miami Dade Water & Sewer Dept | 54623 | Central District Wastewater Treat Plant | FL | Miami Dade | 2 | Other Waste Biomass | OBG | Biomass | IC | 1.2 | RE | 1989
12411 | Miami Dade Water & Sewer Dept | 54623 | Central District Wastewater Treat Plant | FL | Miami Dade | 3 | Other Waste Biomass | OBG | Biomass | IC | 1.2 | RE | 1989
12411 | Miami Dade Water & Sewer Dept | 54623 | Central District Wastewater Treat Plant | FL | Miami Dade | 4 | Other Waste Biomass | OBG | Biomass | IC | 1.2 | RE | 1989
12411 | Miami Dade Water & Sewer Dept | 54624 | South District Wastewater Treatment Plt | FL | Miami Dade | 1 | All Other | OTH | Other | OT | 0.9 | RE | 1991
12411 | Miami Dade Water & Sewer Dept | 54624 | South District Wastewater Treatment Plt | FL | Miami Dade | 2 | All Other | OTH | Other | OT | 0.9 | RE | 1991
12411 | Miami Dade Water & Sewer Dept | 54624 | South District Wastewater Treatment Plt | FL | Miami Dade | 3 | All Other | OTH | Other | OT | 0.9 | RE | 1991
58945 | EthosEnergy Power Plant Services | 54658 | Quantum Auburndale Power LP | FL | Polk | CT | Natural Gas Fired Combined Cycle | NG | Natural Gas Nonpeaker | CT | 121.5 | RE | 1994
58945 | EthosEnergy Power Plant Services | 54658 | Quantum Auburndale Power LP | FL | Polk | ST | Natural Gas Fired Combined Cycle | NG | Natural Gas Nonpeaker | CA | 52 | RE | 1994
3670 | FreePort-McMoRan-Corp-Chino Mines | 54667 | Chino Mines | NM | Grant | 4 | Natural Gas Steam Turbine | NG | Natural Gas Peaker | ST | 7.5 | RE | 1930
3670 | FreePort-McMoRan-Corp-Chino Mines | 54667 | Chino Mines | NM | Grant | 5 | Natural Gas Steam Turbine | NG | Natural Gas Peaker | ST | 10 | RE | 1950
3670 | FreePort-McMoRan-Corp-Chino Mines | 54667 | Chino Mines | NM | Grant | 8 | Natural Gas Steam Turbine | NG | Natural Gas Peaker | ST | 30 | RE | 1973
17664 | Spartanburg Commissioners PW | 54675 | Spartanburg Water System | SC | SPARTANBURG | DI1 | Petroleum Liquids | DFO | Petroleum | IC | 1.6 | RE | 1998
57170 | EDF Renewable Asset Holdings, Inc. | 54687 | Difwind Farms Ltd VIII | CA | Kern | EXIS | Onshore Wind Turbine | WND | Wind | WT | 15 | RE | 1987
56516 | Morris Energy Operations Company, LLC | 54693 | York Generation Company LLC | PA | York | GT#3 | Natural Gas Fired Combined Cycle | NG | Natural Gas Nonpeaker | CT | 8.3 | RE | 1989
56516 | Morris Energy Operations Company, LLC | 54693 | York Generation Company LLC | PA | York | GT#4 | Natural Gas Fired Combined Cycle | NG | Natural Gas Nonpeaker | CT | 8.3 | RE | 1989
54842 | WM Renewable Energy LLC | 54700 | Metro Methane Recovery Facility | IA | Polk | GEN9 | Landfill Gas | LFG | Biomass | IC | 1.6 | IP
361 | Industrial Energy Applications Inc | 54713 | Alliant SBD 8603 Donnelley | IA | Story | 1233 | Petroleum Liquids | DFO | Petroleum | IC | 1 | RE | 1996
34691 | Ormat Nevada Inc | 54724 | Ormesa II | CA | Imperial | OE10 | Geothermal | GEO | Geothermal | ST | 1.2 | RE | 1987
34691 | Ormat Nevada Inc | 54724 | Ormesa II | CA | Imperial | OE11 | Geothermal | GEO | Geothermal | ST | 1.2 | RE | 1987
34691 | Ormat Nevada Inc | 54724 | Ormesa II | CA | Imperial | OE12 | Geothermal | GEO | Geothermal | ST | 1.2 | RE | 1987
34691 | Ormat Nevada Inc | 54724 | Ormesa II | CA | Imperial | OE13 | Geothermal | GEO | Geothermal | ST | 1.2 | RE | 1987
34691 | Ormat Nevada Inc | 54724 | Ormesa II | CA | Imperial | OE21 | Geothermal | GEO | Geothermal | ST | 1.2 | RE | 1987
34691 | Ormat Nevada Inc | 54724 | Ormesa II | CA | Imperial | OE22 | Geothermal | GEO | Geothermal | ST | 1.2 | RE | 1987
34691 | Ormat Nevada Inc | 54724 | Ormesa II | CA | Imperial | OE23 | Geothermal | GEO | Geothermal | ST | 1.2 | RE | 1987
34691 | Ormat Nevada Inc | 54724 | Ormesa II | CA | Imperial | OE24 | Geothermal | GEO | Geothermal | ST | 1.2 | RE | 1987
34691 | Ormat Nevada Inc | 54724 | Ormesa II | CA | Imperial | OE25 | Geothermal | GEO | Geothermal | ST | 1.2 | RE | 1987
34691 | Ormat Nevada Inc | 54724 | Ormesa II | CA | Imperial | OE26 | Geothermal | GEO | Geothermal | ST | 1.2 | RE | 1987
34691 | Ormat Nevada Inc | 54724 | Ormesa II | CA | Imperial | OE27 | Geothermal | GEO | Geothermal | ST | 1.2 | RE | 1987
34691 | Ormat Nevada Inc | 54724 | Ormesa II | CA | Imperial | OEC1 | Geothermal | GEO | Geothermal | ST | 1.2 | RE | 1987
34691 | Ormat Nevada Inc | 54724 | Ormesa II | CA | Imperial | OEC2 | Geothermal | GEO | Geothermal | ST | 1.2 | RE | 1987
34691 | Ormat Nevada Inc | 54724 | Ormesa II | CA | Imperial | OEC3 | Geothermal | GEO | Geothermal | ST | 1.2 | RE | 1987
34691 | Ormat Nevada Inc | 54724 | Ormesa II | CA | Imperial | OEC4 | Geothermal | GEO | Geothermal | ST | 1.2 | RE | 1987
34691 | Ormat Nevada Inc | 54724 | Ormesa II | CA | Imperial | OEC5 | Geothermal | GEO | Geothermal | ST | 1.2 | RE | 1987
34691 | Ormat Nevada Inc | 54724 | Ormesa II | CA | Imperial | OEC6 | Geothermal | GEO | Geothermal | ST | 1.2 | RE | 1987
34691 | Ormat Nevada Inc | 54724 | Ormesa II | CA | Imperial | OEC7 | Geothermal | GEO | Geothermal | ST | 1.2 | RE | 1987
34691 | Ormat Nevada Inc | 54724 | Ormesa II | CA | Imperial | OEC8 | Geothermal | GEO | Geothermal | ST | 1.2 | RE | 1987
34691 | Ormat Nevada Inc | 54724 | Ormesa II | CA | Imperial | OEC9 | Geothermal | GEO | Geothermal | ST | 1.2 | RE | 1987
19102 | Transcontinental Gas PL Corp | 54743 | District 100 Transco Gas Pipe Line | AL | Chilton | 001 | All Other | WH | Other | ST | 0.8 | RE | 1951
19102 | Transcontinental Gas PL Corp | 54743 | District 100 Transco Gas Pipe Line | AL | Chilton | 002 | All Other | WH | Other | ST | 0.8 | RE | 1951
59976 | WestRock Mill Company, LLC | 54763 | Rock-Tenn Mill | AL | Marengo | 3TG | Wood/Wood Waste Biomass | BLQ | Biomass | ST | 19 | RE | 2003
59976 | WestRock Mill Company, LLC | 54763 | Rock-Tenn Mill | AL | Marengo | ITG | Wood/Wood Waste Biomass | BLQ | Biomass | ST | 10 | RE | 1957
14030 | Oklahoma State University | 54779 | Oklahoma State University | OK | Payne | GEN3 | Natural Gas Steam Turbine | NG | Natural Gas Peaker | ST | 1.5 | RE | 1950
19528 | University of Illinois | 54780 | University of Illinois Abbott Power Plt | IL | Champaign | T5 | Natural Gas Steam Turbine | NG | Natural Gas Peaker | ST | 3 | RE | 1955
17283 | Seneca Energy II | 54782 | Seneca Energy | NY | Seneca | GE19 | Landfill Gas | LFG | Biomass | IC | 1.6 | IP
17283 | Seneca Energy II | 54782 | Seneca Energy | NY | Seneca | GE20 | Landfill Gas | LFG | Biomass | IC | 1.6 | IP
17283 | Seneca Energy II | 54782 | Seneca Energy | NY | Seneca | GE21 | Landfill Gas | LFG | Biomass | IC | 1.6 | IP
17283 | Seneca Energy II | 54782 | Seneca Energy | NY | Seneca | GE22 | Landfill Gas | LFG | Biomass | IC | 1.6 | IP
5277 | American Sugar Refining, Inc. | 54795 | Domino Sugar Baltimore | MD | Baltimore City | GEN3 | Natural Gas Steam Turbine | NG | Natural Gas Peaker | ST | 2.5 | RE | 1959
16578 | Saint Agnes Medical Center | 54800 | Saint Agnes Medical Center | CA | Fresno | 9930 | Natural Gas Internal Combustion Engine | NG | Natural Gas Peaker | IC | 0.7 | RE | 1983
19272 | Doyon Utilities - Fort Greely | 54834 | Fort Greely Power Plant | AK | SOUTHEAST FAIRBANKS | EN-1 | Petroleum Liquids | DFO | Petroleum | IC | 1 | RE | 1954
19272 | Doyon Utilities - Fort Greely | 54834 | Fort Greely Power Plant | AK | SOUTHEAST FAIRBANKS | EN-2 | Petroleum Liquids | DFO | Petroleum | IC | 1 | RE | 1954
19272 | Doyon Utilities - Fort Greely | 54834 | Fort Greely Power Plant | AK | SOUTHEAST FAIRBANKS | EN-3 | Petroleum Liquids | DFO | Petroleum | IC | 1 | RE | 1954
56817 | Outagamie Clean Energy Project LLC | 54842 | Outagamie County Co-Generation Facility | WI | Outagamie | GEN1 | Landfill Gas | LFG | Biomass | IC | 0.8 | RE | 1991
56817 | Outagamie Clean Energy Project LLC | 54842 | Outagamie County Co-Generation Facility | WI | Outagamie | GEN2 | Landfill Gas | LFG | Biomass | IC | 0.8 | RE | 1991
56817 | Outagamie Clean Energy Project LLC | 54842 | Outagamie County Co-Generation Facility | WI | Outagamie | GEN3 | Landfill Gas | LFG | Biomass | IC | 0.8 | RE | 1991
11284 | Lowndes County Hospital Authority | 54848 | South Georgia Medical Center | GA | Lowndes | GEN1 | Petroleum Liquids | DFO | Petroleum | IC | 0.4 | RE | 1986
11284 | Lowndes County Hospital Authority | 54848 | South Georgia Medical Center | GA | Lowndes | GEN2 | Petroleum Liquids | DFO | Petroleum | IC | 0.4 | RE | 1986
11284 | Lowndes County Hospital Authority | 54848 | South Georgia Medical Center | GA | Lowndes | GEN3 | Petroleum Liquids | DFO | Petroleum | IC | 0.4 | RE | 1986
12619 | Milwaukee Metro Sewerage Dist | 54851 | MMSD Jones Island Wastewater | WI | Milwaukee | GEN2 | Natural Gas Fired Combustion Turbine | NG | Natural Gas Peaker | GT | 17.5 | RE | 1971
7662 | Gallop Power Greenville, LLC | 54852 | Greenville Steam | ME | Piscataquis | 1 | Wood/Wood Waste Biomass | WDS | Biomass | ST | 15.6 | RE | 1988
55965 | Verso Corporation | 54857 | Niagara Mill | WI | Marinette | 1ST | Conventional Steam Coal | BIT | Hard Coal | ST | 2.5 | RE | 1940
55965 | Verso Corporation | 54857 | Niagara Mill | WI | Marinette | 2ST | Conventional Steam Coal | BIT | Hard Coal | ST | 9.3 | RE | 1964
56024 | Kamin LLC | 54880 | Kamin LLC Wrens Plant | GA | Jefferson | TUR1 | Natural Gas Fired Combustion Turbine | NG | Natural Gas Peaker | GT | 1 | RE | 1986
56024 | Kamin LLC | 54880 | Kamin LLC Wrens Plant | GA | Jefferson | WP1 | Petroleum Liquids | DFO | Petroleum | IC | 1.1 | RE | 1988
56024 | Kamin LLC | 54880 | Kamin LLC Wrens Plant | GA | Jefferson | WPH1 | Petroleum Liquids | DFO | Petroleum | IC | 1.1 | RE | 1988
56024 | Kamin LLC | 54880 | Kamin LLC Wrens Plant | GA | Jefferson | WPH2 | Petroleum Liquids | DFO | Petroleum | IC | 1.2 | RE | 1989
56024 | Kamin LLC | 54880 | Kamin LLC Wrens Plant | GA | Jefferson | WPH3 | Petroleum Liquids | DFO | Petroleum | IC | 1 | RE | 1988
10056 | City of Kaukauna | 54885 | Kimberly Mill | WI | Outagamie | 3TB | Natural Gas Steam Turbine | NG | Natural Gas Peaker | ST | 15.9 | RE | 1980
10056 | City of Kaukauna | 54885 | Kimberly Mill | WI | Outagamie | 4TB | Natural Gas Steam Turbine | NG | Natural Gas Peaker | ST | 19.3 | RE | 1968
15917 | Presence Health | 54886 | Presence Saint Mary of Nazareth Hospital | IL | Cook | GEN2 | Natural Gas Internal Combustion Engine | NG | Natural Gas Peaker | IC | 0.8 | RE | 1993
306 | Brookfield Smoky Mountain Hydropower LLC | 54899 | Cheoah | NC | Graham | 1 | Conventional Hydroelectric | WAT | Hydro | HY | 20 | RE | 1919
306 | Brookfield Smoky Mountain Hydropower LLC | 54899 | Cheoah | NC | Graham | 2 | Conventional Hydroelectric | WAT | Hydro | HY | 20 | RE | 1919
306 | Brookfield Smoky Mountain Hydropower LLC | 54899 | Cheoah | NC | Graham | 3 | Conventional Hydroelectric | WAT | Hydro | HY | 20 | RE | 1919
306 | Brookfield Smoky Mountain Hydropower LLC | 54899 | Cheoah | NC | Graham | 4 | Conventional Hydroelectric | WAT | Hydro | HY | 20 | RE | 1919
623 | Anheuser-Busch Inc | 54913 | Anheuser-Busch Newark Brewery | NJ | ESSEX | GEN1 | Natural Gas Fired Combustion Turbine | NG | Natural Gas Peaker | GT | 6.5 | RE | 1995
623 | Anheuser-Busch Inc | 54913 | Anheuser-Busch Newark Brewery | NJ | ESSEX | GEN2 | Natural Gas Fired Combustion Turbine | NG | Natural Gas Peaker | GT | 6.5 | RE | 1995
361 | Industrial Energy Applications Inc | 54929 | Alliant SBD 9403 Aegon DC | IA | Linn | 6110 | Petroleum Liquids | DFO | Petroleum | IC | 1.6 | RE | 1995
361 | Industrial Energy Applications Inc | 54930 | Alliant SBD 9402 Climax | IA | Lee | 5100 | Petroleum Liquids | DFO | Petroleum | IC | 1.6 | RE | 1995
361 | Industrial Energy Applications Inc | 54930 | Alliant SBD 9402 Climax | IA | Lee | 5200 | Petroleum Liquids | DFO | Petroleum | IC | 1.6 | RE | 1995
361 | Industrial Energy Applications Inc | 54930 | Alliant SBD 9402 Climax | IA | Lee | 5300 | Petroleum Liquids | DFO | Petroleum | IC | 1.6 | RE | 1995
361 | Industrial Energy Applications Inc | 54930 | Alliant SBD 9402 Climax | IA | Lee | 5400 | Petroleum Liquids | DFO | Petroleum | IC | 1.6 | RE | 1995
361 | Industrial Energy Applications Inc | 54930 | Alliant SBD 9402 Climax | IA | Lee | 5500 | Petroleum Liquids | DFO | Petroleum | IC | 1.6 | RE | 1995
54842 | WM Renewable Energy LLC | 54939 | EKS Landfill | MN | Dakota | UNT3 | Landfill Gas | LFG | Biomass | IC | 0.9 | RE | 1994
6529 | Exxon Mobil Production Co | 54962 | ExxonMobil Hawkins Gas Plant | TX | Wood | UN73 | Natural Gas Internal Combustion Engine | NG | Natural Gas Peaker | IC | 3 | RE | 1973
6529 | Exxon Mobil Production Co | 54962 | ExxonMobil Hawkins Gas Plant | TX | Wood | UN74 | Natural Gas Internal Combustion Engine | NG | Natural Gas Peaker | IC | 3.4 | RE | 1987
6529 | Exxon Mobil Production Co | 54962 | ExxonMobil Hawkins Gas Plant | TX | Wood | UN75 | Natural Gas Internal Combustion Engine | NG | Natural Gas Peaker | IC | 2.5 | RE | 1987
6529 | Exxon Mobil Production Co | 54962 | ExxonMobil Hawkins Gas Plant | TX | Wood | UN76 | Natural Gas Internal Combustion Engine | NG | Natural Gas Peaker | IC | 0.1 | RE | 1955
6529 | Exxon Mobil Production Co | 54962 | ExxonMobil Hawkins Gas Plant | TX | Wood | UN77 | Natural Gas Internal Combustion Engine | NG | Natural Gas Peaker | IC | 0.5 | RE | 1968
6529 | Exxon Mobil Production Co | 54962 | ExxonMobil Hawkins Gas Plant | TX | Wood | UN78 | Natural Gas Internal Combustion Engine | NG | Natural Gas Peaker | IC | 0.5 | RE | 1968
6529 | Exxon Mobil Production Co | 54962 | ExxonMobil Hawkins Gas Plant | TX | Wood | UN79 | Natural Gas Internal Combustion Engine | NG | Natural Gas Peaker | IC | 0.5 | RE | 1968
2769 | Cargill Inc | 54965 | Cargill Salt | MI | St Clair | DCT | Conventional Steam Coal | BIT | Hard Coal | ST | 1.2 | RE | 1935
2769 | Cargill Inc | 54965 | Cargill Salt | MI | St Clair | DCTG | Conventional Steam Coal | BIT | Hard Coal | ST | 0.7 | RE | 1935
8776 | City of Holyoke Gas and Electric Dept. | 54981 | Harris Energy Realty | MA | Hampden | C-AB | Conventional Hydroelectric | WAT | Hydro | HY | 0.3 | RE | 1982
8776 | City of Holyoke Gas and Electric Dept. | 54981 | Harris Energy Realty | MA | Hampden | C-C | Conventional Hydroelectric | WAT | Hydro | HY | 0.3 | RE | 1982
8776 | City of Holyoke Gas and Electric Dept. | 54981 | Harris Energy Realty | MA | Hampden | GILA | Conventional Hydroelectric | WAT | Hydro | HY | 0.5 | RE | 1982
8776 | City of Holyoke Gas and Electric Dept. | 54981 | Harris Energy Realty | MA | Hampden | GILD | Conventional Hydroelectric | WAT | Hydro | HY | 0.4 | RE | 1982
8776 | City of Holyoke Gas and Electric Dept. | 54981 | Harris Energy Realty | MA | Hampden | TOM | Conventional Hydroelectric | WAT | Hydro | HY | 0.5 | RE | 1982
4468 | Crestwood Corp | 54985 | Crestwood Dothan | AL | Houston | P83 | Natural Gas Steam Turbine | NG | Natural Gas Peaker | ST | 5 | RE | 1986
17345 | Small Hydro of Texas Inc | 55000 | Small Hydro of Texas | TX | DeWitt | 01 | Conventional Hydroelectric | WAT | Hydro | HY | 0.5 | RE | 1992
17345 | Small Hydro of Texas Inc | 55000 | Small Hydro of Texas | TX | DeWitt | 02 | Conventional Hydroelectric | WAT | Hydro | HY | 0.5 | RE | 1993
17345 | Small Hydro of Texas Inc | 55000 | Small Hydro of Texas | TX | DeWitt | 03 | Conventional Hydroelectric | WAT | Hydro | HY | 0.5 | RE | 1993
57249 | EPP Renewable Energy | 55006 | Nashua Plant | NH | Hillsborough | UNT1 | Landfill Gas | LFG | Biomass | IC | 2.2 | RE | 1996
54843 | WM Illinois Renewable Energy LLC | 55014 | Greene Valley Gas Recovery | IL | DuPage | GEN3 | Landfill Gas | LFG | Biomass | GT | 3.3 | RE | 1998
772 | Archer Daniels Midland Co | 55046 | Mansfield | MA | Bristol | GEN1 | Natural Gas Internal Combustion Engine | NG | Natural Gas Peaker | IC | 1 | RE | 1993
772 | Archer Daniels Midland Co | 55046 | Mansfield | MA | Bristol | GEN2 | Natural Gas Internal Combustion Engine | NG | Natural Gas Peaker | IC | 1 | RE | 1993
772 | Archer Daniels Midland Co | 55046 | Mansfield | MA | Bristol | GEN3 | Natural Gas Internal Combustion Engine | NG | Natural Gas Peaker | IC | 1 | RE | 1993
55510 | Tiverton Power LLC | 55048 | Tiverton Power Plant | RI | Newport | UNT3 | Natural Gas Fired Combined Cycle | NG | Natural Gas Nonpeaker | CT | 179.3 | IP
55510 | Tiverton Power LLC | 55048 | Tiverton Power Plant | RI | Newport | UNT4 | Natural Gas Fired Combined Cycle | NG | Natural Gas Nonpeaker | CA | 93.2 | IP
50114 | WTG Jameson, L.P. | 55052 | Jameson Gas Processing Plant | TX | Coke | 623 | Natural Gas Internal Combustion Engine | NG | Natural Gas Peaker | IC | 0.5 | RE | 1986
59366 | EnLink Midstream Services, LLC | 55053 | Bridgeport Gas Processing Plant | TX | Wise | 324 | Natural Gas Internal Combustion Engine | NG | Natural Gas Peaker | IC | 0.3 | RE | 1958
59366 | EnLink Midstream Services, LLC | 55053 | Bridgeport Gas Processing Plant | TX | Wise | 325 | Natural Gas Internal Combustion Engine | NG | Natural Gas Peaker | IC | 0.3 | RE | 1958
59366 | EnLink Midstream Services, LLC | 55053 | Bridgeport Gas Processing Plant | TX | Wise | 326 | Natural Gas Internal Combustion Engine | NG | Natural Gas Peaker | IC | 0.3 | RE | 1958
59366 | EnLink Midstream Services, LLC | 55053 | Bridgeport Gas Processing Plant | TX | Wise | 327 | Natural Gas Internal Combustion Engine | NG | Natural Gas Peaker | IC | 0.3 | RE | 1958
15912 | Resource Technology Corp | 55056 | Biodyne Congress | IL | Cook | 1 | Landfill Gas | LFG | Biomass | GT | 5 | RE | 2001
15912 | Resource Technology Corp | 55056 | Biodyne Congress | IL | Cook | 2 | Landfill Gas | LFG | Biomass | GT | 5 | RE | 2001
15912 | Resource Technology Corp | 55056 | Biodyne Congress | IL | Cook | 3 | Landfill Gas | LFG | Biomass | GT | 5 | RE | 2001
15912 | Resource Technology Corp | 55057 | Biodyne Peoria | IL | Peoria | 001 | Landfill Gas | LFG | Biomass | IC | 0.8 | RE | 1997
15912 | Resource Technology Corp | 55057 | Biodyne Peoria | IL | Peoria | 002 | Landfill Gas | LFG | Biomass | IC | 0.8 | RE | 1997
15912 | Resource Technology Corp | 55057 | Biodyne Peoria | IL | Peoria | 003 | Landfill Gas | LFG | Biomass | IC | 0.8 | RE | 1997
15912 | Resource Technology Corp | 55057 | Biodyne Peoria | IL | Peoria | 004 | Landfill Gas | LFG | Biomass | IC | 0.8 | RE | 1997
15912 | Resource Technology Corp | 55057 | Biodyne Peoria | IL | Peoria | 005 | Landfill Gas | LFG | Biomass | IC | 0.8 | RE | 1997
15912 | Resource Technology Corp | 55058 | Biodyne Lansing | IL | Cook | 001 | Landfill Gas | LFG | Biomass | IC | 0.6 | RE | 1997
15912 | Resource Technology Corp | 55058 | Biodyne Lansing | IL | Cook | 002 | Natural Gas Internal Combustion Engine | NG | Natural Gas Peaker | IC | 0.7 | RE | 1997
15912 | Resource Technology Corp | 55058 | Biodyne Lansing | IL | Cook | 003 | Natural Gas Internal Combustion Engine | NG | Natural Gas Peaker | IC | 0.7 | RE | 1997
15912 | Resource Technology Corp | 55059 | Biodyne Springfield | IL | Sangamon | 001 | Landfill Gas | LFG | Biomass | IC | 0.6 | RE | 1997
15912 | Resource Technology Corp | 55059 | Biodyne Springfield | IL | Sangamon | 002 | Landfill Gas | LFG | Biomass | IC | 0.6 | RE | 1997
15912 | Resource Technology Corp | 55059 | Biodyne Springfield | IL | Sangamon | 003 | Landfill Gas | LFG | Biomass | IC | 0.6 | RE | 1997
15912 | Resource Technology Corp | 55059 | Biodyne Springfield | IL | Sangamon | 004 | Landfill Gas | LFG | Biomass | IC | 0.6 | RE | 1997
15912 | Resource Technology Corp | 55059 | Biodyne Springfield | IL | Sangamon | 005 | Landfill Gas | LFG | Biomass | IC | 0.6 | RE | 1997
15912 | Resource Technology Corp | 55060 | Biodyne Lyons | IL | Cook | 001 | Landfill Gas | LFG | Biomass | IC | 0.9 | RE | 1997
15912 | Resource Technology Corp | 55060 | Biodyne Lyons | IL | Cook | 002 | Landfill Gas | LFG | Biomass | IC | 0.9 | RE | 1997
15912 | Resource Technology Corp | 55060 | Biodyne Lyons | IL | Cook | 003 | Landfill Gas | LFG | Biomass | IC | 0.9 | RE | 1997
15912 | Resource Technology Corp | 55060 | Biodyne Lyons | IL | Cook | 004 | Landfill Gas | LFG | Biomass | IC | 0.9 | RE | 1997
15912 | Resource Technology Corp | 55060 | Biodyne Lyons | IL | Cook | 005 | Landfill Gas | LFG | Biomass | IC | 0.9 | RE | 1997
17568 | South Mississippi El Pwr Assn | 55063 | Batesville Generation Facility | MS | Panola | CTG4 | Natural Gas Fired Combined Cycle | NG | Natural Gas Nonpeaker | CT | 292 | IP
23913 | Borger Energy Associates LP | 55064 | Black Hawk Station | TX | Hutchinson | UNT2 | Natural Gas Fired Combustion Turbine | NG | Natural Gas Peaker | GT | 126.9 | RE | 1999
57233 | MM Tomoka Farms Energy LLC | 55162 | MM Tomoka Farms Energy | FL | Volusia | UNT1 | Landfill Gas | LFG | Biomass | IC | 1.9 | RE | 1998
57233 | MM Tomoka Farms Energy LLC | 55162 | MM Tomoka Farms Energy | FL | Volusia | UNT2 | Landfill Gas | LFG | Biomass | IC | 1.9 | RE | 1998
164 | AERA Energy LLC | 55185 | Aera South Belridge Cogen Facility | CA | Kern | GENA | Natural Gas Fired Combustion Turbine | NG | Natural Gas Peaker | GT | 3 | RE | 1989
164 | AERA Energy LLC | 55185 | Aera South Belridge Cogen Facility | CA | Kern | GENB | Natural Gas Fired Combustion Turbine | NG | Natural Gas Peaker | GT | 3 | RE | 1989
164 | AERA Energy LLC | 55185 | Aera South Belridge Cogen Facility | CA | Kern | GENC | Natural Gas Fired Combustion Turbine | NG | Natural Gas Peaker | GT | 3 | RE | 1989
15473 | Public Service Co of NM | 55210 | Afton Generating Station | NM | Dona Ana | 0003 | Natural Gas Fired Combined Cycle | NG | Natural Gas Nonpeaker | CT | 177 | IP
5302 | AES Ohio Generation LLC | 55227 | Hardinsburg Electric Generating Station | KY | Breckinridge | GT1 | Natural Gas Fired Combustion Turbine | NG | Natural Gas Peaker | GT | 59 | IP
5302 | AES Ohio Generation LLC | 55227 | Hardinsburg Electric Generating Station | KY | Breckinridge | GT2 | Natural Gas Fired Combustion Turbine | NG | Natural Gas Peaker | GT | 59 | IP
5302 | AES Ohio Generation LLC | 55227 | Hardinsburg Electric Generating Station | KY | Breckinridge | GT3 | Natural Gas Fired Combustion Turbine | NG | Natural Gas Peaker | GT | 59 | IP
5302 | AES Ohio Generation LLC | 55227 | Hardinsburg Electric Generating Station | KY | Breckinridge | GT4 | Natural Gas Fired Combustion Turbine | NG | Natural Gas Peaker | GT | 59 | IP
5302 | AES Ohio Generation LLC | 55227 | Hardinsburg Electric Generating Station | KY | Breckinridge | GT5 | Natural Gas Fired Combustion Turbine | NG | Natural Gas Peaker | GT | 59 | IP
5302 | AES Ohio Generation LLC | 55227 | Hardinsburg Electric Generating Station | KY | Breckinridge | GT6 | Natural Gas Fired Combustion Turbine | NG | Natural Gas Peaker | GT | 59 | IP
5302 | AES Ohio Generation LLC | 55227 | Hardinsburg Electric Generating Station | KY | Breckinridge | GT7 | Natural Gas Fired Combustion Turbine | NG | Natural Gas Peaker | GT | 59 | IP
5302 | AES Ohio Generation LLC | 55227 | Hardinsburg Electric Generating Station | KY | Breckinridge | GT8 | Natural Gas Fired Combustion Turbine | NG | Natural Gas Peaker | GT | 59 | IP
5302 | AES Ohio Generation LLC | 55229 | Montpelier Electric Generating Station | IN | Wells | GT5 | Natural Gas Fired Combustion Turbine | NG | Natural Gas Peaker | GT | 59 | IP
5302 | AES Ohio Generation LLC | 55229 | Montpelier Electric Generating Station | IN | Wells | GT6 | Natural Gas Fired Combustion Turbine | NG | Natural Gas Peaker | GT | 59 | IP
5302 | AES Ohio Generation LLC | 55229 | Montpelier Electric Generating Station | IN | Wells | GT7 | Natural Gas Fired Combustion Turbine | NG | Natural Gas Peaker | GT | 59 | IP
5302 | AES Ohio Generation LLC | 55229 | Montpelier Electric Generating Station | IN | Wells | GT8 | Natural Gas Fired Combustion Turbine | NG | Natural Gas Peaker | GT | 59 | IP
13582 | NRG Astoria Gas Turbine Operations Inc | 55243 | Astoria Gas Turbines | NY | Queens | 9 | Petroleum Liquids | KER | Petroleum | GT | 19.2 | RE | 1970
15473 | Public Service Co of NM | 55252 | Eddy County Generating Station | NM | Eddy | 0001 | Natural Gas Fired Combustion Turbine | NG | Natural Gas Peaker | GT | 44 | IP
56304 | Air Products LLC | 55309 | Air Products Port Arthur | TX | Jefferson | GEN2 | Natural Gas Fired Combined Cycle | NG | Natural Gas Nonpeaker | CA | 3 | RE | 2000
361 | Industrial Energy Applications Inc | 55315 | Alliant SBD 9702 Cedar Graphics | IA | Linn | GEN1 | Petroleum Liquids | DFO | Petroleum | IC | 1 | RE | 1997
38021 | Athens Regional Medical Center | 55319 | Athens Regional Medical Center | GA | Clarke | CU1 | Petroleum Liquids | DFO | Petroleum | IC | 0.7 | RE | 1979
15399 | Avangrid Renewables Inc | 55339 | Phoenix Wind Power LLC | CA | Riverside | GEN1 | Onshore Wind Turbine | WND | Wind | WT | 2.1 | RE | 1999
2171 | Brazos Valley Energy | 55357 | Brazos Valley Generating Facility | TX | Fort Bend | CTG3 | Natural Gas Fired Combined Cycle | NG | Natural Gas Nonpeaker | CT | 200 | IP
2171 | Brazos Valley Energy | 55357 | Brazos Valley Generating Facility | TX | Fort Bend | CTG4 | Natural Gas Fired Combined Cycle | NG | Natural Gas Nonpeaker | CT | 200 | IP
13756 | Northern Indiana Pub Serv Co | 55364 | Sugar Creek Power | IN | Vigo | CT21 | Natural Gas Fired Combined Cycle | NG | Natural Gas Nonpeaker | CT | 159 | IP
13756 | Northern Indiana Pub Serv Co | 55364 | Sugar Creek Power | IN | Vigo | CT22 | Natural Gas Fired Combined Cycle | NG | Natural Gas Nonpeaker | CT | 154.3 | IP
13756 | Northern Indiana Pub Serv Co | 55364 | Sugar Creek Power | IN | Vigo | ST2 | Natural Gas Fired Combined Cycle | NG | Natural Gas Nonpeaker | CA | 195.4 | IP
6862 | FPL Energy Pennsylvania Wind LLC | 55370 | Green Mountain Wind Farm | PA | Somerset | N60 | Onshore Wind Turbine | WND | Wind | WT | 10.4 | RE | 2000
5302 | AES Ohio Generation LLC | 55384 | Harrod Electric Generating Station | OH | Allen | GT1 | Natural Gas Fired Combustion Turbine | NG | Natural Gas Peaker | GT | 94 | IP
5302 | AES Ohio Generation LLC | 55384 | Harrod Electric Generating Station | OH | Allen | GT2 | Natural Gas Fired Combustion Turbine | NG | Natural Gas Peaker | GT | 94 | IP
5302 | AES Ohio Generation LLC | 55384 | Harrod Electric Generating Station | OH | Allen | GT3 | Natural Gas Fired Combustion Turbine | NG | Natural Gas Peaker | GT | 94 | IP
5302 | AES Ohio Generation LLC | 55384 | Harrod Electric Generating Station | OH | Allen | GT4 | Natural Gas Fired Combustion Turbine | NG | Natural Gas Peaker | GT | 94 | IP
5302 | AES Ohio Generation LLC | 55384 | Harrod Electric Generating Station | OH | Allen | GT5 | Natural Gas Fired Combustion Turbine | NG | Natural Gas Peaker | GT | 94 | IP
5302 | AES Ohio Generation LLC | 55384 | Harrod Electric Generating Station | OH | Allen | GT6 | Natural Gas Fired Combustion Turbine | NG | Natural Gas Peaker | GT | 94 | IP
5302 | AES Ohio Generation LLC | 55385 | Fairmount Electric Generating | IN | Grant | GT1 | Natural Gas Fired Combustion Turbine | NG | Natural Gas Peaker | GT | 58.9 | IP
5302 | AES Ohio Generation LLC | 55385 | Fairmount Electric Generating | IN | Grant | GT2 | Natural Gas Fired Combustion Turbine | NG | Natural Gas Peaker | GT | 58.9 | IP
5302 | AES Ohio Generation LLC | 55385 | Fairmount Electric Generating | IN | Grant | GT3 | Natural Gas Fired Combustion Turbine | NG | Natural Gas Peaker | GT | 58.9 | IP
5302 | AES Ohio Generation LLC | 55385 | Fairmount Electric Generating | IN | Grant | GT4 | Natural Gas Fired Combustion Turbine | NG | Natural Gas Peaker | GT | 58.9 | IP
5302 | AES Ohio Generation LLC | 55385 | Fairmount Electric Generating | IN | Grant | GT5 | Natural Gas Fired Combustion Turbine | NG | Natural Gas Peaker | GT | 58.9 | IP
5302 | AES Ohio Generation LLC | 55385 | Fairmount Electric Generating | IN | Grant | GT6 | Natural Gas Fired Combustion Turbine | NG | Natural Gas Peaker | GT | 58.9 | IP
5302 | AES Ohio Generation LLC | 55385 | Fairmount Electric Generating | IN | Grant | GT7 | Natural Gas Fired Combustion Turbine | NG | Natural Gas Peaker | GT | 58.9 | IP
5302 | AES Ohio Generation LLC | 55385 | Fairmount Electric Generating | IN | Grant | GT8 | Natural Gas Fired Combustion Turbine | NG | Natural Gas Peaker | GT | 58.9 | IP
21191 | Zion Energy LLC | 55392 | Zion Energy Center | IL | Lake | CTG4 | Natural Gas Fired Combustion Turbine | NG | Natural Gas Peaker | GT | 198.9 | IP
21191 | Zion Energy LLC | 55392 | Zion Energy Center | IL | Lake | CTG5 | Natural Gas Fired Combustion Turbine | NG | Natural Gas Peaker | GT | 198.9 | IP
40192 | Shady Hills Power Co LLC | 55414 | Shady Hills Generating Station | FL | Pasco | G401 | Natural Gas Fired Combustion Turbine | NG | Natural Gas Peaker | GT | 259 | IP
40192 | Shady Hills Power Co LLC | 55414 | Shady Hills Generating Station | FL | Pasco | G501 | Natural Gas Fired Combustion Turbine | NG | Natural Gas Peaker | GT | 259 | IP
814 | Entergy Arkansas Inc | 55418 | Hot Spring Generating Facility | AR | Hot Spring | CT3 | Natural Gas Fired Combined Cycle | NG | Natural Gas Nonpeaker | CT | 198.9 | IP
814 | Entergy Arkansas Inc | 55418 | Hot Spring Generating Facility | AR | Hot Spring | CT4 | Natural Gas Fired Combined Cycle | NG | Natural Gas Nonpeaker | CT | 198.9 | IP
814 | Entergy Arkansas Inc | 55418 | Hot Spring Generating Facility | AR | Hot Spring | ST2 | Natural Gas Fired Combined Cycle | NG | Natural Gas Nonpeaker | CA | 317.1 | IP
56490 | LS Power Development LLC | 55422 | DeSoto County Plant | FL | DeSoto | DES1 | Natural Gas Fired Combustion Turbine | NG | Natural Gas Peaker | GT | 199.4 | RE | 2002
56490 | LS Power Development LLC | 55422 | DeSoto County Plant | FL | DeSoto | DES2 | Natural Gas Fired Combustion Turbine | NG | Natural Gas Peaker | GT | 199.4 | RE | 2002
2338 | Calpine Central LP | 55465 | Amelia Energy Center | TX | Jefferson | CTG1 | Natural Gas Fired Combined Cycle | NG | Natural Gas Nonpeaker | CT | 180 | IP
2338 | Calpine Central LP | 55465 | Amelia Energy Center | TX | Jefferson | CTG2 | Natural Gas Fired Combined Cycle | NG | Natural Gas Nonpeaker | CT | 180 | IP
2338 | Calpine Central LP | 55465 | Amelia Energy Center | TX | Jefferson | CTG3 | Natural Gas Fired Combined Cycle | NG | Natural Gas Nonpeaker | CT | 180 | IP
2338 | Calpine Central LP | 55465 | Amelia Energy Center | TX | Jefferson | STG1 | Natural Gas Fired Combined Cycle | NG | Natural Gas Nonpeaker | CA | 360 | IP
13193 | Naniwa Energy LLC | 55494 | Tri Center Naniwa Energy | NV | Storey | CT1 | Natural Gas Fired Combustion Turbine | NG | Natural Gas Peaker | GT | 64 | RE | 2001
13193 | Naniwa Energy LLC | 55494 | Tri Center Naniwa Energy | NV | Storey | CT2 | Natural Gas Fired Combustion Turbine | NG | Natural Gas Peaker | GT | 64 | RE | 2001
803 | Arizona Public Service Co | 55522 | Sundance | AZ | Pinal | CT11 | Natural Gas Fired Combustion Turbine | NG | Natural Gas Peaker | GT | 45 | IP
803 | Arizona Public Service Co | 55522 | Sundance | AZ | Pinal | CT12 | Natural Gas Fired Combustion Turbine | NG | Natural Gas Peaker | GT | 45 | IP
56608 | Calpine Mid-Merit LLC | 55524 | York Energy Center | PA | York | CTG7 | Natural Gas Fired Combined Cycle | NG | Natural Gas Nonpeaker | CT | 120 | IP
12944 | City of Morganton - (NC) | 55534 | Water Filter Plant #2 | NC | Burke | 3516 | Petroleum Liquids | DFO | Petroleum | IC | 1.6 | RE | 1992
20323 | Wellhead Services Inc | 55538 | Escondido Energy Center | CA | San Diego | GEN1 | Natural Gas Fired Combustion Turbine | NG | Natural Gas Peaker | GT | 44 | RE | 2001
56772 | TX LFG Energy, LP | 55551 | Baytown | TX | Chambers | UN5 | Landfill Gas | LFG | Biomass | IC | 1.3 | IP
56772 | TX LFG Energy, LP | 55555 | Conroe | TX | Montgomery | UNT1 | Landfill Gas | LFG | Biomass | IC | 1 | RE | 2003
56772 | TX LFG Energy, LP | 55555 | Conroe | TX | Montgomery | UNT2 | Landfill Gas | LFG | Biomass | IC | 1 | RE | 2003
56772 | TX LFG Energy, LP | 55555 | Conroe | TX | Montgomery | UNT3 | Landfill Gas | LFG | Biomass | IC | 1 | RE | 2003
56772 | TX LFG Energy, LP | 55556 | Security | TX | Montgomery | UNT1 | Landfill Gas | LFG | Biomass | IC | 1.3 | RE | 2003
25049 | Gas Recovery Systems Inc | 55584 | East Bridgewater | MA | Plymouth | 1 | Landfill Gas | LFG | Biomass | IC | 1 | RE | 1997
25049 | Gas Recovery Systems Inc | 55584 | East Bridgewater | MA | Plymouth | 2 | Landfill Gas | LFG | Biomass | IC | 1 | RE | 1997
25049 | Gas Recovery Systems Inc | 55584 | East Bridgewater | MA | Plymouth | 3 | Landfill Gas | LFG | Biomass | IC | 1 | RE | 1997
25049 | Gas Recovery Systems Inc | 55584 | East Bridgewater | MA | Plymouth | 4 | Landfill Gas | LFG | Biomass | IC | 1 | RE | 1997
25049 | Gas Recovery Systems Inc | 55584 | East Bridgewater | MA | Plymouth | 5 | Landfill Gas | LFG | Biomass | IC | 1 | RE | 1997
25049 | Gas Recovery Systems Inc | 55584 | East Bridgewater | MA | Plymouth | 6 | Landfill Gas | LFG | Biomass | IC | 1 | RE | 1997
25049 | Gas Recovery Systems Inc | 55585 | Randolph Electric | MA | Norfolk | 1 | Landfill Gas | LFG | Biomass | IC | 1 | RE | 2000
25049 | Gas Recovery Systems Inc | 55585 | Randolph Electric | MA | Norfolk | 2 | Landfill Gas | LFG | Biomass | IC | 1 | RE | 2000
25049 | Gas Recovery Systems Inc | 55585 | Randolph Electric | MA | Norfolk | 3 | Landfill Gas | LFG | Biomass | IC | 1 | RE | 2000
25049 | Gas Recovery Systems Inc | 55586 | Halifax Electric | MA | Plymouth | 1 | Landfill Gas | LFG | Biomass | IC | 1 | RE | 1997
25049 | Gas Recovery Systems Inc | 55586 | Halifax Electric | MA | Plymouth | 2 | Landfill Gas | LFG | Biomass | IC | 1 | RE | 1997
25049 | Gas Recovery Systems Inc | 55586 | Halifax Electric | MA | Plymouth | 3 | Landfill Gas | LFG | Biomass | IC | 1 | RE | 1997
25049 | Gas Recovery Systems Inc | 55589 | GRS Fall River | MA | Bristol | 1 | Landfill Gas | LFG | Biomass | IC | 1 | RE | 2000
25049 | Gas Recovery Systems Inc | 55589 | GRS Fall River | MA | Bristol | 2 | Landfill Gas | LFG | Biomass | IC | 1 | RE | 2000
25049 | Gas Recovery Systems Inc | 55590 | Chicopee Electric | MA | Hampden | 1 | Landfill Gas | LFG | Biomass | IC | 1 | RE | 1993
25049 | Gas Recovery Systems Inc | 55590 | Chicopee Electric | MA | Hampden | 2 | Landfill Gas | LFG | Biomass | IC | 1 | RE | 1993
7011 | Gas Recovery Services-IL Inc | 55591 | Rockford Electric | IL | Ogle | 1 | Landfill Gas | LFG | Biomass | IC | 1 | RE | 1996
7011 | Gas Recovery Services-IL Inc | 55591 | Rockford Electric | IL | Ogle | 2 | Landfill Gas | LFG | Biomass | IC | 1 | RE | 1996
7011 | Gas Recovery Services-IL Inc | 55592 | Mallard Lake Electric | IL | DuPage | 3 | Landfill Gas | LFG | Biomass | CT | 5 | RE | 1997
7011 | Gas Recovery Services-IL Inc | 55593 | Quad Cities | IL | Rock Island | 1 | Landfill Gas | LFG | Biomass | IC | 1 | RE | 1998
7011 | Gas Recovery Services-IL Inc | 55593 | Quad Cities | IL | Rock Island | 2 | Landfill Gas | LFG | Biomass | IC | 1 | RE | 2002
7011 | Gas Recovery Services-IL Inc | 55594 | South Barrington Electric | IL | Cook | 1 | Landfill Gas | LFG | Biomass | IC | 0.8 | RE | 1997
7011 | Gas Recovery Services-IL Inc | 55594 | South Barrington Electric | IL | Cook | 2 | Landfill Gas | LFG | Biomass | IC | 0.8 | RE | 1997
25049 | Gas Recovery Systems Inc | 55595 | GRS Lyon | MI | Washtenaw | 1 | Landfill Gas | LFG | Biomass | IC | 1 | RE | 1993
25049 | Gas Recovery Systems Inc | 55595 | GRS Lyon | MI | Washtenaw | 2 | Landfill Gas | LFG | Biomass | IC | 1 | RE | 1993
25049 | Gas Recovery Systems Inc | 55595 | GRS Lyon | MI | Washtenaw | 3 | Landfill Gas | LFG | Biomass | IC | 1 | RE | 1993
25049 | Gas Recovery Systems Inc | 55595 | GRS Lyon | MI | Washtenaw | 4 | Landfill Gas | LFG | Biomass | IC | 1 | RE | 1993
25049 | Gas Recovery Systems Inc | 55595 | GRS Lyon | MI | Washtenaw | 5 | Landfill Gas | LFG | Biomass | IC | 1 | RE | 1993
50081 | AE Operations LLC | 55611 | Mingo Junction Energy Center | OH | Jefferson | GEN1 | Other Gases | OG | Biomass | ST | 32 | RE | 1998
772 | Archer Daniels Midland Co | 55638 | Walhalla | ND | Pembina | GEN1 | Conventional Steam Coal | SUB | Hard Coal | ST | 2 | RE | 2000
2799 | Calpine Corp - Metcalf Energy Center | 55642 | Moapa Paiute Energy Center | NV | Clark | CTG1 | Natural Gas Fired Combined Cycle | NG | Natural Gas Nonpeaker | CT | 212 | IP
2799 | Calpine Corp - Metcalf Energy Center | 55642 | Moapa Paiute Energy Center | NV | Clark | CTG2 | Natural Gas Fired Combined Cycle | NG | Natural Gas Nonpeaker | CT | 212 | IP
2799 | Calpine Corp - Metcalf Energy Center | 55642 | Moapa Paiute Energy Center | NV | Clark | CTG3 | Natural Gas Fired Combined Cycle | NG | Natural Gas Nonpeaker | CT | 212 | IP
2799 | Calpine Corp - Metcalf Energy Center | 55642 | Moapa Paiute Energy Center | NV | Clark | STG1 | Natural Gas Fired Combined Cycle | NG | Natural Gas Nonpeaker | CA | 574 | IP
17650 | Southern Power Co | 55708 | Nacogdoches Power | TX | Nacogdoches | CTG1 | Natural Gas Fired Combined Cycle | NG | Natural Gas Nonpeaker | CT | 195 | IP
17650 | Southern Power Co | 55708 | Nacogdoches Power | TX | Nacogdoches | CTG2 | Natural Gas Fired Combined Cycle | NG | Natural Gas Nonpeaker | CT | 190 | IP
17650 | Southern Power Co | 55708 | Nacogdoches Power | TX | Nacogdoches | CTG3 | Natural Gas Fired Combined Cycle | NG | Natural Gas Nonpeaker | CT | 190 | IP
17650 | Southern Power Co | 55708 | Nacogdoches Power | TX | Nacogdoches | STG1 | Natural Gas Fired Combined Cycle | NG | Natural Gas Nonpeaker | CA | 100 | IP
17650 | Southern Power Co | 55708 | Nacogdoches Power | TX | Nacogdoches | STG2 | Natural Gas Fired Combined Cycle | NG | Natural Gas Nonpeaker | CA | 114 | IP
17650 | Southern Power Co | 55708 | Nacogdoches Power | TX | Nacogdoches | STG3 | Natural Gas Fired Combined Cycle | NG | Natural Gas Nonpeaker | CA | 136 | IP
23279 | Allegheny Energy Supply Co LLC | 55711 | FirstEnergy | AZ | La Paz | CTG1 | Natural Gas Fired Combined Cycle | NG | Natural Gas Nonpeaker | CT | 180 | IP
23279 | Allegheny Energy Supply Co LLC | 55711 | FirstEnergy | AZ | La Paz | CTG2 | Natural Gas Fired Combined Cycle | NG | Natural Gas Nonpeaker | CT | 180 | IP
23279 | Allegheny Energy Supply Co LLC | 55711 | FirstEnergy | AZ | La Paz | CTG3 | Natural Gas Fired Combined Cycle | NG | Natural Gas Nonpeaker | CT | 180 | IP
23279 | Allegheny Energy Supply Co LLC | 55711 | FirstEnergy | AZ | La Paz | CTG4 | Natural Gas Fired Combined Cycle | NG | Natural Gas Nonpeaker | CT | 180 | IP
23279 | Allegheny Energy Supply Co LLC | 55711 | FirstEnergy | AZ | La Paz | STG1 | Natural Gas Fired Combined Cycle | NG | Natural Gas Nonpeaker | CA | 180 | IP
23279 | Allegheny Energy Supply Co LLC | 55711 | FirstEnergy | AZ | La Paz | STG2 | Natural Gas Fired Combined Cycle | NG | Natural Gas Nonpeaker | CA | 180 | IP
9191 | Idaho Power Co | 55733 | Bennett Mountain | ID | Elmore | FT01 | Natural Gas Fired Combustion Turbine | NG | Natural Gas Peaker | GT | 170 | IP
9191 | Idaho Power Co | 55733 | Bennett Mountain | ID | Elmore | FT03 | Natural Gas Fired Combustion Turbine | NG | Natural Gas Peaker | GT | 50 | IP
9205 | Illinois Electricial Gen Partn | 55759 | Roxana Resource Recovery | IL | Madison | RX1 | Landfill Gas | LFG | Biomass | IC | 1.1 | RE | 1999
9205 | Illinois Electricial Gen Partn | 55759 | Roxana Resource Recovery | IL | Madison | RX2 | Landfill Gas | LFG | Biomass | IC | 1.1 | RE | 1999
9205 | Illinois Electricial Gen Partn | 55759 | Roxana Resource Recovery | IL | Madison | RX3 | Landfill Gas | LFG | Biomass | IC | 1.1 | RE | 1999
9205 | Illinois Electricial Gen Partn | 55759 | Roxana Resource Recovery | IL | Madison | RX4 | Landfill Gas | LFG | Biomass | IC | 1.1 | RE | 1999
9205 | Illinois Electricial Gen Partn | 55761 | Devonshire Power Partners LLC | IL | Cook | DO1 | Landfill Gas | LFG | Biomass | IC | 1.1 | RE | 1997
9205 | Illinois Electricial Gen Partn | 55761 | Devonshire Power Partners LLC | IL | Cook | DO2 | Landfill Gas | LFG | Biomass | IC | 1.1 | RE | 1997
9205 | Illinois Electricial Gen Partn | 55761 | Devonshire Power Partners LLC | IL | Cook | DO3 | Landfill Gas | LFG | Biomass | IC | 1.1 | RE | 1997
9205 | Illinois Electricial Gen Partn | 55761 | Devonshire Power Partners LLC | IL | Cook | DO4 | Landfill Gas | LFG | Biomass | IC | 1.1 | RE | 1997
9205 | Illinois Electricial Gen Partn | 55761 | Devonshire Power Partners LLC | IL | Cook | DO5 | Landfill Gas | LFG | Biomass | IC | 1.1 | RE | 1997
9205 | Illinois Electricial Gen Partn | 55762 | Brickyard Energy Partners LLC | IL | Vermilion | BR1 | Landfill Gas | LFG | Biomass | IC | 1.1 | RE | 1999
9205 | Illinois Electricial Gen Partn | 55762 | Brickyard Energy Partners LLC | IL | Vermilion | BR2 | Landfill Gas | LFG | Biomass | IC | 1.1 | RE | 1999
9205 | Illinois Electricial Gen Partn | 55762 | Brickyard Energy Partners LLC | IL | Vermilion | BR3 | Landfill Gas | LFG | Biomass | IC | 1.1 | RE | 1999
9205 | Illinois Electricial Gen Partn | 55762 | Brickyard Energy Partners LLC | IL | Vermilion | BR5 | Landfill Gas | LFG | Biomass | IC | 1.1 | RE | 2014
9205 | Illinois Electricial Gen Partn | 55764 | Upper Rock Energy Partners LLC | IL | Rock Island | UR1 | Landfill Gas | LFG | Biomass | IC | 1.1 | RE | 2000
9205 | Illinois Electricial Gen Partn | 55764 | Upper Rock Energy Partners LLC | IL | Rock Island | UR2 | Landfill Gas | LFG | Biomass | IC | 1.1 | RE | 2000
9205 | Illinois Electricial Gen Partn | 55764 | Upper Rock Energy Partners LLC | IL | Rock Island | UR3 | Landfill Gas | LFG | Biomass | IC | 1.1 | RE | 2000
9205 | Illinois Electricial Gen Partn | 55764 | Upper Rock Energy Partners LLC | IL | Rock Island | UR4 | Landfill Gas | LFG | Biomass | IC | 1.1 | RE | 2003
9205 | Illinois Electricial Gen Partn | 55767 | Riveside Resource Recovery LLC | IL | Will | RO1 | Landfill Gas | LFG | Biomass | IC | 1.1 | RE | 1997
9205 | Illinois Electricial Gen Partn | 55768 | Avon Energy Partners LLC | IL | Cook | CH1 | Landfill Gas | LFG | Biomass | IC | 1.1 | RE | 1997
9205 | Illinois Electricial Gen Partn | 55768 | Avon Energy Partners LLC | IL | Cook | CH2 | Landfill Gas | LFG | Biomass | IC | 1.1 | RE | 1997
9205 | Illinois Electricial Gen Partn | 55768 | Avon Energy Partners LLC | IL | Cook | CH3 | Landfill Gas | LFG | Biomass | IC | 1.1 | RE | 1997
9205 | Illinois Electricial Gen Partn | 55773 | Countyside Genco LLC | IL | Lake | CS1 | Landfill Gas | LFG | Biomass | IC | 1.4 | RE | 2000
9205 | Illinois Electricial Gen Partn | 55773 | Countyside Genco LLC | IL | Lake | CS2 | Landfill Gas | LFG | Biomass | IC | 1.4 | RE | 2000
9205 | Illinois Electricial Gen Partn | 55773 | Countyside Genco LLC | IL | Lake | CS3 | Landfill Gas | LFG | Biomass | IC | 1.4 | RE | 2000
9205 | Illinois Electricial Gen Partn | 55773 | Countyside Genco LLC | IL | Lake | CS4 | Landfill Gas | LFG | Biomass | IC | 1.4 | RE | 2000
9205 | Illinois Electricial Gen Partn | 55773 | Countyside Genco LLC | IL | Lake | CS5 | Landfill Gas | LFG | Biomass | IC | 1.4 | RE | 2000
9205 | Illinois Electricial Gen Partn | 55773 | Countyside Genco LLC | IL | Lake | CS6 | Landfill Gas | LFG | Biomass | IC | 1.4 | RE | 2000
9205 | Illinois Electricial Gen Partn | 55774 | Morris Genco LLC | IL | Grundy | MO1 | Landfill Gas | LFG | Biomass | IC | 1.4 | RE | 2001
9205 | Illinois Electricial Gen Partn | 55774 | Morris Genco LLC | IL | Grundy | MO2 | Landfill Gas | LFG | Biomass | IC | 1.4 | RE | 2001
9205 | Illinois Electricial Gen Partn | 55774 | Morris Genco LLC | IL | Grundy | MO3 | Landfill Gas | LFG | Biomass | IC | 1.4 | RE | 2001
56334 | WEHRAN Energy Corporation | 55778 | Brookhaven Facility | NY | Suffolk | BH1 | Landfill Gas | LFG | Biomass | IC | 1.3 | RE | 1995
56334 | WEHRAN Energy Corporation | 55778 | Brookhaven Facility | NY | Suffolk | BH2 | Landfill Gas | LFG | Biomass | IC | 1.3 | RE | 1995
56334 | WEHRAN Energy Corporation | 55778 | Brookhaven Facility | NY | Suffolk | BH3 | Landfill Gas | LFG | Biomass | IC | 1.3 | RE | 1995
56334 | WEHRAN Energy Corporation | 55778 | Brookhaven Facility | NY | Suffolk | BH4 | Landfill Gas | LFG | Biomass | IC | 1.3 | RE | 1995
56334 | WEHRAN Energy Corporation | 55778 | Brookhaven Facility | NY | Suffolk | BH5 | Landfill Gas | LFG | Biomass | IC | 0.5 | IP
56334 | WEHRAN Energy Corporation | 55778 | Brookhaven Facility | NY | Suffolk | BH6 | Landfill Gas | LFG | Biomass | IC | 0.5 | IP
21148 | Zapco Energy Tactics Corp | 55779 | Dunbarton Energy Partners LP | NH | Hillsborough | MA1 | Landfill Gas | LFG | Biomass | IC | 0.7 | RE | 1988
21148 | Zapco Energy Tactics Corp | 55779 | Dunbarton Energy Partners LP | NH | Hillsborough | MA2 | Landfill Gas | LFG | Biomass | IC | 0.7 | RE | 1988
2087 | Bowie Power Station LLC | 55780 | Bowie Power Station LLC | AZ | Cochise | CT1 | Natural Gas Fired Combined Cycle | NG | Natural Gas Nonpeaker | CT | 172 | IP
2087 | Bowie Power Station LLC | 55780 | Bowie Power Station LLC | AZ | Cochise | CT2 | Natural Gas Fired Combined Cycle | NG | Natural Gas Nonpeaker | CT | 172 | IP
2087 | Bowie Power Station LLC | 55780 | Bowie Power Station LLC | AZ | Cochise | CT3 | Natural Gas Fired Combined Cycle | NG | Natural Gas Nonpeaker | CT | 172 | IP
2087 | Bowie Power Station LLC | 55780 | Bowie Power Station LLC | AZ | Cochise | CT4 | Natural Gas Fired Combined Cycle | NG | Natural Gas Nonpeaker | CT | 172 | IP
2087 | Bowie Power Station LLC | 55780 | Bowie Power Station LLC | AZ | Cochise | ST1 | Natural Gas Fired Combined Cycle | NG | Natural Gas Nonpeaker | CA | 181 | IP
2087 | Bowie Power Station LLC | 55780 | Bowie Power Station LLC | AZ | Cochise | ST2 | Natural Gas Fired Combined Cycle | NG | Natural Gas Nonpeaker | CA | 181 | IP
55972 | Valencia Power LLC | 55802 | Valencia Energy Facility | NM | Valencia | CTG2 | Natural Gas Fired Combustion Turbine | NG | Natural Gas Peaker | GT | 159.5 | IP
55972 | Valencia Power LLC | 55802 | Valencia Energy Facility | NM | Valencia | CTG3 | Natural Gas Fired Combustion Turbine | NG | Natural Gas Peaker | GT | 84.2 | IP
55972 | Valencia Power LLC | 55802 | Valencia Energy Facility | NM | Valencia | CTG4 | Natural Gas Fired Combustion Turbine | NG | Natural Gas Peaker | GT | 84.2 | IP
55972 | Valencia Power LLC | 55802 | Valencia Energy Facility | NM | Valencia | CTG5 | Natural Gas Fired Combined Cycle | NG | Natural Gas Nonpeaker | CT | 84.2 | IP
55972 | Valencia Power LLC | 55802 | Valencia Energy Facility | NM | Valencia | CTG6 | Natural Gas Fired Combined Cycle | NG | Natural Gas Nonpeaker | CT | 84.2 | IP
16045 | Riverside County Waste Management Dept | 55820 | RCWMD Badlands Landfill Gas Project | CA | Riverside | GEN2 | Landfill Gas | LFG | Biomass | IC | 1.2 | IP
17650 | Southern Power Co | 55821 | Curtis H Stanton Energy Center | FL | Orange | BCT | Coal Integrated Gasification Combined Cycle | SGC | Hard Coal | CT | 197 | IP
17650 | Southern Power Co | 55821 | Curtis H Stanton Energy Center | FL | Orange | BST | Coal Integrated Gasification Combined Cycle | SGC | Hard Coal | CA | 132 | IP
57207 | HC-50 MAIN STREET, LLC | 55829 | Millinocket Mill | ME | Penobscot | M1S1 | Petroleum Liquids | RFO | Petroleum | ST | 15.6 | RE | 1957
57207 | HC-50 MAIN STREET, LLC | 55829 | Millinocket Mill | ME | Penobscot | M1S2 | Petroleum Liquids | RFO | Petroleum | ST | 15.6 | RE | 1957
57207 | HC-50 MAIN STREET, LLC | 55829 | Millinocket Mill | ME | Penobscot | M1S3 | Petroleum Liquids | RFO | Petroleum | ST | 31.5 | RE | 1968
57207 | HC-50 MAIN STREET, LLC | 55829 | Millinocket Mill | ME | Penobscot | M1S4 | Petroleum Liquids | RFO | Petroleum | ST | 23.5 | RE | 1970
2338 | Calpine Central LP | 55834 | Sherry Energy Center | WI | Wood | CT01 | Natural Gas Fired Combustion Turbine | NG | Natural Gas Peaker | GT | 176 | IP
2338 | Calpine Central LP | 55834 | Sherry Energy Center | WI | Wood | CT02 | Natural Gas Fired Combustion Turbine | NG | Natural Gas Peaker | GT | 176 | IP
2338 | Calpine Central LP | 55834 | Sherry Energy Center | WI | Wood | CT03 | Natural Gas Fired Combustion Turbine | NG | Natural Gas Peaker | GT | 176 | IP
2338 | Calpine Central LP | 55834 | Sherry Energy Center | WI | Wood | CT04 | Natural Gas Fired Combustion Turbine | NG | Natural Gas Peaker | GT | 176 | IP
2338 | Calpine Central LP | 55834 | Sherry Energy Center | WI | Wood | CTG1 | Natural Gas Fired Combined Cycle | NG | Natural Gas Nonpeaker | CT | 176 | IP
2338 | Calpine Central LP | 55834 | Sherry Energy Center | WI | Wood | CTG2 | Natural Gas Fired Combined Cycle | NG | Natural Gas Nonpeaker | CT | 176 | IP
2338 | Calpine Central LP | 55834 | Sherry Energy Center | WI | Wood | STG1 | Natural Gas Fired Combined Cycle | NG | Natural Gas Nonpeaker | CA | 180 | IP
19676 | Valero Refining Co California | 55852 | Valero Refinery Cogeneration Unit 2 | CA | Solano | GT 2 | Other Gases | OG | Biomass | GT | 51 | IP
17698 | Southwestern Electric Power Co | 55869 | Genova Arkansas I LLC | AR | Washington | CTG1 | Natural Gas Fired Combined Cycle | NG | Natural Gas Nonpeaker | CT | 185.7 | IP
17698 | Southwestern Electric Power Co | 55869 | Genova Arkansas I LLC | AR | Washington | CTG2 | Natural Gas Fired Combined Cycle | NG | Natural Gas Nonpeaker | CT | 185.7 | IP
17698 | Southwestern Electric Power Co | 55869 | Genova Arkansas I LLC | AR | Washington | ST1 | Natural Gas Fired Combined Cycle | NG | Natural Gas Nonpeaker | CA | 260 | IP
20323 | Wellhead Services Inc | 55875 | Gates Peaker | CA | Fresno | GEN1 | Natural Gas Fired Combustion Turbine | NG | Natural Gas Peaker | GT | 46.5 | RE | 2001
56318 | CB&I | 55885 | Montgomery County Oaks LFGE Plant | MD | Montgomery | N01 | Landfill Gas | LFG | Biomass | GT | 2.8 | IP
56318 | CB&I | 55885 | Montgomery County Oaks LFGE Plant | MD | Montgomery | N02 | Landfill Gas | LFG | Biomass | GT | 2.8 | IP
18454 | Tampa Electric Co | 55893 | Partnership Station | FL | Hillsborough | 1 | Natural Gas Internal Combustion Engine | NG | Natural Gas Peaker | IC | 2.9 | RE | 2001
18454 | Tampa Electric Co | 55893 | Partnership Station | FL | Hillsborough | 2 | Natural Gas Internal Combustion Engine | NG | Natural Gas Peaker | IC | 2.9 | RE | 2001
54842 | WM Renewable Energy LLC | 55925 | Ridgeview | WI | Manitowoc | GEN10 | Landfill Gas | LFG | Biomass | IC | 0.8 | RE | 2006
54842 | WM Renewable Energy LLC | 55925 | Ridgeview | WI | Manitowoc | GEN9 | Landfill Gas | LFG | Biomass | IC | 0.8 | RE | 2006
14328 | Pacific Gas & Electric Co | 55937 | TESLA Power Project | CA | Alameda | GTG1 | Natural Gas Fired Combined Cycle | NG | Natural Gas Nonpeaker | CT | 188 | IP
14328 | Pacific Gas & Electric Co | 55937 | TESLA Power Project | CA | Alameda | GTG2 | Natural Gas Fired Combined Cycle | NG | Natural Gas Nonpeaker | CT | 188 | IP
14328 | Pacific Gas & Electric Co | 55937 | TESLA Power Project | CA | Alameda | GTG3 | Natural Gas Fired Combined Cycle | NG | Natural Gas Nonpeaker | CT | 188 | IP
14328 | Pacific Gas & Electric Co | 55937 | TESLA Power Project | CA | Alameda | GTG4 | Natural Gas Fired Combined Cycle | NG | Natural Gas Nonpeaker | CT | 188 | IP
14328 | Pacific Gas & Electric Co | 55937 | TESLA Power Project | CA | Alameda | STG1 | Natural Gas Fired Combined Cycle | NG | Natural Gas Nonpeaker | CA | 285 | IP
14328 | Pacific Gas & Electric Co | 55937 | TESLA Power Project | CA | Alameda | STG2 | Natural Gas Fired Combined Cycle | NG | Natural Gas Nonpeaker | CA | 285 | IP
56160 | NAEA Operating Company LLC | 55938 | NAEA Ocean Peaking Power LLC | NJ | Ocean | OPP5 | Natural Gas Fired Combustion Turbine | NG | Natural Gas Peaker | GT | 191.5 | IP
56024 | Kamin LLC | 55961 | Kamin LLC Wrens Mine | GA | Warren | WM1 | Petroleum Liquids | DFO | Petroleum | IC | 1 | RE | 1988
56024 | Kamin LLC | 55961 | Kamin LLC Wrens Mine | GA | Warren | WM2 | Petroleum Liquids | DFO | Petroleum | IC | 1 | RE | 1988
13630 | North Carolina Mun Power Agny #1 | 56058 | High Point, Jackson Lake | NC | Guilford | 1 | Petroleum Liquids | DFO | Petroleum | IC | 1.8 | RE | 2002
13630 | North Carolina Mun Power Agny #1 | 56060 | Gastonia Rankin Lake | NC | Gaston | 1 | Petroleum Liquids | DFO | Petroleum | IC | 1.8 | RE | 2002
13630 | North Carolina Mun Power Agny #1 | 56061 | Gastonia Duke Street | NC | Gaston | 1 | Petroleum Liquids | DFO | Petroleum | IC | 1.8 | RE | 2002
13630 | North Carolina Mun Power Agny #1 | 56065 | Maiden Finger Street | NC | Catawba | 1 | Petroleum Liquids | DFO | Petroleum | IC | 1.8 | RE | 2002
13630 | North Carolina Mun Power Agny #1 | 56066 | Lexington Hickory Street | NC | Davidson | 1 | Petroleum Liquids | DFO | Petroleum | IC | 1.8 | RE | 2002
361 | Industrial Energy Applications Inc | 56072 | Alliant SBD 9801 Aegon Martha's Way | IA | Linn | 01 | Petroleum Liquids | DFO | Petroleum | IC | 1.1 | RE | 1998
16657 | San Jose/Santa Clara Water P C | 56080 | SJ/SC WPCP | CA | Santa Clara | E1 | Other Waste Biomass | OBG | Biomass | IC | 0.8 | RE | 1953
16657 | San Jose/Santa Clara Water P C | 56080 | SJ/SC WPCP | CA | Santa Clara | E3 | Other Waste Biomass | OBG | Biomass | IC | 0.8 | RE | 1953
16657 | San Jose/Santa Clara Water P C | 56080 | SJ/SC WPCP | CA | Santa Clara | E6 | Other Waste Biomass | OBG | Biomass | IC | 1.8 | RE | 1963
49736 | Loring Holdings, LLC | 56105 | Loring Power Plant | ME | Aroostook | GTG1 | Natural Gas Fired Combined Cycle | NG | Natural Gas Nonpeaker | CT | 50 | IP
49736 | Loring Holdings, LLC | 56105 | Loring Power Plant | ME | Aroostook | STG1 | Natural Gas Fired Combined Cycle | NG | Natural Gas Nonpeaker | CA | 30 | IP
49777 | SP Fiber Technologies NW LLC | 56124 | SPFT - Newberg Cogen | OR | Yamhill | GT1 | Natural Gas Fired Combustion Turbine | NG | Natural Gas Peaker | GT | 54 | RE | 2002
49777 | SP Fiber Technologies NW LLC | 56124 | SPFT - Newberg Cogen | OR | Yamhill | GT2 | Natural Gas Fired Combustion Turbine | NG | Natural Gas Peaker | GT | 54 | RE | 2002
49777 | SP Fiber Technologies NW LLC | 56124 | SPFT - Newberg Cogen | OR | Yamhill | TG1 | Wood/Wood Waste Biomass | WDS | Biomass | ST | 12.5 | RE | 1979
17543 | South Carolina Public Service Authority | 56130 | Cornell Dubilier | SC | Pickens | 1 | Petroleum Liquids | DFO | Petroleum | IC | 2.9 | RE | 2003
219 | Alaska Power and Telephone Co | 56146 | False Island | AK | Prince of Wales Ketchikan | 3 | Petroleum Liquids | DFO | Petroleum | IC | 0.3 | RE | 1983
4716 | Dairyland Power Coop | 56149 | Seven Mile Creek LFG | WI | Eau Claire | 5 | Landfill Gas | LFG | Biomass | IC | 0.8 | IP
5338 | Dow Chemical Co | 56152 | Freeport Energy Center | TX | Brazoria | CTG2 | Natural Gas Fired Combined Cycle | NG | Natural Gas Nonpeaker | CT | 180 | IP
49805 | Kennecott Utah Copper | 56163 | Kennecott Power Plant | UT | Salt Lake | MCHP | Natural Gas Fired Combustion Turbine | NG | Natural Gas Peaker | GT | 6.4 | IP
57254 | MM Milliken Genco LLC | 56171 | Milliken Plant | CA | San Bernardino | UNT1 | Landfill Gas | LFG | Biomass | IC | 1.1 | RE | 2003
57254 | MM Milliken Genco LLC | 56171 | Milliken Plant | CA | San Bernardino | UNT2 | Landfill Gas | LFG | Biomass | IC | 1.1 | RE | 2003
12807 | Michigan South Central Pwr Agy | 56183 | Modular Power LLC | MI | Branch | 1 | Petroleum Liquids | DFO | Petroleum | IC | 1.6 | RE | 1999
12807 | Michigan South Central Pwr Agy | 56183 | Modular Power LLC | MI | Branch | 2 | Petroleum Liquids | DFO | Petroleum | IC | 1.8 | RE | 1999
12807 | Michigan South Central Pwr Agy | 56183 | Modular Power LLC | MI | Branch | 3 | Petroleum Liquids | DFO | Petroleum | IC | 1.6 | RE | 1999
12807 | Michigan South Central Pwr Agy | 56183 | Modular Power LLC | MI | Branch | 4 | Petroleum Liquids | DFO | Petroleum | IC | 1.6 | RE | 1999
12807 | Michigan South Central Pwr Agy | 56183 | Modular Power LLC | MI | Branch | 5 | Petroleum Liquids | DFO | Petroleum | IC | 1.8 | RE | 1999
12807 | Michigan South Central Pwr Agy | 56183 | Modular Power LLC | MI | Branch | 6 | Petroleum Liquids | DFO | Petroleum | IC | 1.6 | RE | 1999
12807 | Michigan South Central Pwr Agy | 56183 | Modular Power LLC | MI | Branch | 7 | Petroleum Liquids | DFO | Petroleum | IC | 1.6 | RE | 1999
12807 | Michigan South Central Pwr Agy | 56183 | Modular Power LLC | MI | Branch | 8 | Petroleum Liquids | DFO | Petroleum | IC | 1.6 | RE | 1999
12807 | Michigan South Central Pwr Agy | 56183 | Modular Power LLC | MI | Branch | 9 | Petroleum Liquids | DFO | Petroleum | IC | 1.6 | RE | 1999
49840 | Waterside Power, LLC | 56189 | Waterside Power, LLC | CT | Fairfield | 1 | Petroleum Liquids | DFO | Petroleum | GT | 23.2 | RE | 2003
49840 | Waterside Power, LLC | 56189 | Waterside Power, LLC | CT | Fairfield | 2 | Petroleum Liquids | DFO | Petroleum | GT | 23.2 | RE | 2003
49840 | Waterside Power, LLC | 56189 | Waterside Power, LLC | CT | Fairfield | 6 | Petroleum Liquids | DFO | Petroleum | GT | 23.2 | RE | 2004
57170 | EDF Renewable Asset Holdings, Inc. | 56213 | Patterson Pass | CA | Alameda | WND1 | Onshore Wind Turbine | WND | Wind | WT | 8.1 | RE | 1985
57170 | EDF Renewable Asset Holdings, Inc. | 56213 | Patterson Pass | CA | Alameda | WND2 | Onshore Wind Turbine | WND | Wind | WT | 13.8 | RE | 1987
56599 | Wind Energy America Inc | 56216 | L J Trust | IA | Osceola | LJT2 | Onshore Wind Turbine | WND | Wind | WT | 2 | RE | 2011
56599 | Wind Energy America Inc | 56217 | NAE Shaokatan Power | MN | Lincoln | SPP2 | Onshore Wind Turbine | WND | Wind | WT | 0.8 | RE | 2011
56599 | Wind Energy America Inc | 56217 | NAE Shaokatan Power | MN | Lincoln | SPP3 | Onshore Wind Turbine | WND | Wind | WT | 0.8 | RE | 2010
56599 | Wind Energy America Inc | 56218 | Zachary Ridge LLC | IA | Osceola | ZR2 | Onshore Wind Turbine | WND | Wind | WT | 2 | RE | 2010
22500 | Westar Energy Inc | 56219 | Westar Wind | KS | Pottawatomie | J1 | Onshore Wind Turbine | WND | Wind | WT | 0.7 | RE | 1999
22500 | Westar Energy Inc | 56219 | Westar Wind | KS | Pottawatomie | J2 | Onshore Wind Turbine | WND | Wind | WT | 0.7 | RE | 1999
49896 | Newmont Nevada Energy Investment, LLC | 56224 | TS Power Plant | NV | Eureka | 002 | Petroleum Liquids | DFO | Petroleum | GT | 41.9 | IP
49896 | Newmont Nevada Energy Investment, LLC | 56224 | TS Power Plant | NV | Eureka | 003 | Petroleum Liquids | DFO | Petroleum | GT | 41.9 | IP
49896 | Newmont Nevada Energy Investment, LLC | 56224 | TS Power Plant | NV | Eureka | 004 | Petroleum Liquids | DFO | Petroleum | GT | 41.9 | IP
49896 | Newmont Nevada Energy Investment, LLC | 56224 | TS Power Plant | NV | Eureka | 005 | Petroleum Liquids | DFO | Petroleum | GT | 41.9 | IP
803 | Arizona Public Service Co | 56228 | Prescott Airport | AZ | Yavapai | PV2 | Solar Photovoltaic | SUN | Solar PV | PV | 7 | IP
50109 | DeKalb Regional Health System | 56231 | DeKalb Medical Center-Hillandale | GA | DeKalb | 03 | Petroleum Liquids | DFO | Petroleum | IC | 1.5 | RE | 2003
4180 | Connecticut Mun Elec Engy Coop | 56256 | John Street 1, 3, 4 & 5 | CT | New Haven | JS 1 | Petroleum Liquids | DFO | Petroleum | IC | 1.8 | RE | 2005
17164 | Sierra Pacific Industries Inc | 56281 | SPI - Everett | WA | Snohomish | GEN1 | Wood/Wood Waste Biomass | WDS | Biomass | ST | 28 | IP
16612 | City & County of San Francisco | 56305 | San Francisco Electric Reliability Proj | CA | San Francisco | 1 | Natural Gas Fired Combustion Turbine | NG | Natural Gas Peaker | GT | 50.5 | IP
16612 | City & County of San Francisco | 56305 | San Francisco Electric Reliability Proj | CA | San Francisco | 2 | Natural Gas Fired Combustion Turbine | NG | Natural Gas Peaker | GT | 50.5 | IP
16612 | City & County of San Francisco | 56305 | San Francisco Electric Reliability Proj | CA | San Francisco | 3 | Natural Gas Fired Combustion Turbine | NG | Natural Gas Peaker | GT | 50.5 | IP
16612 | City & County of San Francisco | 56306 | San Francisco Intl Airport Ct Project | CA | San Mateo | 1 | Natural Gas Fired Combustion Turbine | NG | Natural Gas Peaker | GT | 48 | IP
50147 | US Geothermal Inc. | 56317 | Raft River Geothermal Power Plant | ID | CASSIA | 2 | Geothermal | GEO | Geothermal | BT | 18 | IP
50158 | Innovative Energy Systems Inc | 56323 | Modern Innovative Energy LLC | NY | Niagara | GEN5 | Landfill Gas | LFG | Biomass | IC | 1.6 | IP
50158 | Innovative Energy Systems Inc | 56323 | Modern Innovative Energy LLC | NY | Niagara | GEN6 | Landfill Gas | LFG | Biomass | IC | 1.6 | IP
50158 | Innovative Energy Systems Inc | 56323 | Modern Innovative Energy LLC | NY | Niagara | GEN7 | Landfill Gas | LFG | Biomass | IC | 1.6 | IP
50158 | Innovative Energy Systems Inc | 56323 | Modern Innovative Energy LLC | NY | Niagara | GEN8 | Landfill Gas | LFG | Biomass | IC | 1.6 | IP
50158 | Innovative Energy Systems Inc | 56324 | Colonie LFGTE Facility | NY | Albany | GEN4 | Landfill Gas | LFG | Biomass | IC | 1.6 | IP
19547 | Hawaiian Electric Co Inc | 56330 | Ewa Nui Substation DG | HI | Honolulu | DG1 | Petroleum Liquids | DFO | Petroleum | IC | 1.6 | RE | 2005
19547 | Hawaiian Electric Co Inc | 56330 | Ewa Nui Substation DG | HI | Honolulu | DG2 | Petroleum Liquids | DFO | Petroleum | IC | 1.6 | RE | 2005
19547 | Hawaiian Electric Co Inc | 56330 | Ewa Nui Substation DG | HI | Honolulu | DG3 | Petroleum Liquids | DFO | Petroleum | IC | 1.6 | RE | 2005
19547 | Hawaiian Electric Co Inc | 56330 | Ewa Nui Substation DG | HI | Honolulu | DG4 | Petroleum Liquids | DFO | Petroleum | IC | 1.6 | RE | 2007
19547 | Hawaiian Electric Co Inc | 56330 | Ewa Nui Substation DG | HI | Honolulu | DG5 | Petroleum Liquids | DFO | Petroleum | IC | 1.6 | RE | 2007
19547 | Hawaiian Electric Co Inc | 56330 | Ewa Nui Substation DG | HI | Honolulu | DG6 | Petroleum Liquids | DFO | Petroleum | IC | 1.6 | RE | 2007
19547 | Hawaiian Electric Co Inc | 56331 | Iwilei Tank Farm DG | HI | Honolulu | DG1 | Petroleum Liquids | DFO | Petroleum | IC | 1.6 | RE | 2005
19547 | Hawaiian Electric Co Inc | 56331 | Iwilei Tank Farm DG | HI | Honolulu | DG2 | Petroleum Liquids | DFO | Petroleum | IC | 1.6 | RE | 2005
19547 | Hawaiian Electric Co Inc | 56331 | Iwilei Tank Farm DG | HI | Honolulu | DG3 | Petroleum Liquids | DFO | Petroleum | IC | 1.6 | RE | 2005
19547 | Hawaiian Electric Co Inc | 56332 | Helemano Substation DG | HI | Honolulu | DG1 | Petroleum Liquids | DFO | Petroleum | IC | 1.6 | RE | 2005
19547 | Hawaiian Electric Co Inc | 56332 | Helemano Substation DG | HI | Honolulu | DG2 | Petroleum Liquids | DFO | Petroleum | IC | 1.6 | RE | 2005
19547 | Hawaiian Electric Co Inc | 56332 | Helemano Substation DG | HI | Honolulu | DG3 | Petroleum Liquids | DFO | Petroleum | IC | 1.6 | RE | 2005
18454 | Tampa Electric Co | 56352 | Tampa Electric Co NA 2 | FL | HILLSBOROUGH | 3 | Natural Gas Fired Combustion Turbine | NG | Natural Gas Peaker | GT | 62 | IP
18454 | Tampa Electric Co | 56352 | Tampa Electric Co NA 2 | FL | HILLSBOROUGH | 4 | Natural Gas Fired Combustion Turbine | NG | Natural Gas Peaker | GT | 62 | IP
18454 | Tampa Electric Co | 56352 | Tampa Electric Co NA 2 | FL | HILLSBOROUGH | 5 | Natural Gas Fired Combustion Turbine | NG | Natural Gas Peaker | GT | 178 | IP
18454 | Tampa Electric Co | 56352 | Tampa Electric Co NA 2 | FL | HILLSBOROUGH | 6 | Natural Gas Fired Combustion Turbine | NG | Natural Gas Peaker | GT | 178 | IP
18454 | Tampa Electric Co | 56352 | Tampa Electric Co NA 2 | FL | HILLSBOROUGH | 7 | Natural Gas Fired Combustion Turbine | NG | Natural Gas Peaker | GT | 62 | IP
18454 | Tampa Electric Co | 56353 | Tampa Electric Co NA 3 | FL | HILLSBOROUGH | 3 | Natural Gas Fired Combustion Turbine | NG | Natural Gas Peaker | GT | 45 | IP
18454 | Tampa Electric Co | 56353 | Tampa Electric Co NA 3 | FL | HILLSBOROUGH | 4 | Natural Gas Fired Combustion Turbine | NG | Natural Gas Peaker | GT | 54 | IP
18454 | Tampa Electric Co | 56354 | Tampa Electric Co NA 4 | FL |  | 5 | Natural Gas Fired Combustion Turbine | NG | Natural Gas Peaker | GT | 100 | IP
18454 | Tampa Electric Co | 56354 | Tampa Electric Co NA 4 | FL |  | 6 | Natural Gas Fired Combustion Turbine | NG | Natural Gas Peaker | GT | 100 | IP
4716 | Dairyland Power Coop | 56366 | Lake Area Landfill Gas Recovery | WI | WASHBURN | 1 | Landfill Gas | LFG | Biomass | IC | 1 | IP
4716 | Dairyland Power Coop | 56366 | Lake Area Landfill Gas Recovery | WI | WASHBURN | 2 | Landfill Gas | LFG | Biomass | IC | 1 | IP
4716 | Dairyland Power Coop | 56366 | Lake Area Landfill Gas Recovery | WI | WASHBURN | 3 | Landfill Gas | LFG | Biomass | IC | 1 | IP
4716 | Dairyland Power Coop | 56366 | Lake Area Landfill Gas Recovery | WI | WASHBURN | 4 | Landfill Gas | LFG | Biomass | IC | 0.8 | IP
56545 | Pattern Operators LP | 56370 | Ecogen Wind | NY | Steuben | 1 | Onshore Wind Turbine | WND | Wind | WT | 79.5 | IP
1015 | Austin Energy | 56373 | Domain Integrated Energy System | TX | TRAVIS | DOMG1 | Natural Gas Fired Combustion Turbine | NG | Natural Gas Peaker | GT | 5 | RE | 2004
15399 | Avangrid Renewables Inc | 56398 | Jordanville Wind Farm | NY | Herkimer | 1 | Onshore Wind Turbine | WND | Wind | WT | 80 | IP
20838 | Win-Sam Inc | 56401 | UTSA TEP II | TX | Bexar | GEN2 | Petroleum Liquids | DFO | Petroleum | IC | 1.5 | IP
20838 | Win-Sam Inc | 56401 | UTSA TEP II | TX | Bexar | GEN3 | Petroleum Liquids | DFO | Petroleum | IC | 1.5 | IP
7096 | City of Geneva- (IL) | 56462 | Geneva Generation Facility | IL | Kane | GEN6 | Petroleum Liquids | DFO | Petroleum | IC | 2 | RE | 2005
57249 | EPP Renewable Energy | 56511 | Pennsauken Landfill | NJ | Camden | GEN3 | Landfill Gas | LFG | Biomass | IC | 0.9 | RE | 2004
19547 | Hawaiian Electric Co Inc | 56514 | Kalaeoloa Pole Yard DG | HI | Honolulu | DG1 | Petroleum Liquids | DFO | Petroleum | IC | 1.6 | RE | 2006
19547 | Hawaiian Electric Co Inc | 56514 | Kalaeoloa Pole Yard DG | HI | Honolulu | DG2 | Petroleum Liquids | DFO | Petroleum | IC | 1.6 | RE | 2006
19547 | Hawaiian Electric Co Inc | 56514 | Kalaeoloa Pole Yard DG | HI | Honolulu | DG3 | Petroleum Liquids | DFO | Petroleum | IC | 1.6 | RE | 2006
19547 | Hawaiian Electric Co Inc | 56515 | CEIP Substation Distributed Generation | HI | HONOLULU | DG1 | Petroleum Liquids | DFO | Petroleum | IC | 1.6 | RE | 2006
19547 | Hawaiian Electric Co Inc | 56515 | CEIP Substation Distributed Generation | HI | HONOLULU | DG2 | Petroleum Liquids | DFO | Petroleum | IC | 1.6 | RE | 2006
19547 | Hawaiian Electric Co Inc | 56515 | CEIP Substation Distributed Generation | HI | HONOLULU | DG3 | Petroleum Liquids | DFO | Petroleum | IC | 1.6 | RE | 2006
54842 | WM Renewable Energy LLC | 56525 | Timberline Trail Gas Recovery | WI | RUSK | GEN6 | Landfill Gas | LFG | Biomass | IC | 0.8 | RE | 2007
54842 | WM Renewable Energy LLC | 56525 | Timberline Trail Gas Recovery | WI | RUSK | GEN7 | Landfill Gas | LFG | Biomass | IC | 0.8 | RE | 2007
55733 | Waste Management Energy Solutions Inc | 56533 | Bradley Gas Recovery | CA | Los Angeles | GEN1 | Landfill Gas | LFG | Biomass | IC | 1.3 | RE | 2004
55733 | Waste Management Energy Solutions Inc | 56533 | Bradley Gas Recovery | CA | Los Angeles | GEN2 | Landfill Gas | LFG | Biomass | IC | 1.3 | RE | 2004
55733 | Waste Management Energy Solutions Inc | 56533 | Bradley Gas Recovery | CA | Los Angeles | GEN3 | Landfill Gas | LFG | Biomass | IC | 1.3 | RE | 2004
55733 | Waste Management Energy Solutions Inc | 56533 | Bradley Gas Recovery | CA | Los Angeles | GEN4 | Landfill Gas | LFG | Biomass | IC | 1.3 | RE | 2004
55733 | Waste Management Energy Solutions Inc | 56533 | Bradley Gas Recovery | CA | Los Angeles | GEN5 | Landfill Gas | LFG | Biomass | IC | 1.3 | RE | 2004
918 | City of Aspen- (CO) | 56566 | Castle Creek Hydroplant | CO | Pitkin | 1 | Conventional Hydroelectric | WAT | Hydro | HY | 1.2 | IP
19281 | Turlock Irrigation District | 56631 | Turlock Irrigation District Fuel Cell | CA | Stanislaus | TFC | Other Waste Biomass | OBG | Biomass | FC | 1.2 | RE | 2009
13407 | Nevada Power Co | 56642 | Ely Energy Center | NV | White Pine | 1 | Conventional Steam Coal | SUB | Hard Coal | ST | 750 | IP
13407 | Nevada Power Co | 56642 | Ely Energy Center | NV | White Pine | 2 | Conventional Steam Coal | SUB | Hard Coal | ST | 750 | IP
56482 | Gamesa Wind US | 56653 | Crescent Ridge II Wind Energy Project | IL | BUREAU | 1 | Onshore Wind Turbine | WND | Wind | WT | 57.8 | IP
56545 | Pattern Operators LP | 56655 | Seldom Seen Wind LLC | PA | CAMBRIA | 1 | Onshore Wind Turbine | WND | Wind | WT | 41 | IP
56545 | Pattern Operators LP | 56656 | Aragonne Mesa Phase II | NM | GUADALUPE | 1 | Onshore Wind Turbine | WND | Wind | WT | 110.4 | IP
56482 | Gamesa Wind US | 56657 | Lancaster Wind Farm Project | IL | STEPHENSON | 1 | Onshore Wind Turbine | WND | Wind | WT | 70 | IP
56545 | Pattern Operators LP | 56658 | Majestic 2 Wind Farm | TX | Carson | 1 | Onshore Wind Turbine | WND | Wind | WT | 79.2 | IP
50123 | Leeward Asset Management, LLC | 56660 | Alliant 1 Wind | IA | FRANKLIN | 1 | Onshore Wind Turbine | WND | Wind | WT | 110 | IP
56545 | Pattern Operators LP | 56662 | Texas Gulf Wind 2 | TX | Kenedy | 1 | Onshore Wind Turbine | WND | Wind | WT | 187.2 | IP
56545 | Pattern Operators LP | 56663 | El Paso Wind Project | IL | WOODFORD | 1 | Onshore Wind Turbine | WND | Wind | WT | 80 | IP
55918 | Acciona Wind Energy USA LLC | 56665 | Dempsey Ridge Wind Farm | OK | Roger Mills | DR2 | Onshore Wind Turbine | WND | Wind | WT | 92 | IP
20323 | Wellhead Services Inc | 56676 | Margarita Energy Center | CA | Orange | CTG1 | Natural Gas Fired Combustion Turbine | NG | Natural Gas Peaker | GT | 48.2 | IP
9617 | JEA | 56799 | Greenland Energy Center | FL | Duval | 3 | Natural Gas Fired Combined Cycle | NG | Natural Gas Nonpeaker | CA | 230 | IP
14328 | Pacific Gas & Electric Co | 56820 | Britton Powerhouse | CA | SHASTA | 1 | Conventional Hydroelectric | WAT | Hydro | HY | 2.8 | IP
14328 | Pacific Gas & Electric Co | 56821 | Chalk Mountain Powerhouse | CA | SHASTA | 1 | Conventional Hydroelectric | WAT | Hydro | HY | 2.2 | IP
14328 | Pacific Gas & Electric Co | 56822 | Rock Creek Dam | CA | Plumas | 01 | Conventional Hydroelectric | WAT | Hydro | HY | 3.6 | IP
3046 | Duke Energy Progress - (NC) | 56849 | Woodfin | NC | Buncombe | 1 | Natural Gas Fired Combustion Turbine | NG | Natural Gas Peaker | GT | 45.5 | IP
55858 | Energy Developments Inc | 56866 | Middle Point Landfill Gas Recovery | TN | RUTHERFORD | 1 | Landfill Gas | LFG | Biomass | IC | 1.4 | RE | 2000
55858 | Energy Developments Inc | 56866 | Middle Point Landfill Gas Recovery | TN | RUTHERFORD | 2 | Landfill Gas | LFG | Biomass | IC | 1.4 | RE | 2000
55858 | Energy Developments Inc | 56867 | Roberts Road Power Plant | GA | FAYETTE | 1 | Landfill Gas | LFG | Biomass | IC | 1.4 | RE | 2003
56081 | Southeastern Chester County Refuse Auth | 56873 | SECCRA Community Landfill | PA | Chester | 2 | Landfill Gas | LFG | Biomass | IC | 1.1 | RE | 2008
57249 | EPP Renewable Energy | 56885 | Maidencreek Biomass Plant | PA | Berks | GEN 1 | Wood/Wood Waste Biomass | WDS | Biomass | ST | 5.2 | IP
57249 | EPP Renewable Energy | 56886 | Jersey Shore Steel Co | PA | Clinton | GEN 1 | Landfill Gas | LFG | Biomass | IC | 1.6 | IP
57249 | EPP Renewable Energy | 56888 | Warren County Solar | NJ | Warren | GEN 5 | Solar Photovoltaic | SUN | Solar PV | PV | 0.5 | IP
57249 | EPP Renewable Energy | 56888 | Warren County Solar | NJ | Warren | GEN 6 | Solar Photovoltaic | SUN | Solar PV | PV | 0.5 | IP
57249 | EPP Renewable Energy | 56888 | Warren County Solar | NJ | Warren | GEN 7 | Solar Photovoltaic | SUN | Solar PV | PV | 0.5 | IP
57249 | EPP Renewable Energy | 56888 | Warren County Solar | NJ | Warren | GEN 8 | Solar Photovoltaic | SUN | Solar PV | PV | 0.5 | IP
57249 | EPP Renewable Energy | 56888 | Warren County Solar | NJ | Warren | GEN 9 | Solar Photovoltaic | SUN | Solar PV | PV | 0.5 | IP
57249 | EPP Renewable Energy | 56888 | Warren County Solar | NJ | Warren | GEN10 | Solar Photovoltaic | SUN | Solar PV | PV | 0.5 | IP
28086 | Energy Unlimited Inc | 56926 | Painted Hills IV Wind | CA | RIVERSIDE | 1 | Onshore Wind Turbine | WND | Wind | WT | 19.5 | IP
56175 | Fairbanks Morse Engine | 56937 | Fairbanks Morse Engine | WI | Rock | GEN7 | Petroleum Liquids | DFO | Petroleum | IC | 3.1 | RE | 1996
20323 | Wellhead Services Inc | 56955 | Helms Energy Center | CA | Fresno | 1 | Natural Gas Fired Combustion Turbine | NG | Natural Gas Peaker | GT | 48 | IP
59880 | Pioneer Crossing Energy LLC | 56957 | Pioneer Crossing Energy, LLC | PA | Berks | LFG6 | Landfill Gas | LFG | Biomass | IC | 1.6 | IP
59880 | Pioneer Crossing Energy LLC | 56957 | Pioneer Crossing Energy, LLC | PA | Berks | LFG7 | Landfill Gas | LFG | Biomass | IC | 1.6 | IP
17609 | Southern California Edison Co | 56976 | Solar Photovoltaic Project #01 | CA | SAN BERNARDINO | S1A | Solar Photovoltaic | SUN | Solar PV | PV | 0.5 | RE | 2008
17609 | Southern California Edison Co | 56976 | Solar Photovoltaic Project #01 | CA | SAN BERNARDINO | S1B | Solar Photovoltaic | SUN | Solar PV | PV | 0.5 | RE | 2008
17609 | Southern California Edison Co | 56976 | Solar Photovoltaic Project #01 | CA | SAN BERNARDINO | S1C | Solar Photovoltaic | SUN | Solar PV | PV | 0.5 | RE | 2008
17609 | Southern California Edison Co | 56976 | Solar Photovoltaic Project #01 | CA | SAN BERNARDINO | S1D | Solar Photovoltaic | SUN | Solar PV | PV | 0.5 | RE | 2008
5580 | East Kentucky Power Coop, Inc | 56977 | Mason County LFGTE | KY | Mason | 1 | Landfill Gas | LFG | Biomass | IC | 2 | RE | 2009
50158 | Innovative Energy Systems Inc | 56987 | Hyland LFGTE Facility | NY | Allegany | GEN4 | Landfill Gas | LFG | Biomass | IC | 1.6 | IP
56771 | Black Hills Service Company LLC | 56998 | Pueblo Airport Generating Station | CO | Pueblo | GT3 | Natural Gas Fired Combustion Turbine | NG | Natural Gas Peaker | GT | 100 | IP
56290 | CPV Vaca Station LLC | 56999 | CPV Vaca Station LLC | CA | Solano | CTG1 | Natural Gas Fired Combined Cycle | NG | Natural Gas Nonpeaker | CT | 225 | IP
56290 | CPV Vaca Station LLC | 56999 | CPV Vaca Station LLC | CA | Solano | CTG2 | Natural Gas Fired Combined Cycle | NG | Natural Gas Nonpeaker | CT | 225 | IP
56290 | CPV Vaca Station LLC | 56999 | CPV Vaca Station LLC | CA | Solano | STG | Natural Gas Fired Combined Cycle | NG | Natural Gas Nonpeaker | CA | 220 | IP
56306 | DeKalb County GA | 57013 | DeKalb County Green Energy Facility | GA | DeKalb | 1 | Landfill Gas | LFG | Biomass | IC | 1.6 | RE | 2006
56306 | DeKalb County GA | 57013 | DeKalb County Green Energy Facility | GA | DeKalb | 2 | Landfill Gas | LFG | Biomass | IC | 1.6 | RE | 2006
56306 | DeKalb County GA | 57013 | DeKalb County Green Energy Facility | GA | DeKalb | 3 | Landfill Gas | LFG | Biomass | IC | 1.6 | IP
17650 | Southern Power Co | 57029 | Cleveland Cnty Generating Facility | NC | Cleveland | 5 | Natural Gas Fired Combustion Turbine | NG | Natural Gas Peaker | GT | 184 | IP
17650 | Southern Power Co | 57029 | Cleveland Cnty Generating Facility | NC | Cleveland | 6 | Natural Gas Fired Combustion Turbine | NG | Natural Gas Peaker | GT | 184 | IP
17650 | Southern Power Co | 57029 | Cleveland Cnty Generating Facility | NC | Cleveland | 7 | Natural Gas Fired Combustion Turbine | NG | Natural Gas Peaker | GT | 184 | IP
17650 | Southern Power Co | 57029 | Cleveland Cnty Generating Facility | NC | Cleveland | 8 | Natural Gas Fired Combustion Turbine | NG | Natural Gas Peaker | GT | 184 | IP
13781 | Northern States Power Co - Minnesota | 57048 | Merricourt Wind Project | ND | LAMOURE | 1 | Onshore Wind Turbine | WND | Wind | WT | 150 | IP
221 | Alaska Village Elec Coop, Inc | 57051 | Noatak | AK | Northwest Arctic | UNIT5 | Petroleum Liquids | DFO | Petroleum | IC | 0.4 | RE | 1990
221 | Alaska Village Elec Coop, Inc | 57053 | Alakanuk | AK | WADE HAMPTON | G309 | Petroleum Liquids | DFO | Petroleum | IC | 0.5 | IP
221 | Alaska Village Elec Coop, Inc | 57055 | Stebbins | AK | Nome | UNIT1 | Petroleum Liquids | DFO | Petroleum | IC | 0.5 | RE | 2007
221 | Alaska Village Elec Coop, Inc | 57055 | Stebbins | AK | Nome | UNIT2 | Petroleum Liquids | DFO | Petroleum | IC | 0.4 | RE | 1992
221 | Alaska Village Elec Coop, Inc | 57055 | Stebbins | AK | Nome | UNIT3 | Petroleum Liquids | DFO | Petroleum | IC | 0.3 | RE | 1990
221 | Alaska Village Elec Coop, Inc | 57061 | St. Michael | AK | Nome | UNIT1 | Petroleum Liquids | DFO | Petroleum | IC | 0.5 | RE | 2005
221 | Alaska Village Elec Coop, Inc | 57061 | St. Michael | AK | Nome | UNIT2 | Petroleum Liquids | DFO | Petroleum | IC | 0.3 | RE | 2000
221 | Alaska Village Elec Coop, Inc | 57061 | St. Michael | AK | Nome | UNIT3 | Petroleum Liquids | DFO | Petroleum | IC | 0.2 | RE | 1995
221 | Alaska Village Elec Coop, Inc | 57062 | Gambell | AK | Nome | UNIT1 | Petroleum Liquids | DFO | Petroleum | IC | 0.3 | RE | 1985
59155 | First Wind O&M, LLC | 57087 | Kahuku Wind Power LLC | HI | Honolulu | 2 | Batteries | MWH | Other | BA | 15 | RE | 2011
17609 | Southern California Edison Co | 57127 | Solar Photovoltaic Project #24 | CA | SAN BERNARDINO | SO24A | Solar Photovoltaic | SUN | Solar PV | PV | 0.5 | IP
17609 | Southern California Edison Co | 57127 | Solar Photovoltaic Project #24 | CA | SAN BERNARDINO | SO24B | Solar Photovoltaic | SUN | Solar PV | PV | 0.5 | IP
17609 | Southern California Edison Co | 57127 | Solar Photovoltaic Project #24 | CA | SAN BERNARDINO | SO24C | Solar Photovoltaic | SUN | Solar PV | PV | 0.5 | IP
17609 | Southern California Edison Co | 57127 | Solar Photovoltaic Project #24 | CA | SAN BERNARDINO | SO24D | Solar Photovoltaic | SUN | Solar PV | PV | 0.5 | IP
17609 | Southern California Edison Co | 57127 | Solar Photovoltaic Project #24 | CA | SAN BERNARDINO | SO24E | Solar Photovoltaic | SUN | Solar PV | PV | 0.5 | IP
17609 | Southern California Edison Co | 57127 | Solar Photovoltaic Project #24 | CA | SAN BERNARDINO | SO24F | Solar Photovoltaic | SUN | Solar PV | PV | 0.5 | IP
17609 | Southern California Edison Co | 57127 | Solar Photovoltaic Project #24 | CA | SAN BERNARDINO | SO24G | Solar Photovoltaic | SUN | Solar PV | PV | 0.5 | IP
17609 | Southern California Edison Co | 57127 | Solar Photovoltaic Project #24 | CA | SAN BERNARDINO | SO24H | Solar Photovoltaic | SUN | Solar PV | PV | 0.5 | IP
54842 | WM Renewable Energy LLC | 57164 | Waste Management Tri-Cities LFGTE | CA | Alameda | GEN3 | Landfill Gas | LFG | Biomass | IC | 1.6 | IP
56523 | Colorado Highlands Wind LLC | 57174 | Colorado Highlands Wind | CO | Logan | CHW3 | Onshore Wind Turbine | WND | Wind | WT | 19.7 | IP
57249 | EPP Renewable Energy | 57183 | PPL Glendon LFGTE Plant | PA | Northampton | 3 | Landfill Gas | LFG | Biomass | IC | 1.6 | IP
56545 | Pattern Operators LP | 57193 | Ripley Westfield Wind LLC | NY | Chautauqua | WTG | Onshore Wind Turbine | WND | Wind | WT | 75 | IP
19558 | Homer Electric Assn Inc | 57206 | Soldotna | AK | Kenai Peninsula | 2 | Natural Gas Fired Combustion Turbine | NG | Natural Gas Peaker | GT | 50 | IP
13994 | Oglethorpe Power Corporation | 57209 | Rumble Road Energy Center | GA | Monroe | 3 | Natural Gas Fired Combined Cycle | NG | Natural Gas Nonpeaker | CA | 220 | IP
13994 | Oglethorpe Power Corporation | 57209 | Rumble Road Energy Center | GA | Monroe | 3A | Natural Gas Fired Combined Cycle | NG | Natural Gas Nonpeaker | CT | 220 | IP
13994 | Oglethorpe Power Corporation | 57209 | Rumble Road Energy Center | GA | Monroe | 3B | Natural Gas Fired Combined Cycle | NG | Natural Gas Nonpeaker | CT | 220 | IP
17609 | Southern California Edison Co | 57218 | Solar Photovoltaic Project #04 | CA | SAN BERNARDINO | S004A | Solar Photovoltaic | SUN | Solar PV | PV | 0.5 | IP
17609 | Southern California Edison Co | 57218 | Solar Photovoltaic Project #04 | CA | SAN BERNARDINO | S004B | Solar Photovoltaic | SUN | Solar PV | PV | 0.5 | IP
17609 | Southern California Edison Co | 57218 | Solar Photovoltaic Project #04 | CA | SAN BERNARDINO | S004C | Solar Photovoltaic | SUN | Solar PV | PV | 0.5 | IP
17609 | Southern California Edison Co | 57222 | Solar Photovoltaic Project #08 | CA | SAN BERNARDINO | S008E | Solar Photovoltaic | SUN | Solar PV | PV | 0.5 | IP
17609 | Southern California Edison Co | 57223 | Solar Photovoltaic Project #09 | CA | SAN BERNARDINO | S009C | Solar Photovoltaic | SUN | Solar PV | PV | 0.5 | IP
17609 | Southern California Edison Co | 57224 | Solar Photovoltaic Project #10 | CA | SAN BERNARDINO | S010D | Solar Photovoltaic | SUN | Solar PV | PV | 0.5 | IP
17609 | Southern California Edison Co | 57226 | Solar Photovoltaic Project #12 | CA | SAN BERNARDINO | S012B | Solar Photovoltaic | SUN | Solar PV | PV | 0.5 | IP
17609 | Southern California Edison Co | 57228 | Solar Photovoltaic Project #14 | CA | SAN BERNARDINO | S014A | Solar Photovoltaic | SUN | Solar PV | PV | 0.5 | IP
17609 | Southern California Edison Co | 57228 | Solar Photovoltaic Project #14 | CA | SAN BERNARDINO | S014B | Solar Photovoltaic | SUN | Solar PV | PV | 0.5 | IP
17609 | Southern California Edison Co | 57228 | Solar Photovoltaic Project #14 | CA | SAN BERNARDINO | S014C | Solar Photovoltaic | SUN | Solar PV | PV | 0.5 | IP
17609 | Southern California Edison Co | 57231 | Solar Photovoltaic Project #17 | CA | SAN BERNARDINO | S017H | Solar Photovoltaic | SUN | Solar PV | PV | 0.5 | IP
17609 | Southern California Edison Co | 57232 | Solar Photovoltaic Project #18 | CA | SAN BERNARDINO | S018D | Solar Photovoltaic | SUN | Solar PV | PV | 0.5 | IP
17609 | Southern California Edison Co | 57233 | Solar Photovoltaic Project #19 | CA | SAN BERNARDINO | S019A | Solar Photovoltaic | SUN | Solar PV | PV | 1 | IP
17609 | Southern California Edison Co | 57233 | Solar Photovoltaic Project #19 | CA | SAN BERNARDINO | S019B | Solar Photovoltaic | SUN | Solar PV | PV | 0.5 | IP
17609 | Southern California Edison Co | 57233 | Solar Photovoltaic Project #19 | CA | SAN BERNARDINO | S019C | Solar Photovoltaic | SUN | Solar PV | PV | 0.5 | IP
17609 | Southern California Edison Co | 57233 | Solar Photovoltaic Project #19 | CA | SAN BERNARDINO | S019D | Solar Photovoltaic | SUN | Solar PV | PV | 0.5 | IP
17609 | Southern California Edison Co | 57233 | Solar Photovoltaic Project #19 | CA | SAN BERNARDINO | S019E | Solar Photovoltaic | SUN | Solar PV | PV | 0.5 | IP
17609 | Southern California Edison Co | 57233 | Solar Photovoltaic Project #19 | CA | SAN BERNARDINO | S019F | Solar Photovoltaic | SUN | Solar PV | PV | 0.5 | IP
17609 | Southern California Edison Co | 57233 | Solar Photovoltaic Project #19 | CA | SAN BERNARDINO | S019G | Solar Photovoltaic | SUN | Solar PV | PV | 0.5 | IP
17609 | Southern California Edison Co | 57233 | Solar Photovoltaic Project #19 | CA | SAN BERNARDINO | S019H | Solar Photovoltaic | SUN | Solar PV | PV | 0.5 | IP
17609 | Southern California Edison Co | 57233 | Solar Photovoltaic Project #19 | CA | SAN BERNARDINO | S019I | Solar Photovoltaic | SUN | Solar PV | PV | 0.5 | IP
17609 | Southern California Edison Co | 57234 | Solar Photovoltaic Project #20 | CA | SAN BERNARDINO | S020A | Solar Photovoltaic | SUN | Solar PV | PV | 0.5 | IP
17609 | Southern California Edison Co | 57234 | Solar Photovoltaic Project #20 | CA | SAN BERNARDINO | S020B | Solar Photovoltaic | SUN | Solar PV | PV | 0.5 | IP
17609 | Southern California Edison Co | 57234 | Solar Photovoltaic Project #20 | CA | SAN BERNARDINO | S020C | Solar Photovoltaic | SUN | Solar PV | PV | 0.5 | IP
17609 | Southern California Edison Co | 57234 | Solar Photovoltaic Project #20 | CA | SAN BERNARDINO | S020D | Solar Photovoltaic | SUN | Solar PV | PV | 0.5 | IP
17609 | Southern California Edison Co | 57234 | Solar Photovoltaic Project #20 | CA | SAN BERNARDINO | S020E | Solar Photovoltaic | SUN | Solar PV | PV | 0.5 | IP
17609 | Southern California Edison Co | 57234 | Solar Photovoltaic Project #20 | CA | SAN BERNARDINO | S020F | Solar Photovoltaic | SUN | Solar PV | PV | 0.5 | IP
17609 | Southern California Edison Co | 57234 | Solar Photovoltaic Project #20 | CA | SAN BERNARDINO | S020G | Solar Photovoltaic | SUN | Solar PV | PV | 0.5 | IP
17609 | Southern California Edison Co | 57235 | Solar Photovoltaic Project #21 | CA | San Bernardino | S021A | Solar Photovoltaic | SUN | Solar PV | PV | 0.5 | IP
17609 | Southern California Edison Co | 57235 | Solar Photovoltaic Project #21 | CA | San Bernardino | S021B | Solar Photovoltaic | SUN | Solar PV | PV | 0.5 | IP
17609 | Southern California Edison Co | 57235 | Solar Photovoltaic Project #21 | CA | San Bernardino | S021C | Solar Photovoltaic | SUN | Solar PV | PV | 0.5 | IP
17609 | Southern California Edison Co | 57235 | Solar Photovoltaic Project #21 | CA | San Bernardino | S021D | Solar Photovoltaic | SUN | Solar PV | PV | 0.5 | IP
17609 | Southern California Edison Co | 57235 | Solar Photovoltaic Project #21 | CA | San Bernardino | S021E | Solar Photovoltaic | SUN | Solar PV | PV | 0.5 | IP
17609 | Southern California Edison Co | 57236 | Solar Photovoltaic Project #23 | CA | San Bernardino | S023F | Solar Photovoltaic | SUN | Solar PV | PV | 0.5 | IP
17609 | Southern California Edison Co | 57246 | Solar Photovoltaic Project #27 | CA | SAN BERNARDINO | S027E | Solar Photovoltaic | SUN | Solar PV | PV | 0.5 | IP
17609 | Southern California Edison Co | 57246 | Solar Photovoltaic Project #27 | CA | SAN BERNARDINO | S027F | Solar Photovoltaic | SUN | Solar PV | PV | 0.5 | IP
17609 | Southern California Edison Co | 57247 | Solar Photovoltaic Project #28 | CA | SAN BERNARDINO | S028H | Solar Photovoltaic | SUN | Solar PV | PV | 0.5 | IP
56633 | Trishe Wind Minnesota | 57255 | Trishe Wind Minnesota | MN | Kandiyohi | 2 | Onshore Wind Turbine | WND | Wind | WT | 300 | IP
56769 | Consolidated Edison Development Inc. | 57256 | PA Solar Park | PA | Carbon | 2 | Solar Photovoltaic | SUN | Solar PV | PV | 9.9 | IP
56640 | Rice Solar Energy LLC | 57276 | Rice Solar Energy | CA | RIVERSIDE | RSE1 | Solar Thermal with Energy Storage | SUN | Solar THermal | CP | 170 | IP
59397 | NRG Solar Alpine | 57295 | Alpine Solar | CA | Los Angeles | 2 | Solar Photovoltaic | SUN | Solar PV | PV | 66 | IP
11208 | Los Angeles Department of Water & Power | 57304 | Southern Owens Valley Solar Ranch | CA | Inyo | 1 | Solar Photovoltaic | SUN | Solar PV | PV | 200 | IP
11208 | Los Angeles Department of Water & Power | 57307 | Van Norman Bypass Solar Project | CA | Los Angeles | 1 | Solar Photovoltaic | SUN | Solar PV | PV | 2 | IP
11208 | Los Angeles Department of Water & Power | 57309 | Pacific Cruise Ship Terminals Berth 93 | CA | Los Angeles | 1 | Solar Photovoltaic | SUN | Solar PV | PV | 1.1 | RE | 2010
11208 | Los Angeles Department of Water & Power | 57312 | LATTC South Campus Solar | CA | Los Angeles | 1 | Solar Photovoltaic | SUN | Solar PV | PV | 1.1 | IP
803 | Arizona Public Service Co | 57324 | Luke Solar | AZ | Maricopa | PV1 | Solar Photovoltaic | SUN | Solar PV | PV | 15 | IP
56694 | Thermo No 1 BE 01 LLC | 57353 | Thermo No 1 | UT | BEAVER | 1 | Geothermal | GEO | Geothermal | BT | 14 | RE | 2009
56709 | Turning Point Solar LLC | 57371 | Turning Point Solar | OH | Noble | TPS51 | Solar Photovoltaic | SUN | Solar PV | PV | 0 | IP
56709 | Turning Point Solar LLC | 57371 | Turning Point Solar | OH | Noble | TPS52 | Solar Photovoltaic | SUN | Solar PV | PV | 0 | IP
59396 | Agua Caliente Solar | 57373 | Agua Caliente Solar Project | AZ | Yuma | AGU01 | Solar Photovoltaic | SUN | Solar PV | PV | 290 | IP
24211 | Tucson Electric Power Co | 57391 | TAA Solar Facility | AZ | Pima | TAA1 | Solar Photovoltaic | SUN | Solar PV | PV | 2.8 | IP
15399 | Avangrid Renewables Inc | 57398 | Lakeview Cogeneration LLC | OR | Lake | 1 | Other Waste Biomass | OBS | Biomass | ST | 26.8 | IP
54842 | WM Renewable Energy LLC | 57411 | Mahoning | OH | Mahoning | GEN6 | Landfill Gas | LFG | Biomass | IC | 0.8 | IP
56774 | S Montana Elec Gen and Trans Coop Inc | 57480 | Highwood Generating Station | MT | CASCADE | GTG1 | Natural Gas Fired Combustion Turbine | NG | Natural Gas Peaker | GT | 42.6 | RE | 2012
7801 | Gulf Power Co | 57502 | Perdido | FL | Escambia | 3 | Landfill Gas | LFG | Biomass | IC | 1.6 | IP
56855 | Performance Services | 57518 | Purdue Energy Park | IN | Tippecanoe | 1 | Onshore Wind Turbine | WND | Wind | WT | 20 | IP
56855 | Performance Services | 57518 | Purdue Energy Park | IN | Tippecanoe | 2 | Onshore Wind Turbine | WND | Wind | WT | 19.2 | IP
14328 | Pacific Gas & Electric Co | 57521 | Giffen | CA | Fresno | 2 | Solar Photovoltaic | SUN | Solar PV | PV | 10 | IP
17609 | Southern California Edison Co | 57528 | Solar Photovoltaic Project #25 | CA | San Bernardino | S25A | Solar Photovoltaic | SUN | Solar PV | PV | 0.5 | IP
17609 | Southern California Edison Co | 57528 | Solar Photovoltaic Project #25 | CA | San Bernardino | S25B | Solar Photovoltaic | SUN | Solar PV | PV | 0.5 | IP
17609 | Southern California Edison Co | 57528 | Solar Photovoltaic Project #25 | CA | San Bernardino | S25C | Solar Photovoltaic | SUN | Solar PV | PV | 0.5 | IP
17609 | Southern California Edison Co | 57528 | Solar Photovoltaic Project #25 | CA | San Bernardino | S25D | Solar Photovoltaic | SUN | Solar PV | PV | 0.5 | IP
17609 | Southern California Edison Co | 57528 | Solar Photovoltaic Project #25 | CA | San Bernardino | S25E | Solar Photovoltaic | SUN | Solar PV | PV | 0.5 | IP
17609 | Southern California Edison Co | 57528 | Solar Photovoltaic Project #25 | CA | San Bernardino | S25F | Solar Photovoltaic | SUN | Solar PV | PV | 0.5 | IP
17609 | Southern California Edison Co | 57528 | Solar Photovoltaic Project #25 | CA | San Bernardino | S25G | Solar Photovoltaic | SUN | Solar PV | PV | 0.5 | IP
17609 | Southern California Edison Co | 57528 | Solar Photovoltaic Project #25 | CA | San Bernardino | S25H | Solar Photovoltaic | SUN | Solar PV | PV | 0.5 | IP
17609 | Southern California Edison Co | 57528 | Solar Photovoltaic Project #25 | CA | San Bernardino | S25I | Solar Photovoltaic | SUN | Solar PV | PV | 0.5 | IP
17609 | Southern California Edison Co | 57532 | Solar Photovoltaic Project #30 | CA | San Bernardino | S30A | Solar Photovoltaic | SUN | Solar PV | PV | 0.5 | IP
17609 | Southern California Edison Co | 57532 | Solar Photovoltaic Project #30 | CA | San Bernardino | S30B | Solar Photovoltaic | SUN | Solar PV | PV | 0.5 | IP
17609 | Southern California Edison Co | 57532 | Solar Photovoltaic Project #30 | CA | San Bernardino | S30C | Solar Photovoltaic | SUN | Solar PV | PV | 0.5 | IP
17609 | Southern California Edison Co | 57533 | Solar Photovoltaic Project #31 | CA | San Bernardino | S31A | Solar Photovoltaic | SUN | Solar PV | PV | 0.5 | IP
17609 | Southern California Edison Co | 57533 | Solar Photovoltaic Project #31 | CA | San Bernardino | S31B | Solar Photovoltaic | SUN | Solar PV | PV | 0.5 | IP
17609 | Southern California Edison Co | 57537 | SPVP #35 | CA | Kern | 35H | Solar Photovoltaic | SUN | Solar PV | PV | 0.5 | IP
17609 | Southern California Edison Co | 57537 | SPVP #35 | CA | Kern | 35I | Solar Photovoltaic | SUN | Solar PV | PV | 0.5 | IP
17609 | Southern California Edison Co | 57537 | SPVP #35 | CA | Kern | 35J | Solar Photovoltaic | SUN | Solar PV | PV | 0.5 | IP
17609 | Southern California Edison Co | 57537 | SPVP #35 | CA | Kern | 35K | Solar Photovoltaic | SUN | Solar PV | PV | 0.5 | IP
17609 | Southern California Edison Co | 57537 | SPVP #35 | CA | Kern | 35L | Solar Photovoltaic | SUN | Solar PV | PV | 0.5 | IP
17609 | Southern California Edison Co | 57537 | SPVP #35 | CA | Kern | 35M | Solar Photovoltaic | SUN | Solar PV | PV | 0.5 | IP
17609 | Southern California Edison Co | 57537 | SPVP #35 | CA | Kern | 35N | Solar Photovoltaic | SUN | Solar PV | PV | 0.5 | IP
17609 | Southern California Edison Co | 57537 | SPVP #35 | CA | Kern | S35A | Solar Photovoltaic | SUN | Solar PV | PV | 0.5 | IP
17609 | Southern California Edison Co | 57537 | SPVP #35 | CA | Kern | S35B | Solar Photovoltaic | SUN | Solar PV | PV | 0.5 | IP
17609 | Southern California Edison Co | 57537 | SPVP #35 | CA | Kern | S35C | Solar Photovoltaic | SUN | Solar PV | PV | 0.5 | IP
17609 | Southern California Edison Co | 57537 | SPVP #35 | CA | Kern | S35D | Solar Photovoltaic | SUN | Solar PV | PV | 0.5 | IP
17609 | Southern California Edison Co | 57537 | SPVP #35 | CA | Kern | S35E | Solar Photovoltaic | SUN | Solar PV | PV | 0.5 | IP
17609 | Southern California Edison Co | 57537 | SPVP #35 | CA | Kern | S35F | Solar Photovoltaic | SUN | Solar PV | PV | 0.5 | IP
17609 | Southern California Edison Co | 57537 | SPVP #35 | CA | Kern | S35G | Solar Photovoltaic | SUN | Solar PV | PV | 0.5 | IP
17609 | Southern California Edison Co | 57538 | Solar Photovoltaic Project #40 | CA | San Bernardino | S40A | Solar Photovoltaic | SUN | Solar PV | PV | 0.5 | IP
17609 | Southern California Edison Co | 57538 | Solar Photovoltaic Project #40 | CA | San Bernardino | S40B | Solar Photovoltaic | SUN | Solar PV | PV | 0.5 | IP
17609 | Southern California Edison Co | 57538 | Solar Photovoltaic Project #40 | CA | San Bernardino | S40C | Solar Photovoltaic | SUN | Solar PV | PV | 0.5 | IP
17609 | Southern California Edison Co | 57538 | Solar Photovoltaic Project #40 | CA | San Bernardino | S40D | Solar Photovoltaic | SUN | Solar PV | PV | 0.5 | IP
17609 | Southern California Edison Co | 57538 | Solar Photovoltaic Project #40 | CA | San Bernardino | S40E | Solar Photovoltaic | SUN | Solar PV | PV | 0.5 | IP
17609 | Southern California Edison Co | 57538 | Solar Photovoltaic Project #40 | CA | San Bernardino | S40F | Solar Photovoltaic | SUN | Solar PV | PV | 0.5 | IP
17609 | Southern California Edison Co | 57538 | Solar Photovoltaic Project #40 | CA | San Bernardino | S40G | Solar Photovoltaic | SUN | Solar PV | PV | 0.5 | IP
17609 | Southern California Edison Co | 57538 | Solar Photovoltaic Project #40 | CA | San Bernardino | S40H | Solar Photovoltaic | SUN | Solar PV | PV | 0.5 | IP
17609 | Southern California Edison Co | 57538 | Solar Photovoltaic Project #40 | CA | San Bernardino | S40I | Solar Photovoltaic | SUN | Solar PV | PV | 0.5 | IP
17609 | Southern California Edison Co | 57538 | Solar Photovoltaic Project #40 | CA | San Bernardino | S40J | Solar Photovoltaic | SUN | Solar PV | PV | 0.5 | IP
17609 | Southern California Edison Co | 57538 | Solar Photovoltaic Project #40 | CA | San Bernardino | S40K | Solar Photovoltaic | SUN | Solar PV | PV | 0.5 | IP
17609 | Southern California Edison Co | 57538 | Solar Photovoltaic Project #40 | CA | San Bernardino | S40L | Solar Photovoltaic | SUN | Solar PV | PV | 0.5 | IP
17609 | Southern California Edison Co | 57538 | Solar Photovoltaic Project #40 | CA | San Bernardino | S40M | Solar Photovoltaic | SUN | Solar PV | PV | 0.5 | IP
17609 | Southern California Edison Co | 57538 | Solar Photovoltaic Project #40 | CA | San Bernardino | S40N | Solar Photovoltaic | SUN | Solar PV | PV | 0.5 | IP
17609 | Southern California Edison Co | 57538 | Solar Photovoltaic Project #40 | CA | San Bernardino | S40O | Solar Photovoltaic | SUN | Solar PV | PV | 0.5 | IP
17609 | Southern California Edison Co | 57538 | Solar Photovoltaic Project #40 | CA | San Bernardino | S40P | Solar Photovoltaic | SUN | Solar PV | PV | 0.5 | IP
17609 | Southern California Edison Co | 57538 | Solar Photovoltaic Project #40 | CA | San Bernardino | S40Q | Solar Photovoltaic | SUN | Solar PV | PV | 0.5 | IP
17609 | Southern California Edison Co | 57538 | Solar Photovoltaic Project #40 | CA | San Bernardino | S40R | Solar Photovoltaic | SUN | Solar PV | PV | 0.5 | IP
17609 | Southern California Edison Co | 57538 | Solar Photovoltaic Project #40 | CA | San Bernardino | S40S | Solar Photovoltaic | SUN | Solar PV | PV | 0.5 | IP
17609 | Southern California Edison Co | 57538 | Solar Photovoltaic Project #40 | CA | San Bernardino | S40T | Solar Photovoltaic | SUN | Solar PV | PV | 0.5 | IP
17609 | Southern California Edison Co | 57539 | Solar Photovoltaic Project #41 | CA | San Bernardino | S41A | Solar Photovoltaic | SUN | Solar PV | PV | 0.5 | IP
17609 | Southern California Edison Co | 57539 | Solar Photovoltaic Project #41 | CA | San Bernardino | S41B | Solar Photovoltaic | SUN | Solar PV | PV | 0.5 | IP
17609 | Southern California Edison Co | 57539 | Solar Photovoltaic Project #41 | CA | San Bernardino | S41C | Solar Photovoltaic | SUN | Solar PV | PV | 0.5 | IP
17609 | Southern California Edison Co | 57539 | Solar Photovoltaic Project #41 | CA | San Bernardino | S41D | Solar Photovoltaic | SUN | Solar PV | PV | 0.5 | IP
17609 | Southern California Edison Co | 57539 | Solar Photovoltaic Project #41 | CA | San Bernardino | S41E | Solar Photovoltaic | SUN | Solar PV | PV | 0.5 | IP
17609 | Southern California Edison Co | 57539 | Solar Photovoltaic Project #41 | CA | San Bernardino | S41F | Solar Photovoltaic | SUN | Solar PV | PV | 0.5 | IP
17609 | Southern California Edison Co | 57539 | Solar Photovoltaic Project #41 | CA | San Bernardino | S41G | Solar Photovoltaic | SUN | Solar PV | PV | 0.5 | IP
17609 | Southern California Edison Co | 57539 | Solar Photovoltaic Project #41 | CA | San Bernardino | S41H | Solar Photovoltaic | SUN | Solar PV | PV | 0.5 | IP
17609 | Southern California Edison Co | 57539 | Solar Photovoltaic Project #41 | CA | San Bernardino | S41I | Solar Photovoltaic | SUN | Solar PV | PV | 0.5 | IP
17609 | Southern California Edison Co | 57539 | Solar Photovoltaic Project #41 | CA | San Bernardino | S41J | Solar Photovoltaic | SUN | Solar PV | PV | 0.5 | IP
17609 | Southern California Edison Co | 57539 | Solar Photovoltaic Project #41 | CA | San Bernardino | S41K | Solar Photovoltaic | SUN | Solar PV | PV | 0.5 | IP
17609 | Southern California Edison Co | 57539 | Solar Photovoltaic Project #41 | CA | San Bernardino | S41L | Solar Photovoltaic | SUN | Solar PV | PV | 0.5 | IP
17609 | Southern California Edison Co | 57539 | Solar Photovoltaic Project #41 | CA | San Bernardino | S41M | Solar Photovoltaic | SUN | Solar PV | PV | 0.5 | IP
17609 | Southern California Edison Co | 57539 | Solar Photovoltaic Project #41 | CA | San Bernardino | S41N | Solar Photovoltaic | SUN | Solar PV | PV | 0.5 | IP
17609 | Southern California Edison Co | 57539 | Solar Photovoltaic Project #41 | CA | San Bernardino | S41O | Solar Photovoltaic | SUN | Solar PV | PV | 0.5 | IP
17609 | Southern California Edison Co | 57539 | Solar Photovoltaic Project #41 | CA | San Bernardino | S41P | Solar Photovoltaic | SUN | Solar PV | PV | 0.5 | IP
17609 | Southern California Edison Co | 57539 | Solar Photovoltaic Project #41 | CA | San Bernardino | S41Q | Solar Photovoltaic | SUN | Solar PV | PV | 0.5 | IP
17609 | Southern California Edison Co | 57539 | Solar Photovoltaic Project #41 | CA | San Bernardino | S41R | Solar Photovoltaic | SUN | Solar PV | PV | 0.5 | IP
17609 | Southern California Edison Co | 57539 | Solar Photovoltaic Project #41 | CA | San Bernardino | S41S | Solar Photovoltaic | SUN | Solar PV | PV | 0.5 | IP
17609 | Southern California Edison Co | 57539 | Solar Photovoltaic Project #41 | CA | San Bernardino | S41T | Solar Photovoltaic | SUN | Solar PV | PV | 0.5 | IP
17609 | Southern California Edison Co | 57541 | Solar Photovoltaic Project #45 | CA | Riverside | S45A | Solar Photovoltaic | SUN | Solar PV | PV | 0.5 | IP
17609 | Southern California Edison Co | 57541 | Solar Photovoltaic Project #45 | CA | Riverside | S45B | Solar Photovoltaic | SUN | Solar PV | PV | 0.5 | IP
17609 | Southern California Edison Co | 57541 | Solar Photovoltaic Project #45 | CA | Riverside | S45C | Solar Photovoltaic | SUN | Solar PV | PV | 0.5 | IP
17609 | Southern California Edison Co | 57541 | Solar Photovoltaic Project #45 | CA | Riverside | S45D | Solar Photovoltaic | SUN | Solar PV | PV | 0.5 | IP
17609 | Southern California Edison Co | 57541 | Solar Photovoltaic Project #45 | CA | Riverside | S45E | Solar Photovoltaic | SUN | Solar PV | PV | 0.5 | IP
17609 | Southern California Edison Co | 57541 | Solar Photovoltaic Project #45 | CA | Riverside | S45F | Solar Photovoltaic | SUN | Solar PV | PV | 0.5 | IP
17609 | Southern California Edison Co | 57541 | Solar Photovoltaic Project #45 | CA | Riverside | S45G | Solar Photovoltaic | SUN | Solar PV | PV | 0.5 | IP
17609 | Southern California Edison Co | 57541 | Solar Photovoltaic Project #45 | CA | Riverside | S45H | Solar Photovoltaic | SUN | Solar PV | PV | 0.5 | IP
17609 | Southern California Edison Co | 57541 | Solar Photovoltaic Project #45 | CA | Riverside | S45I | Solar Photovoltaic | SUN | Solar PV | PV | 0.5 | IP
17609 | Southern California Edison Co | 57541 | Solar Photovoltaic Project #45 | CA | Riverside | S45J | Solar Photovoltaic | SUN | Solar PV | PV | 0.5 | IP
17609 | Southern California Edison Co | 57541 | Solar Photovoltaic Project #45 | CA | Riverside | S45K | Solar Photovoltaic | SUN | Solar PV | PV | 0.5 | IP
17609 | Southern California Edison Co | 57541 | Solar Photovoltaic Project #45 | CA | Riverside | S45L | Solar Photovoltaic | SUN | Solar PV | PV | 0.5 | IP
17609 | Southern California Edison Co | 57543 | Solar Photovoltaic Project #47 | CA | Los Angeles | S47A | Solar Photovoltaic | SUN | Solar PV | PV | 0.5 | IP
17609 | Southern California Edison Co | 57543 | Solar Photovoltaic Project #47 | CA | Los Angeles | S47B | Solar Photovoltaic | SUN | Solar PV | PV | 0.5 | IP
17609 | Southern California Edison Co | 57545 | SPVP #46 | CA | Kern | S46A | Solar Photovoltaic | SUN | Solar PV | PV | 0.5 | IP
17609 | Southern California Edison Co | 57545 | SPVP #46 | CA | Kern | S46B | Solar Photovoltaic | SUN | Solar PV | PV | 0.5 | IP
17609 | Southern California Edison Co | 57545 | SPVP #46 | CA | Kern | S46C | Solar Photovoltaic | SUN | Solar PV | PV | 0.5 | IP
17609 | Southern California Edison Co | 57545 | SPVP #46 | CA | Kern | S46D | Solar Photovoltaic | SUN | Solar PV | PV | 0.5 | IP
17609 | Southern California Edison Co | 57545 | SPVP #46 | CA | Kern | S46E | Solar Photovoltaic | SUN | Solar PV | PV | 0.5 | IP
17609 | Southern California Edison Co | 57545 | SPVP #46 | CA | Kern | S46F | Solar Photovoltaic | SUN | Solar PV | PV | 0.5 | IP
17609 | Southern California Edison Co | 57545 | SPVP #46 | CA | Kern | S46G | Solar Photovoltaic | SUN | Solar PV | PV | 0.5 | IP
59155 | First Wind O&M, LLC | 57546 | Milford Wind Corridor Phase III | UT | Beaver | 1 | Onshore Wind Turbine | WND | Wind | WT | 100 | IP
56905 | Algonquin Power Sanger LLC | 57564 | Algonquin Power Sanger LLC | CA | Fresno | STG | Natural Gas Fired Combined Cycle | NG | Natural Gas Nonpeaker | CA | 12.5 | RE | 1990
58270 | GE Wind Energy LLC | 57566 | GE 1 6 100 Prototype | CA | Kern | 1.6PR | Onshore Wind Turbine | WND | Wind | WT | 1.6 | RE | 2011
56953 | Bos Dairy, LLC | 57625 | Bos Dairy, LLC | IN | Jasper | BOS1 | Other Waste Biomass | OBG | Biomass | IC | 0.4 | RE | 2005
56963 | Beaver Wood Energy Fair Haven, LLC | 57634 | Beaver Wood Energy Fair Haven, LLC | VT | Rutland | GEN1 | Other Waste Biomass | OBS | Biomass | ST | 34 | IP
56965 | Auburn Energy, LLC | 57636 | Auburn LFG Energy Facility | NY | Cayuga | 2 | Landfill Gas | LFG | Biomass | IC | 1.1 | RE | 2010
56972 | Vestas Towers America, Inc | 57643 | Vestas Towers America, Inc. | CO | Pueblo | V112 | Onshore Wind Turbine | WND | Wind | WT | 3 | IP
56983 | Gibson County Generation LLC | 57709 | Gibson County Generation Station | TN | Gibson | 1 | Natural Gas Fired Combined Cycle | NG | Natural Gas Nonpeaker | CC | 432 | IP
57031 | Beacon Power LLC | 57711 | Beacon Power Flywheel System 1 | MA | Middlesex | TYN1 | Flywheels | MWH | Other | FW | 1 | RE | 2008
11208 | Los Angeles Department of Water & Power | 57730 | Lopez Canyon | CA | Los Angeles | 1 | Landfill Gas | LFG | Biomass | GT | 1.5 | RE | 2002
57054 | Suzlon Project VIII LLC | 57741 | Suzlon Project VIII LLC | TX | Hartley | SP95 | Onshore Wind Turbine | WND | Wind | WT | 2.1 | RE | 2011
58863 | Main Street Power | 57765 | Arizona Western College PV | AZ | Yuma | GV1 | Solar Photovoltaic | SUN | Solar PV | PV | 0.5 | RE | 2011
58863 | Main Street Power | 57765 | Arizona Western College PV | AZ | Yuma | GV2 | Solar Photovoltaic | SUN | Solar PV | PV | 0.5 | RE | 2011
57109 | St Joseph Energy Center LLC | 57794 | St Joseph Energy Center | IN | St Joseph | 1 | Natural Gas Fired Combined Cycle | NG | Natural Gas Nonpeaker | CC | 670 | IP
57123 | Middlebury College Biomass | 57804 | Middlebury College | VT | Addison | 1 | Wood/Wood Waste Biomass | WDS | Biomass | ST | 0.2 | RE | 1980
6455 | Duke Energy Florida, Inc | 57894 | Levy Nuclear Plant | FL | Levy | LNP1 | Nuclear | NUC | Nuclear | ST | 1250 | IP
6455 | Duke Energy Florida, Inc | 57894 | Levy Nuclear Plant | FL | Levy | LNP2 | Nuclear | NUC | Nuclear | ST | 1250 | IP
57278 | Hidden Hills Solar II LLC | 57906 | Hidden Hills Solar Plant 2 | CA | Inyo | 1 | Solar Thermal without Energy Storage | SUN | Solar Thermal | ST | 250 | IP
57279 | California Portland Cement Co | 57907 | Colton Plant | CA | San Bernardino | 1 | Conventional Steam Coal | BIT | Hard Coal | ST | 15 | RE | 1985
57279 | California Portland Cement Co | 57907 | Colton Plant | CA | San Bernardino | 2 | Conventional Steam Coal | BIT | Hard Coal | ST | 15 | RE | 1985
57300 | Bayer CropScience | 57917 | Bayer CropScience Institute Plant | WV | Kanawha | 1 | Conventional Steam Coal | BIT | Hard Coal | ST | 6.3 | RE | 1958
57300 | Bayer CropScience | 57917 | Bayer CropScience Institute Plant | WV | Kanawha | 2 | Conventional Steam Coal | BIT | Hard Coal | ST | 6.3 | RE | 1961
15399 | Avangrid Renewables Inc | 57920 | Dolan Springs | AZ | Mohave | 1 | Onshore Wind Turbine | WND | Wind | WT | 300 | IP
15399 | Avangrid Renewables Inc | 57921 | Kettleman Solar | CA | Kings | 1 | Solar Photovoltaic | SUN | Solar PV | PV | 22 | IP
15399 | Avangrid Renewables Inc | 57922 | Dry Lake Solar | AZ | Navajo | 1 | Solar Photovoltaic | SUN | Solar PV | PV | 50 | IP
15399 | Avangrid Renewables Inc | 57923 | Tierra Bonita Solar | CA | Los Angeles | 1 | Solar Photovoltaic | SUN | Solar PV | PV | 22 | IP
15399 | Avangrid Renewables Inc | 57924 | Klamath Solar | OR | Klamath | 1 | Solar Photovoltaic | SUN | Solar PV | PV | 5 | IP
57316 | Miller Coors LLC | 57936 | Albany Brewery | GA | Dougherty | GEN1 | Conventional Steam Coal | SUB | Hard Coal | ST | 6 | RE | 1979
57322 | Naval Facilities Engineering Command | 57944 | Goddard Steam Plant | MD | Charles | 1 | Petroleum Liquids | RFO | Petroleum | ST | 6.2 | RE | 1957
57322 | Naval Facilities Engineering Command | 57944 | Goddard Steam Plant | MD | Charles | 2 | Petroleum Liquids | RFO | Petroleum | ST | 6.2 | RE | 1957
57331 | Soitec Solar Development LLC | 57957 | LanEast Solar Farm LLC | CA | San Diego | 1 | Solar Photovoltaic | SUN | Solar PV | PV | 20 | IP
57331 | Soitec Solar Development LLC | 57958 | LanWest Solar Farm LLC | CA | San Diego | 1 | Solar Photovoltaic | SUN | Solar PV | PV | 5 | IP
57331 | Soitec Solar Development LLC | 57961 | Tierra Del Sol Solar Farm LLC | CA | San Diego | 1 | Solar Photovoltaic | SUN | Solar PV | PV | 45 | IP
57450 | Martin Midstream Partnership,LP | 58077 | Cross Oil Refining & Marketing, Inc | AR | Union | CROSS | Natural Gas Fired Combustion Turbine | NG | Natural Gas Peaker | GT | 3.5 | RE | 1999
15399 | Avangrid Renewables Inc | 58099 | Montague Wind Power Facility LLC | OR | Gilliam | 1 | Onshore Wind Turbine | WND | Wind | WT | 150 | IP
57494 | TDX North Slope Generating Inc. | 58117 | TNSG South Plant | AK | North Slope | 12 | Natural Gas Internal Combustion Engine | NG | Natural Gas Peaker | IC | 0.6 | RE | 2010
58133 | Mercy Medical Center | 58163 | Mercy Medical Center | NY | Nassau | 2 | Petroleum Liquids | DFO | Petroleum | IC | 0.4 | RE | 1992
58157 | Prairie Horizon Agri Energy LLC | 58183 | Prairie Horizon Agri Energy | KS | Phillips | T5687 | Natural Gas Steam Turbine | NG | Natural Gas Peaker | ST | 1.8 | RE | 2008
58159 | Penn State University | 58194 | West Campus Steam Plant | PA | Centre | WC 2 | Conventional Steam Coal | BIT | Hard Coal | ST | 2.5 | RE | 1938
58159 | Penn State University | 58194 | West Campus Steam Plant | PA | Centre | WC 3 | Conventional Steam Coal | BIT | Hard Coal | ST | 3.5 | RE | 1949
56791 | Hudson Ranch Power I LLC | 58211 | Hudson Ranch Power II LLC | CA | Imperial | HR2 | Geothermal | GEO | Geothermal | ST | 55 | IP
5416 | Duke Energy Carolinas, LLC | 58212 | Buzzard Roost GT | SC | Greenwood | 10 | Natural Gas Fired Combustion Turbine | NG | Natural Gas Peaker | GT | 17.8 | RE | 1971
5416 | Duke Energy Carolinas, LLC | 58212 | Buzzard Roost GT | SC | Greenwood | 11 | Natural Gas Fired Combustion Turbine | NG | Natural Gas Peaker | GT | 17.8 | RE | 1971
5416 | Duke Energy Carolinas, LLC | 58212 | Buzzard Roost GT | SC | Greenwood | 12 | Natural Gas Fired Combustion Turbine | NG | Natural Gas Peaker | GT | 17.8 | RE | 1971
5416 | Duke Energy Carolinas, LLC | 58212 | Buzzard Roost GT | SC | Greenwood | 13 | Natural Gas Fired Combustion Turbine | NG | Natural Gas Peaker | GT | 17.8 | RE | 1971
5416 | Duke Energy Carolinas, LLC | 58212 | Buzzard Roost GT | SC | Greenwood | 14 | Natural Gas Fired Combustion Turbine | NG | Natural Gas Peaker | GT | 17.8 | RE | 1971
5416 | Duke Energy Carolinas, LLC | 58212 | Buzzard Roost GT | SC | Greenwood | 15 | Natural Gas Fired Combustion Turbine | NG | Natural Gas Peaker | GT | 17.8 | RE | 1971
5416 | Duke Energy Carolinas, LLC | 58212 | Buzzard Roost GT | SC | Greenwood | 6 | Natural Gas Fired Combustion Turbine | NG | Natural Gas Peaker | GT | 22.7 | RE | 1971
5416 | Duke Energy Carolinas, LLC | 58212 | Buzzard Roost GT | SC | Greenwood | 7 | Natural Gas Fired Combustion Turbine | NG | Natural Gas Peaker | GT | 22.7 | RE | 1971
5416 | Duke Energy Carolinas, LLC | 58212 | Buzzard Roost GT | SC | Greenwood | 8 | Natural Gas Fired Combustion Turbine | NG | Natural Gas Peaker | GT | 22.7 | RE | 1971
5416 | Duke Energy Carolinas, LLC | 58212 | Buzzard Roost GT | SC | Greenwood | 9 | Natural Gas Fired Combustion Turbine | NG | Natural Gas Peaker | GT | 22.7 | RE | 1971
58247 | National Centers for Animal Health | 58265 | NCAH Central Utility Plant | IA | Story | EP-2 | Petroleum Liquids | DFO | Petroleum | IC | 0.6 | RE | 1996
57031 | Beacon Power LLC | 58291 | Tehachapi Spindle | CA | Kern | TS1 | Flywheels | MWH | Other | FW | 20 | IP
57411 | KDC Solar O&M LLC | 58364 | Mountain Creek Solar Facility | NJ | Sussex | MC | Solar Photovoltaic | SUN | Solar PV | PV | 4.6 | IP
58300 | Ameresco Select Inc | 58365 | CJTS Energy Center | CT | MIddlesex | UNIT1 | Other Natural Gas | NG | Natural Gas Peaker | FC | 0.2 | RE | 2001
58300 | Ameresco Select Inc | 58365 | CJTS Energy Center | CT | MIddlesex | UNIT2 | Other Natural Gas | NG | Natural Gas Peaker | FC | 0.2 | RE | 2001
58300 | Ameresco Select Inc | 58365 | CJTS Energy Center | CT | MIddlesex | UNIT3 | Other Natural Gas | NG | Natural Gas Peaker | FC | 0.2 | RE | 2001
58300 | Ameresco Select Inc | 58365 | CJTS Energy Center | CT | MIddlesex | UNIT4 | Other Natural Gas | NG | Natural Gas Peaker | FC | 0.2 | RE | 2001
58300 | Ameresco Select Inc | 58365 | CJTS Energy Center | CT | MIddlesex | UNIT5 | Other Natural Gas | NG | Natural Gas Peaker | FC | 0.2 | RE | 2001
58300 | Ameresco Select Inc | 58365 | CJTS Energy Center | CT | MIddlesex | UNIT6 | Other Natural Gas | NG | Natural Gas Peaker | FC | 0.2 | RE | 2001
58381 | Troutdale Energy Center LLC | 58396 | Troutdale Energy Center | OR | Multnomah | PLGEN | Natural Gas Fired Combined Cycle | NG | Natural Gas Nonpeaker | CC | 652 | IP
16572 | Salt River Project | 58413 | Copper Crossing Gen Station | AZ | Pinal | CCGS6 |  |  | #N/A | GT |  | IP
16572 | Salt River Project | 58413 | Copper Crossing Gen Station | AZ | Pinal | CCGS7 |  |  | #N/A | GT |  | IP
16572 | Salt River Project | 58413 | Copper Crossing Gen Station | AZ | Pinal | CCGS8 |  |  | #N/A | GT |  | IP
16572 | Salt River Project | 58413 | Copper Crossing Gen Station | AZ | Pinal | CCGS9 |  |  | #N/A | GT |  | IP
58544 | Sierra Nevada Brewing Co | 58585 | Sierra Nevada Brewing Co | CA | Butte | FCE | Other Natural Gas | NG | Natural Gas Peaker | FC | 1 | RE | 2005
56215 | E ON Climate Renewables N America LLC | 58614 | Patriot Wind Farm | TX | Nueces | PAT1 | Onshore Wind Turbine | WND | Wind | WT | 178.5 | IP
58549 | County of Alameda GSA | 58625 | Santa Rita Jail | CA | Alameda | SRJFC | Other Natural Gas | NG | Natural Gas Peaker | FC | 1 | RE | 2006
58549 | County of Alameda GSA | 58625 | Santa Rita Jail | CA | Alameda | SRJPV | Solar Photovoltaic | SUN | Solar PV | PV | 0.8 | RE | 2001
58588 | National Solar Power Partners LLC | 58637 | Hardee County Solar Farms 1 LLC | FL | Hardee | HCSF1 | Solar Photovoltaic | SUN | Solar PV | PV | 20 | IP
58626 | Paynesville Wind, LLC | 58693 | Paynesville Wind Farm | MN | Stearns | 1 | Onshore Wind Turbine | WND | Wind | WT | 95 | IP
58653 | Oxbow Creek Energy LLC | 58714 | Oxbow Creek | PA | Wyoming | GEN1 | Natural Gas Internal Combustion Engine | NG | Natural Gas Peaker | IC | 4.4 | IP
58653 | Oxbow Creek Energy LLC | 58714 | Oxbow Creek | PA | Wyoming | GEN2 | Natural Gas Internal Combustion Engine | NG | Natural Gas Peaker | IC | 4.4 | IP
58653 | Oxbow Creek Energy LLC | 58714 | Oxbow Creek | PA | Wyoming | GEN3 | Natural Gas Internal Combustion Engine | NG | Natural Gas Peaker | IC | 4.4 | IP
58653 | Oxbow Creek Energy LLC | 58714 | Oxbow Creek | PA | Wyoming | GEN4 | Natural Gas Internal Combustion Engine | NG | Natural Gas Peaker | IC | 4.4 | IP
58653 | Oxbow Creek Energy LLC | 58714 | Oxbow Creek | PA | Wyoming | GEN5 | Natural Gas Internal Combustion Engine | NG | Natural Gas Peaker | IC | 4.4 | IP
58658 | Sunlight Partners | 58723 | Colin Solar | NC | Rutherford | PV1 | Solar Photovoltaic | SUN | Solar PV | PV | 4 | IP
58658 | Sunlight Partners | 58724 | Duck Solar | NC | Rutherford | PV1 | Solar Photovoltaic | SUN | Solar PV | PV | 5 | IP
58658 | Sunlight Partners | 58727 | Hawkins Solar | NC | Rockingham | PV1 | Solar Photovoltaic | SUN | Solar PV | PV | 5 | IP
58658 | Sunlight Partners | 58728 | Katherine Solar | NC | Alamance | PV1 | Solar Photovoltaic | SUN | Solar PV | PV | 5 | IP
58658 | Sunlight Partners | 58733 | Austin Solar | NC | Catawba | PV1 | Solar Photovoltaic | SUN | Solar PV | PV | 2 | IP
58658 | Sunlight Partners | 58737 | Binks Solar | NC | Orange | PV1 | Solar Photovoltaic | SUN | Solar PV | PV | 4 | IP
58658 | Sunlight Partners | 58743 | RJ Solar | NC | Catawba | PV1 | Solar Photovoltaic | SUN | Solar PV | PV | 5 | IP
58658 | Sunlight Partners | 58744 | Shadow Solar | NC | Rutherford | PV1 | Solar Photovoltaic | SUN | Solar PV | PV | 3 | IP
49893 | Invenergy Services LLC | 58767 | Buckeye Wind Energy Center | KS | Ellis | 2 | Onshore Wind Turbine | WND | Wind | WT | 70.3 | IP
49893 | Invenergy Services LLC | 58767 | Buckeye Wind Energy Center | KS | Ellis | 3 | Onshore Wind Turbine | WND | Wind | WT | 105.5 | IP
58672 | Everpower Wind Holdings Inc | 58779 | Allegany Wind Farm | NY | Cattaraugus | 1 | Onshore Wind Turbine | WND | Wind | WT | 72.5 | IP
58684 | Hop Bottom Energy LLC | 58800 | Hop Bottom | PA | Susquehanna | GEN1 | Natural Gas Internal Combustion Engine | NG | Natural Gas Peaker | IC | 4.4 | IP
58684 | Hop Bottom Energy LLC | 58800 | Hop Bottom | PA | Susquehanna | GEN2 | Natural Gas Internal Combustion Engine | NG | Natural Gas Peaker | IC | 4.4 | IP
58684 | Hop Bottom Energy LLC | 58800 | Hop Bottom | PA | Susquehanna | GEN3 | Natural Gas Internal Combustion Engine | NG | Natural Gas Peaker | IC | 4.4 | IP
58684 | Hop Bottom Energy LLC | 58800 | Hop Bottom | PA | Susquehanna | GEN4 | Natural Gas Internal Combustion Engine | NG | Natural Gas Peaker | IC | 4.4 | IP
58684 | Hop Bottom Energy LLC | 58800 | Hop Bottom | PA | Susquehanna | GEN5 | Natural Gas Internal Combustion Engine | NG | Natural Gas Peaker | IC | 4.4 | IP
58694 | Argand Energy Solutions, LLC | 58804 | McCaskey Solar Farm, LLC | NC | Martin | INV1 | Solar Photovoltaic | SUN | Solar PV | PV | 0.3 | IP
58694 | Argand Energy Solutions, LLC | 58804 | McCaskey Solar Farm, LLC | NC | Martin | INV2 | Solar Photovoltaic | SUN | Solar PV | PV | 0.3 | IP
58694 | Argand Energy Solutions, LLC | 58804 | McCaskey Solar Farm, LLC | NC | Martin | INV3 | Solar Photovoltaic | SUN | Solar PV | PV | 0.3 | IP
58694 | Argand Energy Solutions, LLC | 58804 | McCaskey Solar Farm, LLC | NC | Martin | INV4 | Solar Photovoltaic | SUN | Solar PV | PV | 0.3 | IP
58694 | Argand Energy Solutions, LLC | 58804 | McCaskey Solar Farm, LLC | NC | Martin | INV5 | Solar Photovoltaic | SUN | Solar PV | PV | 0.3 | IP
58694 | Argand Energy Solutions, LLC | 58804 | McCaskey Solar Farm, LLC | NC | Martin | INV6 | Solar Photovoltaic | SUN | Solar PV | PV | 0.3 | IP
58694 | Argand Energy Solutions, LLC | 58804 | McCaskey Solar Farm, LLC | NC | Martin | INV7 | Solar Photovoltaic | SUN | Solar PV | PV | 0.3 | IP
58694 | Argand Energy Solutions, LLC | 58804 | McCaskey Solar Farm, LLC | NC | Martin | INV8 | Solar Photovoltaic | SUN | Solar PV | PV | 0.3 | IP
58686 | Alpaca Energy LLC | 58813 | Alpaca | PA | Bradford | GEN1 | Natural Gas Internal Combustion Engine | NG | Natural Gas Peaker | IC | 4.4 | IP
58686 | Alpaca Energy LLC | 58813 | Alpaca | PA | Bradford | GEN2 | Natural Gas Internal Combustion Engine | NG | Natural Gas Peaker | IC | 4.4 | IP
58686 | Alpaca Energy LLC | 58813 | Alpaca | PA | Bradford | GEN3 | Natural Gas Internal Combustion Engine | NG | Natural Gas Peaker | IC | 4.4 | IP
58686 | Alpaca Energy LLC | 58813 | Alpaca | PA | Bradford | GEN4 | Natural Gas Internal Combustion Engine | NG | Natural Gas Peaker | IC | 4.4 | IP
58686 | Alpaca Energy LLC | 58813 | Alpaca | PA | Bradford | GEN5 | Natural Gas Internal Combustion Engine | NG | Natural Gas Peaker | IC | 4.4 | IP
58687 | Bayles Energy LLC | 58816 | Bayles | PA | Greene | GEN1 | Natural Gas Internal Combustion Engine | NG | Natural Gas Peaker | IC | 4.4 | IP
58687 | Bayles Energy LLC | 58816 | Bayles | PA | Greene | GEN2 | Natural Gas Internal Combustion Engine | NG | Natural Gas Peaker | IC | 4.4 | IP
58687 | Bayles Energy LLC | 58816 | Bayles | PA | Greene | GEN3 | Natural Gas Internal Combustion Engine | NG | Natural Gas Peaker | IC | 4.4 | IP
58687 | Bayles Energy LLC | 58816 | Bayles | PA | Greene | GEN4 | Natural Gas Internal Combustion Engine | NG | Natural Gas Peaker | IC | 4.4 | IP
58687 | Bayles Energy LLC | 58816 | Bayles | PA | Greene | GEN5 | Natural Gas Internal Combustion Engine | NG | Natural Gas Peaker | IC | 4.4 | IP
58688 | Kelly Energy LLC | 58817 | Kelly | PA | Clarion | GEN1 | Natural Gas Internal Combustion Engine | NG | Natural Gas Peaker | IC | 3.3 | IP
58688 | Kelly Energy LLC | 58817 | Kelly | PA | Clarion | GEN2 | Natural Gas Internal Combustion Engine | NG | Natural Gas Peaker | IC | 3.3 | IP
58689 | Milan Energy LLC | 58818 | Milan | PA | Bradford | GEN1 | Natural Gas Internal Combustion Engine | NG | Natural Gas Peaker | IC | 4.4 | IP
58689 | Milan Energy LLC | 58818 | Milan | PA | Bradford | GEN2 | Natural Gas Internal Combustion Engine | NG | Natural Gas Peaker | IC | 4.4 | IP
58689 | Milan Energy LLC | 58818 | Milan | PA | Bradford | GEN3 | Natural Gas Internal Combustion Engine | NG | Natural Gas Peaker | IC | 4.4 | IP
58689 | Milan Energy LLC | 58818 | Milan | PA | Bradford | GEN4 | Natural Gas Internal Combustion Engine | NG | Natural Gas Peaker | IC | 4.4 | IP
58689 | Milan Energy LLC | 58818 | Milan | PA | Bradford | GEN5 | Natural Gas Internal Combustion Engine | NG | Natural Gas Peaker | IC | 4.4 | IP
58691 | Shippenville Energy LLC | 58820 | Shippenville | PA | Clarion | GEN1 | Natural Gas Internal Combustion Engine | NG | Natural Gas Peaker | IC | 4.4 | IP
58691 | Shippenville Energy LLC | 58820 | Shippenville | PA | Clarion | GEN2 | Natural Gas Internal Combustion Engine | NG | Natural Gas Peaker | IC | 4.4 | IP
58691 | Shippenville Energy LLC | 58820 | Shippenville | PA | Clarion | GEN3 | Natural Gas Internal Combustion Engine | NG | Natural Gas Peaker | IC | 4.4 | IP
58691 | Shippenville Energy LLC | 58820 | Shippenville | PA | Clarion | GEN4 | Natural Gas Internal Combustion Engine | NG | Natural Gas Peaker | IC | 4.4 | IP
58691 | Shippenville Energy LLC | 58820 | Shippenville | PA | Clarion | GEN5 | Natural Gas Internal Combustion Engine | NG | Natural Gas Peaker | IC | 4.4 | IP
58692 | Florey Knob LLC | 58821 | Florey Knobb | PA | Wyoming | GEN1 | Natural Gas Internal Combustion Engine | NG | Natural Gas Peaker | IC | 4.4 | IP
58692 | Florey Knob LLC | 58821 | Florey Knobb | PA | Wyoming | GEN2 | Natural Gas Internal Combustion Engine | NG | Natural Gas Peaker | IC | 4.4 | IP
58692 | Florey Knob LLC | 58821 | Florey Knobb | PA | Wyoming | GEN3 | Natural Gas Internal Combustion Engine | NG | Natural Gas Peaker | IC | 4.4 | IP
58692 | Florey Knob LLC | 58821 | Florey Knobb | PA | Wyoming | GEN4 | Natural Gas Internal Combustion Engine | NG | Natural Gas Peaker | IC | 4.4 | IP
58692 | Florey Knob LLC | 58821 | Florey Knobb | PA | Wyoming | GEN5 | Natural Gas Internal Combustion Engine | NG | Natural Gas Peaker | IC | 4.4 | IP
58768 | Pondera Development LLC | 58910 | CPV Pondera King Energy Center | TX | Harris | CC | Natural Gas Fired Combined Cycle | NG | Natural Gas Nonpeaker | CC | 900 | IP
58793 | Missouri University of Science and Technology | 58923 | Missouri S&T - Power Plant | MO | Phelps | 500K | Conventional Steam Coal | BIT | Hard Coal | ST | 0.5 | RE | 1951
58814 | Sibley Wind Substation LLC | 58950 | Sibley Wind | MN | Sibley | SW-1 | Onshore Wind Turbine | WND | Wind | WT | 19.5 | IP
58836 | Sunwind Energy Solutions, LLLP | 58976 | Sunwind Doyle Wind | KS | Marion | SNWND | Onshore Wind Turbine | WND | Wind | WT | 200 | IP
54906 | Tradewind Energy, Inc. | 59000 | Mustang Run Wind Project LLC | OK | Osage | MRWP | Onshore Wind Turbine | WND | Wind | WT | 136 | IP
59856 | Maverick Solar LLC | 59016 | Maverick Solar | NC | Randolph | GEN 1 | Solar Photovoltaic | SUN | Solar PV | PV | 3 | IP
58523 | Enerdyne Power Systems Inc | 59036 | Onslow Energy | NC | Onslow | GEN 1 | Solar Photovoltaic | SUN | Solar PV | PV | 1.5 | IP
56215 | E ON Climate Renewables N America LLC | 59069 | Wildcat Wind Farm II LLC` | IN | Grant | WCII | Onshore Wind Turbine | WND | Wind | WT | 210 | IP
58695 | Coronal Development Services | 59159 | Tower Solar Center LLC | NC | Lincoln | TSC 1 | Solar Photovoltaic | SUN | Solar PV | PV | 5 | IP
58695 | Coronal Development Services | 59160 | Pinewood Solar Center LLC | NC | Rockingham | PSC 1 | Solar Photovoltaic | SUN | Solar PV | PV | 5 | IP
58695 | Coronal Development Services | 59161 | Lake Solar Center LLC | NC | Wilson | LSC 1 | Solar Photovoltaic | SUN | Solar PV | PV | 5 | IP
58695 | Coronal Development Services | 59165 | Mason Solar Center LLC | NC | Pitt | MSC 1 | Solar Photovoltaic | SUN | Solar PV | PV | 15.3 | IP
59001 | Faison Farm LLC | 59208 | Faison Farm | NC | Duplin | PV1 | Solar Photovoltaic | SUN | Solar PV | PV | 5 | IP
59003 | Jackson Solar Farm LLC | 59210 | Jackson Solar Farm | NC | Union | PV1 | Solar Photovoltaic | SUN | Solar PV | PV | 5 | IP
59008 | Guersney Holdings LLC | 59214 | Guernsey Holdings | NC | Anson | PV1 | Solar Photovoltaic | SUN | Solar PV | PV | 5 | IP
59009 | Hereford Holdings LLC | 59215 | Hereford Holdings` | NC | Rutherford | PV1 | Solar Photovoltaic | SUN | Solar PV | PV | 5 | IP
59010 | Rhubarb One LLC | 59216 | Rhubarb One | NC | Robeson | PV1 | Solar Photovoltaic | SUN | Solar PV | PV | 5 | IP
59000 | Holger Holdings LLC | 59218 | Holger Holdings | NC | Sampson | PV1 | Solar Photovoltaic | SUN | Solar PV | PV | 5 | IP
59023 | Leonardo Wind 3 LLC | 59229 | Leonardo Wind 3 LLC | IA | Hardin | WT1 | Onshore Wind Turbine | WND | Wind | WT | 3 | IP
58661 | Sustainable Power Group, LLC | 59263 | Con Dios Solar 3 | CA | San Bernardino | COND3 | Solar Photovoltaic | SUN | Solar PV | PV | 1.5 | IP
58661 | Sustainable Power Group, LLC | 59264 | Con Dios Solar 11 | CA | San Bernardino | CON11 | Solar Photovoltaic | SUN | Solar PV | PV | 1.5 | IP
59192 | Amity Energy, LLC | 59418 | Amity Energy LLC | PA | Washington | GEN1 | Natural Gas Internal Combustion Engine | NG | Natural Gas Peaker | IC | 4.4 | IP
59192 | Amity Energy, LLC | 59418 | Amity Energy LLC | PA | Washington | GEN2 | Natural Gas Internal Combustion Engine | NG | Natural Gas Peaker | IC | 4.4 | IP
59192 | Amity Energy, LLC | 59418 | Amity Energy LLC | PA | Washington | GEN3 | Natural Gas Internal Combustion Engine | NG | Natural Gas Peaker | IC | 4.4 | IP
59192 | Amity Energy, LLC | 59418 | Amity Energy LLC | PA | Washington | GEN4 | Natural Gas Internal Combustion Engine | NG | Natural Gas Peaker | IC | 4.4 | IP
59192 | Amity Energy, LLC | 59418 | Amity Energy LLC | PA | Washington | GEN5 | Natural Gas Internal Combustion Engine | NG | Natural Gas Peaker | IC | 4.4 | IP
59193 | Basswood Energy, LLC | 59420 | Basswood Energy, LLC | PA | Tioga | GEN1 | Natural Gas Internal Combustion Engine | NG | Natural Gas Peaker | IC | 4.4 | IP
59193 | Basswood Energy, LLC | 59420 | Basswood Energy, LLC | PA | Tioga | GEN2 | Natural Gas Internal Combustion Engine | NG | Natural Gas Peaker | IC | 4.4 | IP
59193 | Basswood Energy, LLC | 59420 | Basswood Energy, LLC | PA | Tioga | GEN3 | Natural Gas Internal Combustion Engine | NG | Natural Gas Peaker | IC | 4.4 | IP
59193 | Basswood Energy, LLC | 59420 | Basswood Energy, LLC | PA | Tioga | GEN4 | Natural Gas Internal Combustion Engine | NG | Natural Gas Peaker | IC | 4.4 | IP
59193 | Basswood Energy, LLC | 59420 | Basswood Energy, LLC | PA | Tioga | GEN5 | Natural Gas Internal Combustion Engine | NG | Natural Gas Peaker | IC | 4.4 | IP
59315 | Bradley Farm LLC | 59568 | Bradley Farm | NC | Cleveland | PV1 | Solar Photovoltaic | SUN | Solar PV | PV | 5 | IP
59321 | Millikan Farm, LLC | 59576 | Millikan Farm | NC | Randolph | PV1 | Solar Photovoltaic | SUN | Solar PV | PV | 5 | IP
59325 | North Siler Farm, LLC | 59580 | North Siler Farm | NC | Chatham | PV1 | Solar Photovoltaic | SUN | Solar PV | PV | 5 | IP
59329 | Wellons Farm, LLC | 59584 | Wellons Farm | NC | Johnston | PV1 | Solar Photovoltaic | SUN | Solar PV | PV | 5 | IP
59330 | Wommack Farm, LLC | 59585 | Wommack Farm | NC | Lenoir | PV1 | Solar Photovoltaic | SUN | Solar PV | PV | 5 | IP
59333 | Pit 64 Farm, LLC | 59588 | Pit 64 | NC | Chatham | PV1 | Solar Photovoltaic | SUN | Solar PV | PV | 5 | IP
59335 | Sandy Ridge Solar Farm, LLC | 59590 | Sandy Ridge Solar Farm | NC | Stokes | PV1 | Solar Photovoltaic | SUN | Solar PV | PV | 5 | IP
59339 | Spring Valley Farm, LLC | 59594 | Spring Valley Farm | NC | Vance | PV1 | Solar Photovoltaic | SUN | Solar PV | PV | 5 | IP
59355 | LKL Kingfisher, LLC | 59612 | LKL Kingfisher, LLC | FL | Polk | LKLKF | Solar Photovoltaic | SUN | Solar PV | PV | 6 | IP
59401 | Jamesville Solar LLC | 59640 | Jamesville Solar | NC | Martin | 5MWPV | Solar Photovoltaic | SUN | Solar PV | PV | 5 | IP
59405 | Weldon Solar LLC | 59644 | Weldon Solar | NC | Halifax | 5MWPV | Solar Photovoltaic | SUN | Solar PV | PV | 5 | IP
59442 | Innovative Solar 33, LLC | 59672 | Innovative Solar 33 | NC | Cleveland | IS033 | Solar Photovoltaic | SUN | Solar PV | PV | 30.5 | IP
59444 | Innovative Solar 38, LLC | 59674 | Innovative Solar 38 | NC | Duplin | IS038 | Solar Photovoltaic | SUN | Solar PV | PV | 34 | IP
59450 | Innovative Solar 71, LLC | 59680 | Innovative Solar 71 | NC | Columbus | IS071 | Solar Photovoltaic | SUN | Solar PV | PV | 5 | IP
59451 | Innovative Solar 72, LLC | 59681 | Innovative Solar 72 | NC | Columbus | IS072 | Solar Photovoltaic | SUN | Solar PV | PV | 33.5 | IP
59480 | Aulander Solar LLC | 59707 | Aulander Solar | NC | Hertford | 5MWPV | Solar Photovoltaic | SUN | Solar PV | PV | 5 | IP
59484 | Framingham State University | 59717 | Framingham State University Plant | MA | Middlesex | MSC | Natural Gas Internal Combustion Engine | NG | Natural Gas Peaker | IC | 0.1 | RE | 1974
11208 | Los Angeles Department of Water & Power | 59799 | Foothill Solar Project | CA | Los Angeles | W4528 | Solar Photovoltaic | SUN | Solar PV | PV | 1.1 | IP
59992 | Caprock Solar 2, LLC | 59846 | Caprock Solar 2 LLC | NM | Quay | PV1 | Solar Photovoltaic | SUN | Solar PV | PV | 30 | IP
59667 | NAVFAC Midlant PWD Great Lakes | 59884 | Great Lakes Central Power Plant | IL | Lake | GTG-1 | Natural Gas Fired Combustion Turbine | NG | Natural Gas Peaker | GT | 5.5 | RE | 2005
59667 | NAVFAC Midlant PWD Great Lakes | 59884 | Great Lakes Central Power Plant | IL | Lake | GTG-2 | Natural Gas Fired Combustion Turbine | NG | Natural Gas Peaker | GT | 5.5 | RE | 2005
59667 | NAVFAC Midlant PWD Great Lakes | 59884 | Great Lakes Central Power Plant | IL | Lake | STG-1 | Natural Gas Steam Turbine | NG | Natural Gas Peaker | ST | 1.5 | RE | 1998
59667 | NAVFAC Midlant PWD Great Lakes | 59884 | Great Lakes Central Power Plant | IL | Lake | STG-2 | Natural Gas Steam Turbine | NG | Natural Gas Peaker | ST | 1.5 | RE | 1998
59735 | Enerparc CA2, LLC | 59978 | Enerparc CA2, LLC | CA | Glenn | ECA22 | Solar Photovoltaic | SUN | Solar PV | PV | 1.5 | IP
59940 | McDougald Solar, LLC | 60148 | McDougald Solar, LLC | NC | Harnett | FLS1 | Solar Photovoltaic | SUN | Solar PV | PV | 4.9 | IP
12341 | MidAmerican Energy Co | 60326 | O'Brien Wind | IA | O'Brien | OBWF5 | Onshore Wind Turbine | WND | Wind | WT | 48.1 | IP
12341 | MidAmerican Energy Co | 60326 | O'Brien Wind | IA | O'Brien | OBWF6 | Onshore Wind Turbine | WND | Wind | WT | 33.7 | IP
12341 | MidAmerican Energy Co | 60342 | Ida Grove Wind | IA | Ida | IGWF5 | Onshore Wind Turbine | WND | Wind | WT | 56.2 | IP
12341 | MidAmerican Energy Co | 60342 | Ida Grove Wind | IA | Ida | IGWF6 | Onshore Wind Turbine | WND | Wind | WT | 53.9 | IP
60262 | Electrical Power worX Corp | 60479 | LIRR Malverne Wayside Energy Storage Sys | NY | Nassau | BA1 | Batteries | MWH | Other | BA | 1 | RE | 2014
60262 | Electrical Power worX Corp | 60479 | LIRR Malverne Wayside Energy Storage Sys | NY | Nassau | BA2 | Batteries | MWH | Other | BA | 1 | RE | 2014

## Annual Additions
| wind | hard coal | natural gas nonpeaker | nuclear | hydro | solar PV | solar thermal | biomass | geothermal | petroleum | natural gas peaker | lignite | crude oil | heavy or residual fuel oil | municipal solid waste | Technology | Model Energy Source
1900 | 0 | 0 | 0 | 0 | 9.2 | 0 | 0 | 0 | 0 | 0 | 0 | 0 | 0 | 0 | 0 | Conventional Hydroelectric | Hydro
1901 | 0 | 0 | 0 | 0 | 4.3 | 0 | 0 | 0 | 0 | 0 | 0 | 0 | 0 | 0 | 0 | Natural Gas Steam Turbine | Natural Gas Peaker
1902 | 0 | 0 | 0 | 0 | 2.4 | 0 | 0 | 0 | 0 | 0 | 0 | 0 | 0 | 0 | 0 | Conventional Steam Coal | Coal
1903 | 0 | 0 | 0 | 0 | 45.6 | 0 | 0 | 0 | 0 | 0 | 0 | 0 | 0 | 0 | 0 | Natural Gas Fired Combined Cycle | Natural Gas Nonpeaker
1904 | 0 | 0 | 0 | 0 | 29.6 | 0 | 0 | 0 | 0 | 0 | 0 | 0 | 0 | 0 | 0 | Natural Gas Fired Combustion Turbine | Natural Gas Peaker
1905 | 0 | 0 | 0 | 0 | 37.6 | 0 | 0 | 0 | 0 | 0 | 0 | 0 | 0 | 0 | 0 | Petroleum Liquids | Petroleum
1906 | 0 | 0 | 0 | 0 | 33.1 | 0 | 0 | 0 | 0 | 0 | 0 | 0 | 0 | 0 | 0 | Natural Gas Internal Combustion Engine | Natural Gas Peaker
1907 | 0 | 0 | 0 | 0 | 122.1 | 0 | 0 | 0 | 0 | 0 | 0 | 0 | 0 | 0 | 0 | Nuclear | Nuclear
1908 | 0 | 0 | 0 | 0 | 54.1 | 0 | 0 | 0 | 0 | 0 | 0 | 0 | 0 | 0 | 0 | Onshore Wind Turbine | Wind
1909 | 0 | 0 | 0 | 0 | 74.4 | 0 | 0 | 0 | 0 | 0 | 0 | 0 | 0 | 0 | 0 | Hydroelectric Pumped Storage | Other
1910 | 0 | 0 | 0 | 0 | 174.6 | 0 | 0 | 0 | 0 | 0 | 0 | 0 | 0 | 0 | 0 | Solar Photovoltaic | Solar PV
1911 | 0 | 0 | 0 | 0 | 143.6 | 0 | 0 | 0 | 0 | 0 | 0 | 0 | 0 | 0 | 0 | Geothermal | Geothermal
1912 | 0 | 0 | 0 | 0 | 208.7 | 0 | 0 | 0 | 0 | 0 | 0 | 0 | 0 | 0 | 0 | Landfill Gas | Biomass
1913 | 0 | 0 | 0 | 0 | 347.4 | 0 | 0 | 0 | 0 | 0 | 0 | 0 | 0 | 0 | 0 | Wood/Wood Waste Biomass | Biomass
1914 | 0 | 0 | 0 | 0 | 147.8 | 0 | 0 | 0 | 0 | 0 | 0 | 0 | 0 | 0 | 0 | Coal Integrated Gasification Combined Cycle | Coal
1915 | 0 | 0 | 0 | 0 | 253.7 | 0 | 0 | 0 | 0 | 0 | 0.6 | 0 | 0 | 0 | 0 | Other Gases | Biomass
1916 | 0 | 0 | 0 | 0 | 168.8 | 0 | 0 | 0 | 0 | 0 | 0 | 0 | 0 | 0 | 0 | Petroleum Coke | Coal
1917 | 0 | 0 | 0 | 0 | 266.9 | 0 | 0 | 0 | 0 | 0 | 0 | 0 | 0 | 0 | 0 | Municipal Solid Waste | Municipal Solid Waste
1918 | 0 | 0 | 0 | 0 | 188.9 | 0 | 0 | 0 | 0 | 0 | 0 | 0 | 0 | 0 | 0 | Batteries | Other
1919 | 0 | 0 | 0 | 0 | 279.3 | 0 | 0 | 0 | 0 | 0 | 0 | 0 | 0 | 0 | 0 | Natural Gas with Compressed Air Storage | Natural Gas Peaker
1920 | 0 | 0 | 0 | 0 | 159 | 0 | 0 | 0 | 0 | 0 | 0 | 0 | 0 | 0 | 0 | All Other | Other
1921 | 0 | 10 | 0 | 0 | 294.2 | 0 | 0 | 0 | 0 | 0 | 0 | 0 | 0 | 0 | 0 | Other Waste Biomass | Biomass
1922 | 0 | 0 | 0 | 0 | 179.2 | 0 | 0 | 0 | 0 | 0 | 0 | 0 | 0 | 0 | 0 | Solar Thermal without Energy Storage | Solar Thermal
1923 | 0 | 0 | 0 | 0 | 410 | 0 | 0 | 0 | 0 | 15 | 0 | 0 | 0 | 0 | 0 | Other Natural Gas | Natural Gas Peaker
1924 | 0 | 0 | 0 | 0 | 543.6 | 0 | 0 | 0 | 0 | 15 | 0 | 0 | 0 | 0 | 0 | Solar Thermal with Energy Storage | Solar THermal
1925 | 0 | 20 | 0 | 0 | 732.6 | 0 | 0 | 2.4 | 0 | 0 | 15.4 | 0 | 0 | 0 | 0 | Flywheels | Other
1926 | 0 | 0 | 0 | 0 | 281.7 | 0 | 0 | 11.2 | 0 | 0 | 15 | 0 | 0 | 0 | 0
1927 | 0 | 0 | 0 | 0 | 460.4 | 0 | 0 | 8 | 0 | 0.9 | 0 | 0 | 0 | 0 | 0 |  |  |  | Cumulative Capacity | Annual Addition
1928 | 0 | 0 | 0 | 0 | 1003.5 | 0 | 0 | 50 | 0 | 1.4 | 6 | 0 | 0 | 0 | 0 |  |  | 1990 | 112.5 | 112.5
1929 | 0 | 25 | 0 | 0 | 260.7 | 0 | 0 | 6 | 0 | 0.3 | 43.4 | 0 | 0 | 0 | 0 |  |  | 1991 | 189.4 | 76.9
1930 | 0 | 66.7 | 0 | 0 | 779.5 | 0 | 0 | 9.5 | 0 | 56.5 | 14.2 | 0 | 0 | 0 | 0 |  |  | 1992 | 195.9 | 6.5
1931 | 0 | 0 | 0 | 0 | 626.8 | 0 | 0 | 11.2 | 0 | 25.8 | 0 | 0 | 0 | 0 | 0 |  |  | 1993 | 200.1 | 4.2
1932 | 0 | 0 | 0 | 0 | 272.3 | 0 | 0 | 0 | 0 | 1.8 | 0 | 0 | 0 | 0 | 0 |  |  | 1994 | 324.5 | 124.4
1933 | 0 | 3 | 0 | 0 | 37.8 | 0 | 0 | 0 | 0 | 30 | 3 | 0 | 0 | 0 | 0 |  |  | 1995 | 324.5 | 0
1934 | 0 | 3 | 0 | 0 | 37.6 | 0 | 0 | 3 | 0 | 1.7 | 0 | 0 | 0 | 0 | 0 |  |  | 1996 | 324.5 | 0
1935 | 0 | 89.9 | 0 | 0 | 81.1 | 0 | 0 | 0 | 0 | 2.3 | 3.5 | 0 | 0 | 0 | 0 |  |  | 1997 | 344.3 | 19.8
1936 | 0 | 9 | 0 | 0 | 825.4 | 0 | 0 | 14.5 | 0 | 4.9 | 7.8 | 0 | 0 | 0 | 0 |  |  | 1998 | 521.7 | 177.4
1937 | 0 | 20.8 | 0 | 0 | 355.2 | 0 | 0 | 8.7 | 0 | 4.3 | 0 | 0 | 0 | 0 | 0 |  |  | 1999 | 1198 | 676.3
1938 | 0 | 25 | 0 | 0 | 691.6 | 0 | 0 | 30.5 | 0 | 5.5 | 16 | 0 | 0 | 0 | 0 |  |  | 2000 | 1254.1 | 56.1
1939 | 0 | 61.5 | 0 | 0 | 504.6 | 0 | 0 | 20 | 0 | 15.1 | 35.9 | 0 | 0 | 0 | 0 |  |  | 2001 | 2770.1 | 1516
1940 | 0 | 137.5 | 0 | 0 | 442.6 | 0 | 0 | 22.7 | 0 | 6.7 | 15 | 0 | 0 | 0 | 0 |  |  | 2002 | 3431.1 | 661
1941 | 0 | 134.8 | 0 | 0 | 752.6 | 0 | 0 | 23.5 | 0 | 129.9 | 112 | 0 | 0 | 0 | 0 |  |  | 2003 | 5050.4 | 1619.3
1942 | 0 | 280 | 0 | 0 | 1086.8 | 0 | 0 | 2.5 | 0 | 91.7 | 132 | 0 | 0 | 0 | 0 |  |  | 2005 | 7233.7 | 2183.3
1943 | 0 | 479.2 | 0 | 0 | 1102.4 | 0 | 0 | 50 | 0 | 166.5 | 26.5 | 0 | 0 | 0 | 0 |  |  | 2006 | 9882.1 | 2648.4
1944 | 0 | 166.5 | 0 | 0 | 1013.6 | 0 | 0 | 0 | 0 | 35.8 | 7.7 | 0 | 0 | 0 | 0 |  |  | 2007 | 15200.9 | 5318.8
1945 | 0 | 77.5 | 5 | 0 | 381.4 | 0 | 0 | 11 | 0 | 82.5 | 228.8 | 0 | 0 | 0 | 0 |  |  | 2008 | 23698.3 | 8497.4
1946 | 0 | 49 | 0 | 0 | 58.9 | 0 | 0 | 0 | 0 | 22 | 52.2 | 0 | 0 | 0 | 0 |  |  | 2009 | 33619.8 | 9921.5
1947 | 0 | 301.4 | 0 | 0 | 169 | 0 | 0 | 25.5 | 0 | 253.1 | 118 | 0 | 0 | 0 | 0 |  |  | 2010 | 38303.3 | 4683.5
1948 | 0 | 703.9 | 45.5 | 0 | 803.1 | 0 | 0 | 97.2 | 0 | 542.1 | 963.4 | 0 | 0 | 0 | 12.5 |  |  | 2011 | 45186.1 | 6882.8 |  | x2 | -4.28e-06
1949 | 0 | 1229.4 | 92.2 | 0 | 1261.6 | 0 | 0 | 95.3 | 0 | 345.6 | 931.4 | 0 | 0 | 0 | 23 |  |  | 2012 | 58455.5 | 13269.4 |  | x | 0.4113
1950 | 0 | 1579.3 | 100 | 0 | 1202.5 | 0 | 0 | 79.3 | 0 | 600.9 | 987 | 4 | 0 | 0 | 0 |  |  | 2013 | 59314.6 | 859.1 |  | c | -121.48
1951 | 0 | 1862.8 | 126.5 | 0 | 1361.6 | 0 | 0 | 81.5 | 0 | 159.3 | 1526.4 | 0 | 0 | 0 | 35.5 |  |  | 2014 | 64258.5 | 4943.9
1952 | 0 | 3116.3 | 134.5 | 0 | 1692.8 | 0 | 0 | 126.1 | 0 | 202.7 | 1016.6 | 0 | 0 | 0 | 0 |  |  | 2015 | 72473.2 | 8214.7 |  | m | 0.1149
1953 | 0 | 4675.9 | 132.3 | 0 | 1966.3 | 0 | 0 | 61.1 | 0 | 699.8 | 1788.4 | 121 | 0 | 0 | 0 | [6 empty] | b | 858.29
1954 | 0 | 5938.7 | 239.5 | 0 | 1282.9 | 0 | 0 | 277.9 | 0 | 482.8 | 4129.9 | 282 | 0 | 0 | 0
1955 | 0 | 7464 | 6 | 0 | 1751 | 0 | 0 | 193.3 | 0 | 507.1 | 2224 | 0 | 0 | 0 | 0
1956 | 0 | 2416.9 | 30 | 0 | 1238.9 | 0 | 0 | 129.9 | 0 | 40.8 | 2897.6 | 0 | 0 | 0 | 0 |  |  | Note: Outliers removed to better predict maximum buildable curve
1957 | 0 | 4295.5 | 196.3 | 0 | 1594.2 | 0 | 0 | 113.3 | 0 | 899.2 | 1777.7 | 0 | 0 | 0 | 0
1958 | 0 | 6328.5 | 555.2 | 0 | 2749.4 | 0 | 0 | 147.6 | 0 | 658.8 | 4695.4 | 50 | 0 | 0 | 0 |  |  |  | Cumulative Capacity | Annual Addition |  | m | 0.254
1959 | 0 | 7879 | 519.6 | 0 | 1740.8 | 0 | 0 | 126.3 | 0 | 859 | 3227.1 | 0 | 0 | 0 | 25 |  |  | 1990 | 112.5 | 112.5 |  | b | 257.54
1960 | 0 | 6032.9 | 0 | 0 | 1639.5 | 0 | 0 | 91 | 0 | 335.4 | 2844.8 | 0 | 0 | 0 | 0 |  |  | 1991 | 189.4 | 76.9
1961 | 0 | 4802.5 | 283.6 | 0 | 3493.3 | 0 | 0 | 147.5 | 0 | 833.9 | 3605.2 | 0 | 0 | 0 | 0 |  |  | 1992 | 195.9 | 6.5
1962 | 0 | 3872.8 | 98 | 0 | 2429.5 | 0 | 0 | 118.2 | 0 | 455.3 | 2911.8 | 0 | 0 | 0 | 0 |  |  | 1993 | 200.1 | 4.2
1963 | 0 | 4861.3 | 239 | 0 | 2984.5 | 0 | 0 | 66.1 | 0 | 738.2 | 3563.2 | 75 | 0 | 0 | 0 |  |  | 1994 | 324.5 | 124.4
1964 | 0 | 5161.1 | 91.1 | 0 | 2307.7 | 0 | 0 | 98.5 | 0 | 760 | 4385.5 | 0 | 0 | 0 | 0 |  |  | 1995 | 324.5 | 0
1965 | 0 | 5836.3 | 305.6 | 0 | 1604.8 | 0 | 0 | 312.3 | 0 | 1160.4 | 4695.1 | 0 | 0 | 0 | 0 |  |  | 1996 | 324.5 | 0
1966 | 0 | 4433.8 | 390.5 | 0 | 1414.2 | 0 | 0 | 171.4 | 0 | 539.3 | 3923.9 | 216 | 0 | 0 | 0 |  |  | 1997 | 344.3 | 19.8
1967 | 0 | 8038.3 | 468.7 | 0 | 2432.3 | 0 | 0 | 181.6 | 0 | 1080.3 | 7919.7 | 28 | 0 | 0 | 0 |  |  | 1998 | 521.7 | 177.4
1968 | 0 | 9332.1 | 29 | 0 | 1958.2 | 0 | 0 | 195.8 | 0 | 2286.8 | 6838 | 0 | 0 | 0 | 0 |  |  | 1999 | 1198 | 676.3
1969 | 0 | 13435.5 | 1066.7 | 1191.8 | 1907.1 | 0 | 0 | 290.1 | 0 | 1829.3 | 5234.3 | 0 | 0 | 0 | 0 |  |  | 2000 | 1254.1 | 56.1
1970 | 0 | 12102.2 | 136.8 | 2266.3 | 1134.8 | 0 | 0 | 158.4 | 0 | 1657.2 | 7388.2 | 257 | 0 | 0 | 0 |  |  | 2001 | 2770.1 | 1516
1971 | 0 | 14043 | 44.5 | 2462.9 | 1187.4 | 0 | 0 | 122.7 | 110 | 2393.4 | 9828.2 | 0 | 0 | 0 | 0 |  |  | 2002 | 3431.1 | 661
1972 | 0 | 12111.4 | 719.9 | 5868.1 | 220.8 | 0 | 0 | 116.3 | 110 | 4266.5 | 7632.3 | 0 | 0 | 0 | 0 |  |  | 2003 | 5050.4 | 1619.3
1973 | 0 | 16055 | 518.2 | 4295.2 | 1266.4 | 0 | 0 | 5 | 110 | 2484.4 | 8396.8 | 0 | 0 | 0 | 0 |  |  | 2005 | 7233.7 | 2183.3
1974 | 0 | 11254.8 | 2077 | 9424.3 | 554 | 0 | 0 | 49.5 | 0 | 5787.7 | 9978.5 | 0 | 0 | 0 | 0 |  |  | 2006 | 9882.1 | 2648.4
1975 | 16.5 | 11067.4 | 493.4 | 6670.1 | 2030.5 | 0 | 0 | 0 | 110 | 3855.6 | 9049 | 440 | 0 | 0 | 0 |  |  | 2007 | 15200.9 | 5318.8
1976 | 0 | 8969.9 | 913.4 | 3897.4 | 1615.3 | 0 | 0 | 240.1 | 0 | 2293 | 3781.5 | 0 | 0 | 0 | 0 |  |  | 2008 | 23698.3 | 8497.4
1977 | 0 | 11248.4 | 1652.8 | 6976.1 | 519.4 | 0 | 0 | 131.1 | 0 | 2203.6 | 4890.6 | 1270.2 | 0 | 0 | 0 |  |  | 2009 | 33619.8 | 9921.5
1978 | 0 | 11483.9 | 1052.9 | 2113 | 2321.6 | 0 | 0 | 133.6 | 0 | 1986.6 | 3342.8 | 793.2 | 0 | 0 | 0 |  |  | 2012 | 58455.5 | 13269.4
1979 | 0 | 9334.2 | 454.7 | 864.7 | 2127.1 | 0 | 0 | 124.5 | 110 | 1117.9 | 2412.2 | 1398 | 0 | 0 | 0 |  |  |  | 77726.2205 | 20000
1980 | 0 | 15432.6 | 132.1 | 1922.2 | 1227 | 0 | 0 | 274.9 | 251 | 1204.8 | 277.8 | 604.8 | 0 | 0 | 50 |  |  |  | 107253.7795 | 27500
1981 | 20.8 | 9493.7 | 0 | 4499 | 278.8 | 0 | 0 | 317.8 | 0 | 1475.1 | 1581.8 | 1040.6 | 0 | 0 | 77 |  |  |  | -1013.937 | 0 | Note: Maximum buildable taken to be max historical additions in a year times the multiplier specified in "About"
1982 | 18.8 | 11278.3 | 869.5 | 1220.5 | 656.8 | 0 | 0 | 506.2 | 128 | 243.1 | 803.1 | 410 | 0 | 0 | 0
1983 | 374 | 6810.2 | 696.5 | 3505 | 721.7 | 0 | 0 | 88.5 | 306 | 99.7 | 284.6 | 0 | 0 | 0 | 140.5
1984 | 149.2 | 11403.2 | 265.4 | 8152.7 | 632.1 | 1 | 13.8 | 257.7 | 217.7 | 101.2 | 845.3 | 434.9 | 0 | 0 | 119.9
1985 | 143.9 | 5849.2 | 835.6 | 8794.5 | 1259.6 | 0 | 30 | 544.2 | 465.6 | 109 | 888.3 | 721 | 0 | 0 | 116.1
1986 | 85.6 | 5252.9 | 546 | 9893.6 | 672.3 | 1 | 68.4 | 386 | 87.4 | 63.3 | 891.1 | 1155.6 | 0 | 0 | 64.5
1987 | 119.2 | 4171.2 | 1846.3 | 7968.4 | 276.8 | 0.3 | 34.2 | 738 | 64.6 | 69.9 | 619.4 | 0 | 0 | 0 | 239.8
1988 | 27 | 1910.8 | 1096.8 | 6424.3 | 539.9 | 0.4 | 70 | 486.7 | 289.2 | 102.4 | 1502.2 | 0 | 0 | 0 | 403.2
1989 | 98.8 | 3193.1 | 2327.5 | 2514.3 | 575.1 | 0 | 92 | 566.9 | 328.9 | 474.9 | 1729.4 | 0 | 0 | 0 | 392.4
1990 | 112.5 | 1844.2 | 3157.8 | 3595.5 | 464 | 0 | 92 | 513.3 | 87.5 | 283.7 | 1928.8 | 174.6 | 0 | 0 | 271.5
1991 | 76.9 | 3158.3 | 2133.4 | 0 | 167.2 | 0 | 0 | 571.5 | 0 | 833 | 1247.2 | 174.6 | 0 | 0 | 407.2
1992 | 6.5 | 1412.1 | 2719.6 | 0 | 201.1 | 0 | 0 | 389.4 | 97.8 | 270.9 | 2442.3 | 0 | 0 | 0 | 5
1993 | 4.2 | 173.8 | 3635.3 | 1215 | 158.9 | 0 | 0 | 333.3 | 48 | 137.2 | 1498.4 | 0 | 0 | 0 | 34
1994 | 124.4 | 1084 | 6555.6 | 0 | 276.9 | 0 | 0 | 199.5 | 0 | 94.5 | 2864.6 | 0 | 0 | 0 | 176.8
1995 | 0 | 2894.4 | 2430.6 | 0 | 123.2 | 0 | 0 | 309.1 | 0 | 130.9 | 4118.2 | 0 | 0 | 0 | 82.4
1996 | 0 | 1913.3 | 2157.1 | 1269.9 | 60.7 | 0 | 0 | 394.8 | 47.5 | 302.3 | 2070.3 | 0 | 0 | 0 | 0
1997 | 19.8 | 90 | 2733.4 | 0 | 62.5 | 0 | 0 | 353.6 | 0 | 345 | 1542.2 | 0 | 0 | 0 | 0
1998 | 177.4 | 3.5 | 1286.9 | 0 | 2.9 | 0.1 | 0 | 189.3 | 60.5 | 180.8 | 801.2 | 0 | 0 | 0 | 0
1999 | 676.3 | 331.4 | 3136.9 | 0 | 188.6 | 0.1 | 0 | 290.5 | 0 | 247.4 | 6109.7 | 0 | 0 | 0 | 0
2000 | 56.1 | 130.5 | 13599.7 | 0 | 3.7 | 0 | 0 | 138.2 | 69.8 | 671.6 | 16370.1 | 0 | 0 | 0 | 0
2001 | 1516 | 6 | 19788.7 | 0 | 150.1 | 4.7 | 0 | 513.9 | 0 | 691.5 | 23520.2 | 513.7 | 0 | 0 | 4.3
2002 | 661 | 0 | 44066.3 | 0 | 17.8 | 2.1 | 0 | 92.6 | 7.3 | 413.6 | 22439.9 | 0 | 0 | 0 | 0
2003 | 1619.3 | 90.9 | 43581.8 | 0 | 82.5 | 0.2 | 0 | 199.4 | 24 | 378.5 | 9055 | 0 | 0 | 0 | 4.5
2004 | 377.6 | 585 | 21975.7 | 0 | 79.2 | 0 | 0 | 134.3 | 0 | 308 | 3431 | 0 | 0 | 0 | 0
2005 | 2183.3 | 477.7 | 12913.7 | 0 | 30.4 | 1.5 | 1 | 152.9 | 30 | 184.7 | 4044.9 | 0 | 0 | 0 | 0
2006 | 2648.4 | 591.8 | 8834.1 | 0 | 21.4 | 1.4 | 0 | 287.6 | 52.5 | 194.9 | 1404.8 | 0 | 0 | 0 | 24.1
2007 | 5318.8 | 1671.3 | 5258.1 | 0 | 21.6 | 33.8 | 75.7 | 304.5 | 56.7 | 169 | 2524.2 | 0 | 0 | 0 | 20
2008 | 8497.4 | 1584 | 5115.5 | 0 | 19.7 | 34.6 | 0 | 345 | 64 | 95 | 3686.4 | 0 | 0 | 0 | 0
2009 | 9921.5 | 1954.1 | 7769.2 | 0 | 26.1 | 98 | 7.5 | 422.9 | 212.7 | 103.9 | 3010.8 | 0 | 0 | 0 | 18
2010 | 4683.5 | 4961.3 | 5220.1 | 0 | 21.5 | 239.3 | 0 | 353 | 23.5 | 355.5 | 2210.8 | 1578.3 | 0 | 0 | 5.5
2011 | 6882.8 | 3374.5 | 8646.2 | 0 | 161 | 774.1 | 0 | 418.8 | 6.8 | 376.9 | 2232.3 | 878.6 | 0 | 0 | 0
2012 | 13269.4 | 3952.5 | 7369.1 | 0 | 352.9 | 1581.3 | 0 | 438.9 | 191.8 | 240.1 | 2877.3 | 0 | 0 | 0 | 0
2013 | 859.1 | 1812.5 | 3731.3 | 0 | 428.5 | 2712.4 | 804.8 | 813.2 | 91 | 72.8 | 3866.7 | 0 | 0 | 0 | 33.6
2014 | 4943.9 | 0 | 8419.5 | 0 | 177.9 | 3309.4 | 405 | 243.1 | 22.5 | 66.5 | 862.3 | 106.2 | 0 | 0 | 0
2015 | 8214.7 | 5.5 | 4755.1 | 0 | 132.4 | 3195.2 | 125 | 162.9 | 76.7 | 44.9 | 1803.1 | 0 | 0 | 0 | 96

## Hydro
Maximum Potential Capacity (due to resource constraints)
hydro | 143600 | MW
Remaining Potential Capacity (after 2014)
hydro | #REF! | MW
Years to Build All Remaining Potential
50
Hydro per Year
#REF!

## Wind
Data from NREL RE Futures 90% RE-ETI Scenario
Installed Capacity (MW)
| 2010 | 2012 | 2014 | 2016 | 2018 | 2020 | 2022 | 2024 | 2026 | 2028 | 2030 | 2032 | 2034 | 2036 | 2038 | 2040 | 2042 | 2044 | 2046 | 2048 | 2050
Onshore Wind | 39209.05 | 77930.69 | 118764.57 | 150994.62 | 180995.7 | 215901.15 | 235729.54 | 268826.96 | 286193.21 | 296965.2 | 305228.88 | 309059.1 | 313765.09 | 320692.69 | 325239.12 | 330716.53 | 335550.66 | 338160.96 | 342532.78 | 348010.39 | 352546.89
Installed Capacity, Curve Fit (MW)
| 2010 | 2011 | 2012 | 2013 | 2014 | 2015 | 2016 | 2017 | 2018 | 2019 | 2020 | 2021 | 2022 | 2023 | 2024 | 2025 | 2026 | 2027 | 2028 | 2029 | 2030 | 2031 | 2032 | 2033 | 2034 | 2035 | 2036 | 2037 | 2038 | 2039 | 2040 | 2041 | 2042 | 2043 | 2044 | 2045 | 2046 | 2047 | 2048 | 2049 | 2050
Onshore Wind | 31998.1609 | 56218.7918 | 79043.638 | 100517.1935 | 120683.9522 | 139588.408 | 157275.0548 | 173788.3865 | 189172.8972 | 203473.0806 | 216733.4307 | 228998.4415 | 240312.6068 | 250720.4207 | 260266.3768 | 268994.9694 | 276950.6921 | 284178.0391 | 290721.5041 | 296625.5812 | 301934.7641 | 306693.5469 | 310946.4235 | 314737.8878 | 318112.4337 | 321114.5552 | 323788.746 | 326179.5003 | 328331.3119 | 330288.6748 | 332096.0827 | 333798.0297 | 335439.0098 | 337063.5167 | 338716.0445 | 340441.087 | 342283.1382 | 344286.692 | 346496.2423 | 348956.2831 | 351711.3082
Using many decimals in the Onshore Wind formula is important, particularly for the coefficients on the higher-order terms, because even very slight differences in these coefficients can lead to dramatically different results.
Installed Capacity, Curve Fit (MW)
| 2010 | 2011 | 2012 | 2013 | 2014 | 2015 | 2016 | 2017 | 2018 | 2019 | 2020 | 2021 | 2022 | 2023 | 2024 | 2025 | 2026 | 2027 | 2028 | 2029 | 2030 | 2031 | 2032 | 2033 | 2034 | 2035 | 2036 | 2037 | 2038 | 2039 | 2040 | 2041 | 2042 | 2043 | 2044 | 2045 | 2046 | 2047 | 2048 | 2049 | 2050
Annual Additions | 0 | 24220.6309 | 22824.8462 | 21473.5555 | 20166.7587 | 18904.4558 | 17686.6468 | 16513.3317 | 15384.5107 | 14300.1834 | 13260.3501 | 12265.0108 | 11314.1653 | 10407.8138 | 9545.9562 | 8728.5925 | 7955.7228 | 7227.3469 | 6543.465 | 5904.0771 | 5309.183 | 4758.7828 | 4252.8766 | 3791.4643 | 3374.5459 | 3002.1214 | 2674.1909 | 2390.7543 | 2151.8116 | 1957.3628 | 1807.4079 | 1701.947 | 1640.98 | 1624.5069 | 1652.5278 | 1725.0425 | 1842.0512 | 2003.5538 | 2209.5503 | 2460.0408 | 2755.0251
Using many decimals in the Onshore Wind formula is important, particularly for the coefficients on the higher-order terms, because even very slight differences in these coefficients can lead to dramatically different results.

## Solar PV
DOE SunShot Scenario
| Distributed PV (GW) | Utility PV (GW) | Total PV (GW) | Next 5-Year Period Added Utility PV (GW) | Annual Incremental Utility PV over Next 5-Year Period (GW)
2010 | 1 | 0 | 1 | 5 | 1
2015 | 4 | 5 | 9 | 26 | 5.2
2020 | 19 | 31 | 50 | 75 | 15
2025 | 63 | 106 | 169 | 75 | 15
2030 | 121 | 181 | 302 | 75 | 15
2035 | 169 | 256 | 425 | 75 | 15
2040 | 201 | 331 | 532 | 39 | 7.8
2045 | 221 | 370 | 591 | 21 | 4.2
2050 | 240 | 391 | 631

## Offshore Wind
state | scenario | year | hydro | gas_ct | gas_cc | coal | nuclear | geothermal | biomass | rooftop_pv | utility_pv | csp | onshore_wind | offshore_wind | storage | interruptible_load | Row Labels | Sum of offshore_wind | Biannual Additions
Alabama | 8 | 2010 | 3279.9 | 1914.61 | 7662.05 | 11573.08 | 5008 | 0 | 0 | 0.2 | 0 | 0 | 0 | 0 | 110 | 195.91 | 2010 | 0
Arizona | 8 | 2010 | 4012.2 | 2770.57 | 9367.4 | 5362 | 3875 | 0 | 6.5 | 12.81 | 0 | 0 | 173.77 | 0 | 194.1 | 253.55 | 2012 | 0 | 0
Arkansas | 8 | 2010 | 1308.8 | 2131.44 | 4025.5 | 3793 | 1834 | 0 | 4 | 0 | 0 | 0 | 0 | 0 | 28 | 87.71 | 2014 | 0 | 0
California | 8 | 2010 | 10032.3 | 19974.97 | 12055.37 | 316.9 | 4324 | 2078.35 | 723.61 | 170.26 | 0 | 350 | 2630.7 | 0 | 3352.6 | 587.99 | 2016 | 1061.8 | 1061.8
Colorado | 8 | 2010 | 643.2 | 2151.8 | 2141.13 | 4927.9 | 0 | 0 | 9.8 | 4.37 | 0 | 0 | 1241.9 | 0 | 508.5 | 105.16 | 2018 | 3124.6 | 2062.8
Connecticut | 8 | 2010 | 118.5 | 3104.47 | 1756.5 | 555.3 | 2037.1 | 0 | 192.16 | 7.96 | 0 | 0 | 0 | 0 | 31 | 67.42 | 2020 | 6101.32 | 2976.72
Delaware | 8 | 2010 | 0 | 866.02 | 951.88 | 1056 | 0 | 0 | 0 | 1.84 | 0 | 0 | 168.57 | 0 | 0 | 18.6 | 2022 | 11313.13 | 5211.81
Florida | 8 | 2010 | 55.7 | 19219.08 | 14172.35 | 10353 | 3902 | 0 | 584.17 | 38.02 | 0 | 0 | 0 | 0 | 0 | 1627.37 | 2024 | 17213.64 | 5900.51
Georgia | 8 | 2010 | 1932.2 | 8575.54 | 5240.21 | 13192.2 | 4060 | 0 | 2.4 | 0.56 | 0 | 0 | 0 | 0 | 1634.6 | 290.94 | 2026 | 31561.37 | 14347.73
Idaho | 8 | 2010 | 2515.6 | 346.78 | 263.6 | 0 | 0 | 19.6 | 11.57 | 0.13 | 0 | 0 | 188.4 | 0 | 0 | 99.43 | 2028 | 45090.46 | 13529.09
Illinois | 8 | 2010 | 38.3 | 11473.91 | 2913.25 | 15263.86 | 11388 | 0 | 133 | 0.45 | 0 | 0 | 1850.2 | 0 | 0 | 330.93 | 2030 | 62858.22 | 17767.76
Indiana | 8 | 2010 | 92.1 | 3694.18 | 2446.1 | 19676.2 | 0 | 0 | 9.6 | 0.06 | 0 | 0 | 1035.95 | 0 | 0 | 457.82 | 2032 | 74210.82 | 11352.6
Iowa | 8 | 2010 | 131.3 | 1828.38 | 1108.29 | 5705 | 580.6 | 0 | 6.4 | 0.29 | 0 | 0 | 3476.65 | 0 | 0 | 196.78 | 2034 | 83089.71 | 8878.89
Kansas | 8 | 2010 | 2.6 | 3704 | 0 | 5249.8 | 1166 | 0 | 0 | 0.38 | 0 | 0 | 998.88 | 0 | 0 | 83.72 | 2036 | 86689.63 | 3599.92
Kentucky | 8 | 2010 | 777.4 | 4618.87 | 0 | 14337.1 | 0 | 0 | 9.6 | 0 | 0 | 0 | 0 | 0 | 0 | 275.96 | 2038 | 100544.85 | 13855.22
Louisiana | 8 | 2010 | 192 | 10752.75 | 5080.85 | 3453 | 2124 | 0 | 12.2 | 5.51 | 0 | 0 | 0 | 0 | 0 | 148.85 | 2040 | 107630.7 | 7085.85
Maine | 8 | 2010 | 722 | 1033.54 | 1250.01 | 85 | 0 | 0 | 280.9 | 2.77 | 0 | 0 | 174 | 0 | 0 | 20.53 | 2042 | 114311.1 | 6680.4
Maryland | 8 | 2010 | 526.8 | 5252.95 | 172.5 | 4898 | 1735 | 0 | 117.9 | 0 | 0 | 0 | 787.9 | 0 | 0 | 99.72 | 2044 | 114729.08 | 417.98
Massachusetts | 8 | 2010 | 269.5 | 3549.64 | 4648.49 | 1733.97 | 684.7 | 0 | 286.55 | 7.32 | 0 | 0 | 9.15 | 0 | 1540 | 124 | 2046 | 117886.26 | 3157.18
Michigan | 8 | 2010 | 374.1 | 7947.36 | 4619.89 | 11747.07 | 3982 | 0 | 248.12 | 0 | 0 | 0 | 187.1 | 0 | 1978.8 | 253.4 | 2048 | 119356.93 | 1470.67
Minnesota | 8 | 2010 | 185.6 | 2720.2 | 661.85 | 5287.17 | 1617 | 0 | 209.09 | 0.01 | 0 | 0 | 1549.3 | 0 | 0 | 344.34 | 2050 | 119383.32 | 26.39
Mississippi | 8 | 2010 | 0 | 6480.64 | 5875.6 | 2562.9 | 1266 | 0 | 0 | 0.16 | 0 | 0 | 0 | 0 | 0 | 115.91 | Grand Total | 1216156.94
Missouri | 8 | 2010 | 499.2 | 4333.4 | 1793.25 | 11172.3 | 1190 | 0 | 0 | 0.22 | 0 | 0 | 308.5 | 0 | 600.4 | 375.75
Montana | 8 | 2010 | 2512.3 | 136.03 | 0 | 2339.3 | 0 | 0 | 0 | 0.02 | 0 | 0 | 374.5 | 0 | 0 | 54.9 | Biannual Max | 17767.76
Nebraska | 8 | 2010 | 194.3 | 1528.35 | 406.9 | 3195.8 | 1238.34 | 0 | 4.64 | 0.04 | 0 | 0 | 107.1 | 0 | 0 | 106.09 | Annual Max | 8883.88
Nevada | 8 | 2010 | 1047 | 1483.98 | 2964.9 | 2657 | 0 | 246.7 | 0 | 1.59 | 0 | 23.52 | 0.4 | 0 | 0 | 115.97
New Hampshire | 8 | 2010 | 445.4 | 473.38 | 1322 | 575.1 | 1220.1 | 0 | 122.03 | 0.04 | 0 | 0 | 24 | 0 | 0 | 18.81
New Jersey | 8 | 2010 | 13.2 | 4770.41 | 3854.57 | 2076.6 | 3984 | 0 | 199.3 | 23.6 | 0 | 0 | 489.1 | 0 | 453 | 377.38
New Mexico | 8 | 2010 | 78.7 | 1418.7 | 224.75 | 3956.9 | 0 | 10 | 6.4 | 2.46 | 0 | 72.67 | 595.5 | 0 | 0 | 77.75
New York | 8 | 2010 | 4652.7 | 14146.3 | 5599.21 | 4029.57 | 5150.2 | 0 | 306.63 | 39.1 | 0 | 0 | 2632 | 0 | 1240 | 291.71
North Carolina | 8 | 2010 | 1827.5 | 5167.99 | 774.5 | 13038.5 | 4938 | 0 | 93.5 | 3.73 | 0 | 0 | 135 | 0 | 95 | 135.24
North Dakota | 8 | 2010 | 614 | 70.72 | 0 | 4105.87 | 0 | 0 | 0 | 0 | 0 | 0 | 1477.2 | 0 | 0 | 62.03
Ohio | 8 | 2010 | 128.4 | 6145.98 | 2717.38 | 22163.5 | 2108 | 0 | 10.8 | 0.06 | 0 | 0 | 45.39 | 0 | 0 | 442.46
Oklahoma | 8 | 2010 | 789.5 | 5569.82 | 5877.5 | 5284.1 | 0 | 0 | 0 | 0.42 | 0 | 0 | 1030.8 | 0 | 288 | 134.35
Oregon | 8 | 2010 | 8240 | 133.8 | 2194.05 | 585 | 0 | 0 | 53.41 | 11.73 | 0 | 0 | 1759.15 | 0 | 0 | 216.31
Pennsylvania | 8 | 2010 | 774.9 | 5828.13 | 7586.77 | 18435.5 | 9195 | 0 | 338.24 | 11.27 | 0 | 0 | 1212.1 | 0 | 1269 | 301.41
Rhode Island | 8 | 2010 | 4.3 | 4.96 | 1459.6 | 0 | 0 | 0 | 23.7 | 1.54 | 0 | 0 | 1.5 | 0 | 0 | 25.5
South Carolina | 8 | 2010 | 1363 | 3409.63 | 2026 | 5968.2 | 6472 | 0 | 9 | 0.09 | 0 | 0 | 196.8 | 0 | 2188.4 | 138.85
South Dakota | 8 | 2010 | 1730.4 | 650.15 | 0 | 482.1 | 0 | 0 | 0 | 0 | 0 | 0 | 319.5 | 0 | 0 | 55.96
Tennessee | 8 | 2010 | 2418 | 3706.26 | 0 | 8618 | 3398 | 0 | 18.9 | 0.11 | 0 | 0 | 28.8 | 0 | 1530 | 154.03
Texas | 8 | 2010 | 672.2 | 36553.67 | 28313.32 | 19823 | 4860 | 0 | 40.8 | 9.59 | 0 | 0 | 9721.5 | 0 | 0 | 741.48
Utah | 8 | 2010 | 262.4 | 851.63 | 402.4 | 4735.99 | 0 | 94 | 1.4 | 0.02 | 0 | 0 | 222.4 | 0 | 0 | 131.18
Vermont | 8 | 2010 | 305.6 | 94.69 | 0 | 0 | 506 | 0 | 72 | 0.38 | 0 | 0 | 6 | 0 | 0 | 12.45
Virginia | 8 | 2010 | 740.6 | 5581.17 | 2852.98 | 5704.4 | 3432 | 0 | 175.72 | 0.15 | 0 | 0 | 379.9 | 0 | 3109.3 | 150.64
Washington | 8 | 2010 | 20797.2 | 623.79 | 1946.93 | 1405 | 1131 | 0 | 175.35 | 10.1 | 0 | 0 | 1840.1 | 0 | 314 | 371.75
West Virginia | 8 | 2010 | 324.6 | 1288.5 | 0 | 14566 | 0 | 0 | 0 | 0 | 0 | 0 | 330 | 0 | 0 | 62.3
Wisconsin | 8 | 2010 | 505 | 3963.6 | 1918.25 | 6904.83 | 1582 | 0 | 120.52 | 0.2 | 0 | 0 | 364.5 | 0 | 0 | 230.97
Wyoming | 8 | 2010 | 298.8 | 117.45 | 0 | 5816.9 | 0 | 0 | 0 | 0.06 | 0 | 0 | 1103.4 | 0 | 0 | 42.12
Alabama | 8 | 2012 | 3279.9 | 1821.48 | 7649.63 | 11573.08 | 5008 | 0 | 0 | 0.2 | 0 | 0 | 0 | 0 | 110 | 346.81
Arizona | 8 | 2012 | 4012.2 | 2681.99 | 9305.54 | 5362 | 3875 | 0 | 6.5 | 107.17 | 471.99 | 0 | 875.5 | 0 | 194.1 | 286.89
Arkansas | 8 | 2012 | 1308.8 | 1749.6 | 4020 | 3793 | 1834 | 0 | 4 | 0.11 | 0 | 0 | 0.8 | 0 | 28 | 159.74
California | 8 | 2012 | 10032.3 | 19728.03 | 11837.92 | 316.9 | 4324 | 2378.35 | 723.61 | 864.61 | 691.86 | 350 | 5589.1 | 0 | 3352.6 | 1049.07
Colorado | 8 | 2012 | 643.2 | 2126.4 | 2084.5 | 4927.9 | 0 | 0 | 9.8 | 50.12 | 0 | 0 | 2968.53 | 0 | 508.5 | 145.55
Connecticut | 8 | 2012 | 118.5 | 3085.86 | 1747.5 | 528.15 | 2037.1 | 0 | 239.68 | 15.43 | 0 | 0 | 0 | 0 | 31 | 199.18
Delaware | 8 | 2012 | 0 | 859.33 | 906.67 | 1054.53 | 0 | 0 | 1.47 | 10.7 | 0 | 0 | 169.27 | 0 | 0 | 55.04
Florida | 8 | 2012 | 55.7 | 18817.89 | 13525.54 | 10159.65 | 3902 | 0 | 777.52 | 38.16 | 0 | 0 | 0 | 0 | 0.11 | 1943.57
Georgia | 8 | 2012 | 1932.2 | 8412.08 | 5222.75 | 13192.2 | 4060 | 0 | 2.4 | 8.5 | 0 | 0 | 4.5 | 0 | 1634.6 | 515.1
Idaho | 8 | 2012 | 2515.6 | 335.25 | 261.87 | 0 | 0 | 19.6 | 11.57 | 1.03 | 0 | 0 | 947.9 | 0 | 0 | 114.48
Illinois | 8 | 2012 | 38.3 | 11310.34 | 2897.33 | 15263.86 | 11388 | 0 | 133 | 6.67 | 0 | 0 | 2119.3 | 0 | 0 | 669.28
Indiana | 8 | 2012 | 234.33 | 3605.12 | 2434.93 | 19676.2 | 0 | 0 | 9.6 | 1.11 | 0 | 0 | 1035.95 | 0 | 0 | 525.87
Iowa | 8 | 2012 | 314.88 | 1694.84 | 1101.43 | 5705 | 580.6 | 0 | 6.4 | 3.96 | 0 | 0 | 4714.5 | 0 | 0 | 223.06
Kansas | 8 | 2012 | 2.6 | 3621.09 | 0 | 5249.8 | 1166 | 0 | 0 | 4.68 | 0 | 0 | 6346.04 | 0 | 0 | 173.47
Kentucky | 8 | 2012 | 777.4 | 4568.61 | 0 | 14337.1 | 0 | 0 | 9.6 | 0.11 | 0 | 0 | 0.4 | 0 | 0 | 320.2
Louisiana | 8 | 2012 | 192 | 10750.13 | 5023.77 | 3453 | 2124 | 0 | 12.2 | 25.35 | 0 | 0 | 0 | 0 | 0 | 263.52
Maine | 8 | 2012 | 722 | 1032.5 | 1250.01 | 85 | 0 | 0 | 280.9 | 4.24 | 0 | 0 | 264.3 | 0 | 0 | 31.16
Maryland | 8 | 2012 | 526.8 | 5124.46 | 153.33 | 4871 | 1735 | 0 | 144.9 | 9.03 | 0 | 0 | 942.28 | 0 | 0 | 296.16
Massachusetts | 8 | 2012 | 269.5 | 3538.67 | 4554.98 | 1733.97 | 684.7 | 0 | 286.55 | 9.78 | 0 | 0 | 194.7 | 0 | 1540 | 260.06
Michigan | 8 | 2012 | 374.1 | 7876.13 | 4450.74 | 11747.07 | 3982 | 0 | 248.12 | 0.21 | 0 | 0 | 699.9 | 0 | 1978.8 | 645.26
Minnesota | 8 | 2012 | 185.6 | 2638.54 | 627.2 | 5287.17 | 1617 | 0 | 209.09 | 5.77 | 0 | 0 | 3366.73 | 0 | 0 | 390.33
Mississippi | 8 | 2012 | 0 | 6424.97 | 5872.1 | 2525.43 | 1266 | 0 | 37.47 | 0.73 | 0 | 0 | 0 | 0 | 0 | 180.32
Missouri | 8 | 2012 | 499.2 | 4188.12 | 1768.67 | 11172.3 | 1190 | 0 | 0 | 3.04 | 0 | 0 | 308.5 | 0 | 600.4 | 517.83
Montana | 8 | 2012 | 2512.3 | 129.15 | 0 | 2339.3 | 0 | 0 | 0 | 1.51 | 0 | 0 | 2974.4 | 0 | 0 | 55.2
Nebraska | 8 | 2012 | 194.3 | 1484.79 | 406.9 | 3195.8 | 1238.34 | 0 | 4.64 | 0.68 | 0 | 0 | 1636.8 | 0 | 0 | 142.03
Nevada | 8 | 2012 | 1047 | 1433.75 | 2890.4 | 2657 | 0 | 246.7 | 0 | 22.95 | 0 | 23.52 | 1157.4 | 0 | 0 | 136.75
New Hampshire | 8 | 2012 | 445.4 | 464.66 | 1322 | 575.1 | 1220.1 | 0 | 122.03 | 0.6 | 0 | 0 | 24 | 0 | 0 | 28.55
New Jersey | 8 | 2012 | 13.2 | 4551.43 | 3594.92 | 2015.67 | 3984 | 0 | 260.23 | 120.42 | 0 | 0 | 489.1 | 0 | 453 | 592.46
New Mexico | 8 | 2012 | 78.7 | 1399.12 | 222.67 | 3956.9 | 0 | 110 | 6.4 | 14.07 | 893.64 | 72.67 | 3050.2 | 0 | 0 | 99.01
New York | 8 | 2012 | 4652.7 | 13924.77 | 5294.06 | 4029.57 | 5150.2 | 0 | 306.63 | 82.3 | 0 | 0 | 3085 | 0 | 1240 | 611.67
North Carolina | 8 | 2012 | 1827.5 | 5015.06 | 745.33 | 13038.5 | 4938 | 0 | 93.5 | 22.36 | 0 | 0 | 380.6 | 0 | 95 | 466.13
North Dakota | 8 | 2012 | 614 | 67.37 | 0 | 4105.87 | 0 | 0 | 0 | 0.41 | 0 | 0 | 3926.28 | 0 | 0 | 70.31
Ohio | 8 | 2012 | 128.4 | 6026.95 | 2717.38 | 22163.5 | 2108 | 0 | 10.8 | 0.67 | 0 | 0 | 45.39 | 0 | 0 | 651.83
Oklahoma | 8 | 2012 | 789.5 | 5524.7 | 5797.23 | 5284.1 | 0 | 0 | 0 | 4.24 | 0 | 0 | 2803.11 | 0 | 288 | 280.2
Oregon | 8 | 2012 | 8240 | 133.8 | 2097.93 | 585 | 0 | 100 | 53.41 | 78.79 | 0 | 0 | 2793.35 | 0 | 0 | 254.25
Pennsylvania | 8 | 2012 | 774.9 | 5750.02 | 7541.07 | 18373.86 | 9195 | 0 | 399.88 | 79.1 | 0 | 0 | 1664.3 | 0 | 1269 | 900.22
Rhode Island | 8 | 2012 | 4.3 | 4.96 | 1382.42 | 0 | 0 | 0 | 28.53 | 3.94 | 0 | 0 | 15.3 | 0 | 0 | 75.34
South Carolina | 8 | 2012 | 1363 | 3300.49 | 2014.67 | 5945.21 | 6472 | 0 | 31.99 | 0.56 | 0 | 0 | 204.6 | 0 | 2188.4 | 335.31
South Dakota | 8 | 2012 | 1730.4 | 613.26 | 0 | 482.1 | 0 | 0 | 0 | 0.36 | 0 | 0 | 3082.96 | 0 | 19.3 | 57.3
Tennessee | 8 | 2012 | 2418 | 3581.99 | 0 | 8618 | 3398 | 0 | 18.9 | 1 | 0 | 0 | 43.8 | 0 | 1530 | 530.86
Texas | 8 | 2012 | 672.2 | 36228 | 27999.73 | 19823 | 4860 | 0 | 40.8 | 123.85 | 0 | 0 | 10427.25 | 0 | 0 | 1722.05
Utah | 8 | 2012 | 262.4 | 849.77 | 402.4 | 4735.99 | 0 | 194 | 1.4 | 0.22 | 0 | 0 | 873.98 | 0 | 0 | 168.71
Vermont | 8 | 2012 | 305.6 | 90.91 | 0 | 0 | 506 | 0 | 72 | 2.11 | 0 | 0 | 36.01 | 0 | 1.77 | 18.9
Virginia | 8 | 2012 | 740.6 | 5486.75 | 2697.63 | 5704.4 | 3432 | 0 | 175.72 | 3.72 | 0 | 0 | 720.5 | 0 | 3109.3 | 510.88
Washington | 8 | 2012 | 20797.2 | 576.93 | 1869.2 | 1405 | 1131 | 0 | 175.35 | 51.01 | 0 | 0 | 3291.1 | 0 | 314 | 368.14
West Virginia | 8 | 2012 | 324.6 | 1288.5 | 0 | 14566 | 0 | 0 | 0 | 0.2 | 0 | 0 | 829.3 | 0 | 0 | 143.09
Wisconsin | 8 | 2012 | 505 | 3753.83 | 1897.17 | 6904.83 | 1582 | 0 | 120.52 | 3.66 | 0 | 0 | 370 | 0 | 0 | 264.44
Wyoming | 8 | 2012 | 298.8 | 117.37 | 0 | 5816.9 | 0 | 0 | 0 | 0.77 | 0 | 0 | 4171.13 | 0 | 0 | 39.15
Alabama | 8 | 2014 | 3279.9 | 1728.41 | 7637.22 | 11573.08 | 5008 | 0 | 0 | 0.23 | 0 | 0 | 0 | 0 | 110 | 458.84
Arizona | 8 | 2014 | 4012.2 | 2585.76 | 9243.69 | 5362 | 3875 | 0 | 6.5 | 364.3 | 1863.25 | 0 | 2245.53 | 0 | 194.1 | 399.76
Arkansas | 8 | 2014 | 1308.8 | 1669.93 | 4014.5 | 3793 | 1834 | 0 | 4 | 0.39 | 0 | 0 | 7.7 | 0 | 51.74 | 216.76
California | 8 | 2014 | 10032.3 | 19481.9 | 11620.47 | 316.9 | 4324 | 3728.35 | 723.61 | 2269.24 | 2248.56 | 350 | 5589.1 | 0 | 4607.71 | 1366.48
Colorado | 8 | 2014 | 643.2 | 2043.91 | 2027.88 | 4927.84 | 0 | 0 | 9.86 | 185.53 | 0 | 0 | 3260.63 | 0 | 508.5 | 178.78
Connecticut | 8 | 2014 | 118.5 | 3062.8 | 1738.5 | 528.15 | 2037.1 | 0 | 299.05 | 35.43 | 0 | 0 | 0 | 0 | 31 | 215.84
Delaware | 8 | 2014 | 0 | 852.77 | 861.46 | 1054.53 | 0 | 0 | 3.01 | 28.21 | 0 | 0 | 169.27 | 0 | 0 | 44.08
Florida | 8 | 2014 | 55.7 | 21209.66 | 17960.02 | 10159.65 | 3902 | 0 | 947.19 | 49.72 | 134.78 | 0 | 0 | 0 | 62.72 | 2018.98
Georgia | 8 | 2014 | 1932.2 | 8250.99 | 5205.29 | 13192.2 | 4060 | 0 | 8.04 | 36.86 | 0 | 0 | 7.4 | 0 | 1634.6 | 681.56
Idaho | 8 | 2014 | 3180.76 | 323.74 | 260.13 | 0 | 0 | 19.6 | 11.57 | 1.87 | 0 | 0 | 947.92 | 0 | 0.01 | 111.37
Illinois | 8 | 2014 | 38.3 | 11080.49 | 2881.42 | 15263.86 | 11388 | 0 | 133 | 25.48 | 0 | 0 | 4512.31 | 0 | 0 | 690.35
Indiana | 8 | 2014 | 234.33 | 3520.83 | 2423.77 | 19676.2 | 0 | 0 | 9.6 | 4.05 | 0 | 0 | 1304.71 | 0 | 0 | 505.1
Iowa | 8 | 2014 | 604.02 | 1582.21 | 1094.56 | 5701.99 | 580.6 | 0 | 9.41 | 15.31 | 0 | 0 | 7911.39 | 0 | 0 | 209.96
Kansas | 8 | 2014 | 2.6 | 3526.63 | 0 | 5249.8 | 1166 | 0 | 0 | 17.76 | 0 | 0 | 12010.92 | 0 | 34.62 | 220.48
Kentucky | 8 | 2014 | 777.4 | 4518.54 | 0 | 14278.3 | 0 | 0 | 68.4 | 0.4 | 0 | 0 | 1.6 | 0 | 0 | 311.02
Louisiana | 8 | 2014 | 192 | 10745.09 | 4966.68 | 3377.74 | 2124 | 0 | 87.46 | 72.19 | 0 | 0 | 0 | 0 | 0 | 348.66
Maine | 8 | 2014 | 722 | 1031.5 | 1250.01 | 85 | 0 | 0 | 280.9 | 9.25 | 0 | 0 | 289.63 | 0 | 0 | 65.74
Maryland | 8 | 2014 | 526.8 | 4999.31 | 134.17 | 4871 | 1735 | 0 | 165.42 | 9.91 | 0 | 0 | 942.28 | 0 | 0 | 327.87
Massachusetts | 8 | 2014 | 269.5 | 3670.16 | 4461.47 | 1733.97 | 684.7 | 0 | 428.21 | 20.08 | 0 | 0 | 194.7 | 0 | 1540 | 396.99
Michigan | 8 | 2014 | 374.1 | 7662.18 | 4281.59 | 11747.07 | 3982 | 0 | 248.12 | 1.38 | 0 | 0 | 3102.95 | 0 | 1978.8 | 665.65
Minnesota | 8 | 2014 | 185.6 | 2560.54 | 592.55 | 5287.02 | 1617 | 0 | 209.24 | 6.68 | 0 | 0 | 5586.41 | 0 | 0 | 368.73
Mississippi | 8 | 2014 | 0 | 6291.46 | 5868.6 | 2442.9 | 1266 | 0 | 120 | 2.09 | 0 | 0 | 0 | 0 | 0 | 223.67
Missouri | 8 | 2014 | 499.2 | 4040.46 | 1744.08 | 11172.3 | 1190 | 0 | 0 | 11.47 | 0 | 0 | 308.5 | 0 | 600.4 | 621.22
Montana | 8 | 2014 | 2512.3 | 122.34 | 0 | 2339.3 | 0 | 0 | 0 | 9.43 | 0 | 0 | 5655.62 | 0 | 0 | 60.38
Nebraska | 8 | 2014 | 194.3 | 1437.95 | 406.9 | 3195.8 | 1238.34 | 0 | 4.64 | 2.92 | 0 | 0 | 3056.82 | 0 | 0 | 132.63
Nevada | 8 | 2014 | 1064.73 | 1383.66 | 2815.9 | 2657 | 0 | 246.7 | 0 | 84.6 | 765.55 | 23.52 | 1929.2 | 0 | 0 | 144.27
New Hampshire | 8 | 2014 | 445.4 | 462.8 | 1322 | 575.1 | 1220.1 | 0 | 122.03 | 2.14 | 1.75 | 0 | 24 | 0 | 0 | 60.24
New Jersey | 8 | 2014 | 13.2 | 4003.06 | 3335.28 | 2015.67 | 3984 | 0 | 315.33 | 126.23 | 0 | 0 | 489.1 | 0 | 453 | 665.61
New Mexico | 8 | 2014 | 78.7 | 1379.63 | 220.58 | 3956.9 | 0 | 110 | 6.4 | 41.57 | 1190.46 | 72.67 | 6469.7 | 0 | 0 | 158.3
New York | 8 | 2014 | 4751.64 | 14293.81 | 5830.6 | 4028.1 | 5150.2 | 0 | 813.06 | 136.75 | 0 | 0 | 3085 | 0 | 1240 | 914.15
North Carolina | 8 | 2014 | 1827.5 | 4862.9 | 716.17 | 12889.29 | 4938 | 0 | 242.71 | 30.39 | 0 | 0 | 1059.3 | 0 | 116.18 | 502.58
North Dakota | 8 | 2014 | 614 | 64.14 | 0 | 4105.87 | 0 | 0 | 0 | 0.46 | 0 | 0 | 4771.18 | 0 | 44.02 | 66.17
Ohio | 8 | 2014 | 128.4 | 5831.37 | 2717.38 | 22163.5 | 2108 | 0 | 10.8 | 2.54 | 0 | 0 | 45.39 | 0 | 0 | 769.98
Oklahoma | 8 | 2014 | 789.5 | 5488.14 | 5716.97 | 5284.1 | 0 | 0 | 0 | 9.28 | 0 | 0 | 4898.57 | 0 | 649.2 | 353.76
Oregon | 8 | 2014 | 8473.34 | 133.8 | 2001.82 | 585 | 0 | 100 | 53.41 | 96.1 | 0 | 0 | 3373.35 | 0 | 0 | 252.74
Pennsylvania | 8 | 2014 | 875.25 | 5674.28 | 7495.38 | 18344.24 | 9195 | 0 | 441.69 | 195.35 | 0 | 0 | 1664.3 | 0 | 1269 | 974.64
Rhode Island | 8 | 2014 | 4.3 | 4.96 | 1305.24 | 0 | 0 | 0 | 37.98 | 11.72 | 291.32 | 0 | 15.3 | 0 | 0 | 81.63
South Carolina | 8 | 2014 | 1363 | 3192.18 | 2003.33 | 5893.2 | 6472 | 0 | 84 | 1.64 | 0 | 0 | 479.17 | 0 | 2200.36 | 373.72
South Dakota | 8 | 2014 | 1730.4 | 576.68 | 0 | 482.1 | 0 | 0 | 0 | 0.95 | 0 | 0 | 4096.96 | 0 | 43.77 | 57.28
Tennessee | 8 | 2014 | 2418 | 3457.8 | 0 | 8442.19 | 3398 | 0 | 194.71 | 2.67 | 0 | 0 | 48.6 | 0 | 1530 | 577
Texas | 8 | 2014 | 672.2 | 35904.27 | 27703.95 | 19823 | 4860 | 0 | 122.76 | 164.94 | 191.17 | 0 | 13250.51 | 0 | 17.22 | 3176.63
Utah | 8 | 2014 | 262.4 | 840.13 | 402.4 | 4729.99 | 0 | 194 | 7.4 | 0.96 | 0 | 0 | 1136.9 | 0 | 0 | 166.49
Vermont | 8 | 2014 | 305.6 | 87.27 | 0 | 0 | 506 | 0 | 72 | 7.53 | 0 | 0 | 36.01 | 0 | 4.15 | 39.87
Virginia | 8 | 2014 | 740.6 | 5393.15 | 2542.29 | 5603.48 | 3432 | 0 | 278.11 | 6.44 | 0 | 0 | 1207.3 | 0 | 3109.3 | 634.72
Washington | 8 | 2014 | 20797.2 | 530.13 | 1791.47 | 1405 | 1131 | 0 | 175.35 | 169.44 | 0 | 0 | 3517.7 | 0 | 314 | 422.78
West Virginia | 8 | 2014 | 324.6 | 1288.5 | 0 | 14566 | 0 | 0 | 0 | 0.44 | 0 | 0 | 829.3 | 0 | 0 | 122.08
Wisconsin | 8 | 2014 | 540.35 | 3545.16 | 1876.08 | 6903.33 | 1582 | 0 | 122.02 | 13.13 | 0 | 0 | 376.5 | 0 | 0 | 283.1
Wyoming | 8 | 2014 | 298.8 | 115.21 | 0 | 5808.56 | 0 | 0 | 8.34 | 2.98 | 0 | 0 | 7345.98 | 0 | 3.09 | 40.37
Alabama | 8 | 2016 | 3279.9 | 1635.38 | 7624.8 | 11385.02 | 5008 | 0 | 188.06 | 0.94 | 0 | 0 | 0 | 0 | 110 | 466.44
Arizona | 8 | 2016 | 4012.2 | 2497.49 | 9181.83 | 5362 | 3875 | 0 | 6.5 | 919.9 | 1863.25 | 0 | 2245.53 | 0 | 194.1 | 607.66
Arkansas | 8 | 2016 | 1308.8 | 1435.41 | 4009 | 3793 | 1834 | 0 | 60.26 | 1.23 | 0 | 0 | 14.3 | 0 | 70.16 | 225.24
California | 8 | 2016 | 10032.3 | 19236.55 | 11403.02 | 316.9 | 4324 | 6765.85 | 723.61 | 4633.33 | 3636.56 | 350 | 5589.1 | 0 | 4607.71 | 1719.44
Colorado | 8 | 2016 | 643.2 | 2019.21 | 1971.25 | 4927.84 | 0 | 0 | 9.86 | 511 | 0 | 0 | 3263.53 | 0 | 508.5 | 253.81
Connecticut | 8 | 2016 | 118.5 | 3045.65 | 1729.5 | 528.15 | 2037.1 | 0 | 299.05 | 75.73 | 220.74 | 0 | 0 | 0 | 31 | 126.89
Delaware | 8 | 2016 | 0 | 846.34 | 816.25 | 1054.53 | 0 | 0 | 3.01 | 57.88 | 0 | 0 | 169.27 | 0 | 0 | 53
Florida | 8 | 2016 | 55.7 | 20916.66 | 17492.93 | 10110.15 | 3902 | 0 | 1497.9 | 151.03 | 1228.81 | 0 | 0 | 0 | 565.5 | 2157.06
Georgia | 8 | 2016 | 1932.2 | 8092.19 | 5187.83 | 12990.94 | 4060 | 0 | 209.3 | 39.33 | 0 | 0 | 36.8 | 0 | 1634.6 | 692.98
Idaho | 8 | 2016 | 3180.76 | 312.23 | 258.4 | 0 | 0 | 19.6 | 11.57 | 4.19 | 0 | 0 | 947.92 | 0 | 0.03 | 134.2
Illinois | 8 | 2016 | 638.11 | 10864.08 | 2865.5 | 15263.86 | 11388 | 0 | 133 | 36.3 | 0 | 0 | 6558.48 | 0 | 0 | 692.37
Indiana | 8 | 2016 | 473.19 | 3291.53 | 2412.6 | 19600.72 | 0 | 0 | 85.08 | 9.36 | 0 | 0 | 3609.53 | 0 | 0 | 638.83
Iowa | 8 | 2016 | 649.36 | 1470.97 | 1087.7 | 5701.99 | 580.6 | 0 | 9.41 | 39.88 | 0 | 0 | 10599.89 | 0 | 0 | 190
Kansas | 8 | 2016 | 2.6 | 3361.29 | 0 | 5249.8 | 1166 | 0 | 0 | 47.11 | 0 | 0 | 13609.94 | 0 | 34.62 | 241.58
Kentucky | 8 | 2016 | 943.03 | 4468.66 | 0 | 14255.67 | 0 | 0 | 110.81 | 1.12 | 0 | 0 | 5.6 | 0 | 0 | 299.51
Louisiana | 8 | 2016 | 192 | 10742.51 | 4909.6 | 3377.74 | 2124 | 0 | 104.59 | 162.95 | 0 | 0 | 0 | 0 | 0 | 354.48
Maine | 8 | 2016 | 722 | 1022.75 | 1250.01 | 85 | 0 | 0 | 280.9 | 22.93 | 0 | 0 | 289.63 | 0 | 0 | 38.65
Maryland | 8 | 2016 | 526.8 | 4802.26 | 115 | 4871 | 1735 | 0 | 165.8 | 20.71 | 0 | 0 | 942.28 | 0 | 0 | 287.79
Massachusetts | 8 | 2016 | 269.5 | 3652.88 | 4367.97 | 1733.97 | 684.7 | 0 | 428.21 | 49.43 | 0 | 0 | 194.7 | 450 | 1540 | 233.39
Michigan | 8 | 2016 | 374.1 | 7194.43 | 4112.44 | 11747.07 | 3982 | 0 | 258.26 | 5.61 | 0 | 0 | 7605.28 | 0 | 1978.8 | 692.74
Minnesota | 8 | 2016 | 185.6 | 2459.64 | 557.9 | 5287.02 | 1617 | 0 | 209.24 | 14.98 | 0 | 0 | 7740.5 | 0 | 9.08 | 406.15
Mississippi | 8 | 2016 | 0 | 6076.38 | 5865.1 | 2398.95 | 1266 | 0 | 163.95 | 4.72 | 0 | 0 | 0 | 0 | 0 | 220.32
Missouri | 8 | 2016 | 499.2 | 3938.09 | 1719.5 | 11172.3 | 1190 | 0 | 0 | 24.52 | 0 | 0 | 383.5 | 0 | 600.4 | 669.84
Montana | 8 | 2016 | 2512.3 | 115.62 | 0 | 2339.3 | 0 | 0 | 0 | 29.48 | 0 | 0 | 5941.81 | 0 | 0 | 65.1
Nebraska | 8 | 2016 | 194.3 | 1396.11 | 406.9 | 3195.8 | 1238.34 | 0 | 4.64 | 8.42 | 0 | 0 | 3460.22 | 0 | 737.55 | 134.36
Nevada | 8 | 2016 | 1064.73 | 1333.7 | 2741.4 | 2657 | 0 | 246.7 | 0 | 244.21 | 765.55 | 23.52 | 1929.2 | 0 | 0 | 218.48
New Hampshire | 8 | 2016 | 445.4 | 461 | 1322 | 575.1 | 1220.1 | 0 | 122.03 | 6.24 | 584.54 | 0 | 24 | 0 | 0 | 35.42
New Jersey | 8 | 2016 | 13.2 | 3661.4 | 3075.64 | 2015.67 | 3984 | 0 | 315.33 | 162.5 | 0 | 0 | 489.1 | 491.78 | 453 | 570.44
New Mexico | 8 | 2016 | 78.7 | 1360.22 | 218.5 | 3956.9 | 0 | 110 | 6.4 | 94.88 | 2810.27 | 72.67 | 7494.43 | 0 | 0 | 203.49
New York | 8 | 2016 | 4751.64 | 13839.99 | 5525.45 | 4028.1 | 5150.2 | 0 | 813.06 | 256.52 | 0 | 0 | 3085 | 0 | 1420.75 | 753.05
North Carolina | 8 | 2016 | 1827.5 | 4711.47 | 687 | 12850 | 4938 | 0 | 282 | 58.71 | 0 | 0 | 2198.5 | 0 | 299.3 | 611.85
North Dakota | 8 | 2016 | 614 | 60.99 | 0 | 4105.87 | 0 | 0 | 0 | 1.11 | 0 | 0 | 4844.21 | 0 | 44.02 | 59.87
Ohio | 8 | 2016 | 128.4 | 5715.3 | 2717.38 | 22006.93 | 2108 | 0 | 167.37 | 3.48 | 0 | 0 | 45.39 | 0 | 0 | 777.78
Oklahoma | 8 | 2016 | 789.5 | 5451.82 | 5636.7 | 5284.1 | 0 | 0 | 0 | 23.82 | 0 | 0 | 7362.02 | 0 | 904.87 | 387.59
Oregon | 8 | 2016 | 8473.34 | 133.8 | 1905.7 | 585 | 0 | 100 | 53.41 | 142.1 | 0 | 0 | 3562.85 | 0 | 0 | 258.95
Pennsylvania | 8 | 2016 | 875.25 | 5600.82 | 7449.68 | 18327.99 | 9195 | 0 | 457.93 | 249.87 | 0 | 0 | 1664.3 | 0 | 1269 | 887.05
Rhode Island | 8 | 2016 | 4.3 | 4.96 | 1228.07 | 0 | 0 | 0 | 37.98 | 32.52 | 485.56 | 0 | 15.3 | 120.02 | 0 | 47.99
South Carolina | 8 | 2016 | 1363 | 3084.68 | 1992 | 5680.72 | 6472 | 0 | 303.27 | 5.76 | 0 | 0 | 1133.6 | 0 | 2208.23 | 330.64
South Dakota | 8 | 2016 | 1730.4 | 540.41 | 0 | 482.1 | 0 | 0 | 0 | 2.71 | 0 | 0 | 4578.54 | 0 | 67.15 | 62.56
Tennessee | 8 | 2016 | 2418 | 3333.69 | 0 | 8441.15 | 3398 | 0 | 195.75 | 3.7 | 0 | 0 | 60.1 | 0 | 1530 | 665.9
Texas | 8 | 2016 | 672.2 | 35582.39 | 27390.37 | 19807.58 | 4860 | 0 | 203.99 | 313.66 | 5507.59 | 0 | 16548.88 | 0 | 17.22 | 3295.49
Utah | 8 | 2016 | 262.4 | 766.57 | 402.4 | 4729.99 | 0 | 194 | 7.4 | 4.1 | 0 | 0 | 1136.9 | 0 | 0 | 193.92
Vermont | 8 | 2016 | 305.6 | 83.78 | 0 | 0 | 506 | 0 | 72 | 9.59 | 0 | 0 | 36.01 | 0 | 5.98 | 38.52
Virginia | 8 | 2016 | 740.6 | 5300.33 | 2386.95 | 5603.48 | 3432 | 0 | 299.14 | 15.4 | 0 | 0 | 1547.58 | 0 | 3109.3 | 666.88
Washington | 8 | 2016 | 20797.2 | 483.37 | 1713.75 | 1373.84 | 1131 | 0 | 206.51 | 440.45 | 0 | 0 | 3609.11 | 0 | 314 | 450.07
West Virginia | 8 | 2016 | 324.6 | 1288.5 | 0 | 14525.58 | 0 | 0 | 50.38 | 0.65 | 0 | 0 | 829.3 | 0 | 0 | 157.75
Wisconsin | 8 | 2016 | 540.35 | 3363.54 | 1855 | 6903.33 | 1582 | 0 | 122.02 | 41.33 | 0 | 0 | 597.5 | 0 | 0 | 278.18
Wyoming | 8 | 2016 | 298.8 | 115.15 | 0 | 5808.38 | 0 | 0 | 8.52 | 8.49 | 0 | 0 | 7540.31 | 0 | 3.09 | 47.04
Alabama | 8 | 2018 | 3279.9 | 1542.4 | 7612.38 | 10927.86 | 5008 | 0 | 645.22 | 5.63 | 0 | 0 | 0.3 | 0 | 110.15 | 490.63
Arizona | 8 | 2018 | 4012.2 | 2373.48 | 9119.98 | 5314.46 | 3875 | 0 | 54.04 | 1944.04 | 1863.25 | 0 | 2245.53 | 0 | 194.1 | 614.35
Arkansas | 8 | 2018 | 1308.8 | 1427.11 | 4003.5 | 3785.08 | 1834 | 0 | 68.18 | 4.23 | 0 | 0 | 21.8 | 0 | 80.72 | 154.18
California | 8 | 2018 | 10032.3 | 18991.95 | 11185.56 | 316.9 | 4324 | 13576.06 | 723.61 | 6045.62 | 3636.56 | 350 | 5589.1 | 0 | 4607.71 | 1994.31
Colorado | 8 | 2018 | 643.2 | 1976.81 | 1914.63 | 4906.1 | 0 | 0 | 31.6 | 1116.82 | 0 | 0 | 3263.53 | 0 | 508.5 | 292.29
Connecticut | 8 | 2018 | 118.5 | 3018.79 | 1720.5 | 528.15 | 2037.1 | 0 | 299.05 | 133.68 | 220.74 | 0 | 0 | 0 | 31 | 281.52
Delaware | 8 | 2018 | 0 | 840.04 | 771.04 | 1054.53 | 0 | 0 | 3.01 | 107.54 | 0 | 0 | 169.27 | 44.69 | 0 | 62.61
Florida | 8 | 2018 | 129.52 | 22856.01 | 17835.01 | 9998.68 | 3902 | 0 | 1609.38 | 416.72 | 1811.35 | 0 | 0 | 0 | 758 | 2444.65
Georgia | 8 | 2018 | 1932.2 | 7883.58 | 5170.37 | 12990.94 | 4060 | 0 | 209.3 | 53.02 | 0 | 0 | 36.8 | 0 | 1634.6 | 913.4
Idaho | 8 | 2018 | 4450.19 | 300.72 | 256.67 | 0 | 0 | 19.6 | 11.57 | 9.17 | 0 | 0 | 947.92 | 0 | 0.07 | 138.39
Illinois | 8 | 2018 | 638.11 | 10789.8 | 2849.58 | 15213.92 | 11388 | 0 | 201.22 | 68.57 | 0 | 0 | 9912.59 | 0 | 0 | 803.15
Indiana | 8 | 2018 | 473.19 | 3208.61 | 2401.43 | 19598.43 | 0 | 0 | 87.37 | 24.1 | 0 | 0 | 7104.36 | 0 | 0 | 579.12
Iowa | 8 | 2018 | 649.36 | 1361.05 | 1080.83 | 5665.83 | 580.6 | 0 | 45.57 | 88.18 | 0 | 0 | 12689.9 | 0 | 1.54 | 248.87
Kansas | 8 | 2018 | 2.6 | 3228.13 | 0 | 5084.85 | 1166 | 0 | 164.95 | 103.31 | 0 | 0 | 15146.95 | 0 | 34.62 | 257.7
Kentucky | 8 | 2018 | 1124.31 | 4418.96 | 0 | 14255.67 | 0 | 0 | 110.81 | 4.83 | 0 | 0 | 9.6 | 0 | 0 | 354.08
Louisiana | 8 | 2018 | 192 | 10739.95 | 4852.52 | 2935.05 | 2124 | 0 | 547.28 | 316.76 | 0 | 0 | 0 | 0 | 0 | 394.65
Maine | 8 | 2018 | 722 | 1021.84 | 1250.01 | 85 | 0 | 0 | 280.9 | 42.72 | 0 | 0 | 289.63 | 0 | 0 | 44.06
Maryland | 8 | 2018 | 526.8 | 4683.48 | 95.83 | 4871 | 1735 | 0 | 165.8 | 50.63 | 0 | 0 | 942.28 | 266.58 | 0 | 329.18
Massachusetts | 8 | 2018 | 269.5 | 3645.55 | 4274.46 | 1733.97 | 684.7 | 0 | 428.21 | 94.51 | 0 | 0 | 194.7 | 1110.83 | 1540 | 265.97
Michigan | 8 | 2018 | 374.1 | 7603.15 | 3943.29 | 11747.07 | 3982 | 0 | 263.88 | 18.07 | 0 | 0 | 14808.11 | 0 | 1978.8 | 775.64
Minnesota | 8 | 2018 | 185.6 | 2388.87 | 523.25 | 5287.02 | 1617 | 0 | 209.24 | 38.84 | 0 | 0 | 8536.12 | 0 | 9.08 | 418.3
Mississippi | 8 | 2018 | 0 | 6043.28 | 5861.6 | 2398.95 | 1266 | 0 | 163.95 | 10.38 | 0 | 0 | 0 | 0 | 0 | 185.21
Missouri | 8 | 2018 | 499.2 | 3798.01 | 1694.92 | 11118.52 | 1190 | 0 | 93.06 | 55.98 | 0 | 0 | 539.4 | 0 | 600.4 | 735.33
Montana | 8 | 2018 | 2512.3 | 108.97 | 0 | 2339.3 | 0 | 0 | 0 | 68.44 | 0 | 0 | 6081.22 | 0 | 0 | 71.9
Nebraska | 8 | 2018 | 194.3 | 1355.09 | 406.9 | 3192.78 | 1238.34 | 0 | 7.66 | 20.49 | 0 | 0 | 3460.22 | 0 | 737.55 | 157.48
Nevada | 8 | 2018 | 1064.73 | 1283.88 | 2666.9 | 2615.81 | 0 | 246.7 | 41.19 | 536.54 | 765.55 | 23.52 | 1929.2 | 0 | 0 | 216.17
New Hampshire | 8 | 2018 | 445.4 | 459.28 | 1322 | 575.1 | 1220.1 | 0 | 122.03 | 14.2 | 584.54 | 0 | 24 | 0 | 0 | 40.38
New Jersey | 8 | 2018 | 13.2 | 3130.39 | 2816 | 2015.67 | 3984 | 0 | 315.33 | 238.46 | 0 | 0 | 489.1 | 1379.74 | 453 | 673.78
New Mexico | 8 | 2018 | 78.7 | 1340.9 | 216.42 | 3937.28 | 0 | 110 | 26.02 | 184.25 | 2810.27 | 72.67 | 7512.38 | 0 | 0 | 206.61
New York | 8 | 2018 | 4751.64 | 13091.57 | 5220.3 | 4028.1 | 5150.2 | 0 | 813.06 | 461.01 | 0 | 0 | 3085 | 64.14 | 1613.15 | 770.38
North Carolina | 8 | 2018 | 1827.5 | 4560.75 | 657.83 | 12560.17 | 4938 | 0 | 571.83 | 125.61 | 0 | 0 | 2480.2 | 0 | 315 | 646.48
North Dakota | 8 | 2018 | 614 | 57.95 | 0 | 4105.87 | 0 | 0 | 0 | 2.96 | 0 | 0 | 4867.1 | 0 | 44.02 | 76.29
Ohio | 8 | 2018 | 146.13 | 5600.55 | 2717.38 | 22006.93 | 2108 | 0 | 167.37 | 9.97 | 0 | 0 | 45.39 | 0 | 0 | 810.05
Oklahoma | 8 | 2018 | 789.5 | 5415.71 | 5556.43 | 5260.98 | 0 | 0 | 23.12 | 62.32 | 0 | 0 | 8288.38 | 0 | 1113.76 | 439.85
Oregon | 8 | 2018 | 8473.34 | 133.8 | 1809.58 | 569.77 | 0 | 124.16 | 68.64 | 222.74 | 0 | 0 | 3562.85 | 0 | 0 | 314.87
Pennsylvania | 8 | 2018 | 875.25 | 5529.54 | 7403.98 | 18075.23 | 9195 | 0 | 710.69 | 359.34 | 0 | 0 | 1664.3 | 0 | 1269 | 1042.39
Rhode Island | 8 | 2018 | 4.3 | 4.96 | 1150.89 | 0 | 0 | 0 | 37.98 | 66.47 | 485.56 | 0 | 15.3 | 258.62 | 0 | 106.45
South Carolina | 8 | 2018 | 1363 | 2977.94 | 1980.67 | 5680.72 | 6472 | 0 | 303.27 | 21.43 | 0 | 0 | 1150.3 | 0 | 2211.13 | 452.4
South Dakota | 8 | 2018 | 1730.4 | 504.43 | 0 | 462.07 | 0 | 0 | 20.03 | 7.19 | 0 | 0 | 5425.88 | 0 | 665.43 | 80.3
Tennessee | 8 | 2018 | 2418 | 3209.65 | 0 | 8441.15 | 3398 | 0 | 195.75 | 7.02 | 0 | 0 | 61.3 | 0 | 1530 | 721.93
Texas | 8 | 2018 | 672.2 | 35086.53 | 28702.06 | 19758.95 | 4860 | 0 | 257.49 | 661.1 | 5767.64 | 0 | 17138.85 | 0 | 17.22 | 3076.47
Utah | 8 | 2018 | 262.4 | 693.15 | 402.4 | 4699.89 | 0 | 194 | 37.5 | 17.66 | 0 | 0 | 1136.9 | 0 | 0 | 195.97
Vermont | 8 | 2018 | 305.6 | 80.43 | 0 | 0 | 506 | 0 | 72 | 14.97 | 0 | 0 | 36.01 | 0 | 28.25 | 52
Virginia | 8 | 2018 | 812.74 | 5208.25 | 2231.61 | 5470.73 | 3432 | 0 | 431.89 | 38.86 | 0 | 0 | 1827.22 | 0 | 3109.3 | 814.02
Washington | 8 | 2018 | 20797.2 | 436.66 | 1636.03 | 1194.25 | 1131 | 0 | 387.49 | 947.95 | 0 | 0 | 3629.81 | 0 | 314 | 516.13
West Virginia | 8 | 2018 | 324.6 | 1288.5 | 0 | 14525.58 | 0 | 0 | 50.38 | 1.86 | 0 | 0 | 863.9 | 0 | 0 | 196.33
Wisconsin | 8 | 2018 | 792.19 | 3182.88 | 1833.92 | 6903.33 | 1582 | 0 | 157.14 | 110.56 | 0 | 0 | 1835.54 | 0 | 0 | 290.23
Wyoming | 8 | 2018 | 298.8 | 115.08 | 0 | 5797.55 | 0 | 0 | 19.35 | 19.55 | 0 | 0 | 7913.99 | 0 | 3.09 | 47.82
Alabama | 8 | 2020 | 3279.9 | 1449.45 | 7599.97 | 10558.05 | 5008 | 0 | 1015.03 | 5.78 | 0 | 0 | 0.3 | 0 | 110.25 | 395.16
Arizona | 8 | 2020 | 4012.2 | 1949.1 | 9058.12 | 5314.46 | 3875 | 0 | 54.04 | 2920.18 | 1863.25 | 0 | 2245.53 | 0 | 194.1 | 795.32
Arkansas | 8 | 2020 | 1308.8 | 1418.81 | 3998 | 3785.08 | 1834 | 0 | 68.18 | 6.59 | 0 | 0 | 46.53 | 0 | 80.72 | 215.82
California | 8 | 2020 | 10032.3 | 18748.08 | 10968.11 | 316.9 | 4324 | 15931.89 | 723.61 | 7356.74 | 4056.75 | 350 | 5589.1 | 0 | 4607.71 | 2233.08
Colorado | 8 | 2020 | 643.2 | 1855.15 | 1858 | 4906.1 | 0 | 0 | 31.6 | 1683.48 | 0 | 0 | 3263.53 | 0 | 508.5 | 336.24
Connecticut | 8 | 2020 | 118.5 | 2925.01 | 1711.5 | 528.15 | 2037.1 | 0 | 299.05 | 176.52 | 220.74 | 0 | 0 | 0 | 31 | 303.24
Delaware | 8 | 2020 | 0 | 833.86 | 725.83 | 1054.53 | 0 | 0 | 3.01 | 148.63 | 0 | 0 | 169.27 | 332.69 | 0 | 37.31
Florida | 8 | 2020 | 129.52 | 23428.47 | 17837.96 | 9998.68 | 3902 | 0 | 1609.38 | 438.79 | 2383.99 | 0 | 0 | 0 | 758 | 2544.53
Georgia | 8 | 2020 | 1932.2 | 7729.16 | 5152.91 | 11770.12 | 4060 | 0 | 1430.12 | 55.56 | 0 | 0 | 36.8 | 0 | 1634.6 | 1123.06
Idaho | 8 | 2020 | 4450.19 | 289.23 | 254.93 | 0 | 0 | 19.6 | 11.57 | 10.83 | 0 | 0 | 947.92 | 0 | 0.12 | 124.04
Illinois | 8 | 2020 | 638.11 | 10726.13 | 2833.67 | 15213.92 | 11388 | 0 | 201.22 | 92.63 | 0 | 0 | 12363.23 | 0 | 0 | 754.65
Indiana | 8 | 2020 | 473.19 | 3126.23 | 2390.27 | 19598.43 | 0 | 0 | 87.37 | 39.86 | 0 | 0 | 10085.86 | 0 | 0 | 672.27
Iowa | 8 | 2020 | 649.36 | 1252.4 | 1073.96 | 5665.83 | 580.6 | 0 | 45.57 | 150.77 | 0 | 0 | 14800.11 | 0 | 1.54 | 247.92
Kansas | 8 | 2020 | 2.6 | 2999.13 | 0 | 5084.85 | 1166 | 0 | 164.95 | 173.92 | 0 | 0 | 16090.6 | 0 | 34.62 | 333.72
Kentucky | 8 | 2020 | 1124.31 | 4369.42 | 0 | 14171.7 | 0 | 0 | 194.78 | 7.06 | 0 | 0 | 9.6 | 0 | 0 | 400.03
Louisiana | 8 | 2020 | 192 | 10560.81 | 4795.43 | 2935.05 | 2124 | 0 | 547.28 | 469.39 | 0 | 0 | 0 | 0 | 0 | 300.38
Maine | 8 | 2020 | 722 | 996.01 | 1250.01 | 85 | 0 | 0 | 280.9 | 54.47 | 0 | 0 | 289.63 | 0 | 0 | 96.75
Maryland | 8 | 2020 | 526.8 | 4565.05 | 76.67 | 4843.34 | 1735 | 0 | 193.46 | 60.7 | 0 | 0 | 942.28 | 650.46 | 0 | 397.21
Massachusetts | 8 | 2020 | 269.5 | 3625.98 | 4180.95 | 1733.97 | 684.7 | 0 | 428.21 | 113.71 | 0 | 0 | 194.7 | 1549.65 | 1540 | 299.95
Michigan | 8 | 2020 | 374.1 | 7535.75 | 3774.14 | 11518.43 | 3982 | 0 | 492.51 | 23.84 | 0 | 0 | 19398.97 | 0 | 1978.8 | 807.92
Minnesota | 8 | 2020 | 185.6 | 2307.07 | 488.6 | 5287.02 | 1617 | 0 | 209.24 | 40.77 | 0 | 0 | 9993.15 | 0 | 9.08 | 484.29
Mississippi | 8 | 2020 | 0 | 5997.16 | 5858.1 | 2398.95 | 1266 | 0 | 163.95 | 14.91 | 0 | 0 | 0 | 0 | 0 | 231.36
Missouri | 8 | 2020 | 499.2 | 3659.46 | 1670.33 | 11118.52 | 1190 | 0 | 93.06 | 84.43 | 0 | 0 | 543.1 | 0 | 600.4 | 791.38
Montana | 8 | 2020 | 2512.3 | 102.39 | 0 | 2337 | 0 | 0 | 2.3 | 87.91 | 0 | 0 | 6096.15 | 0 | 0 | 64.84
Nebraska | 8 | 2020 | 194.3 | 1314.83 | 406.9 | 3192.78 | 1238.34 | 0 | 7.66 | 32.84 | 0 | 0 | 4110.3 | 0 | 737.55 | 167.46
Nevada | 8 | 2020 | 1064.73 | 1234.18 | 2592.4 | 2615.81 | 0 | 4094.61 | 41.19 | 786.02 | 765.55 | 23.52 | 1929.2 | 0 | 0 | 234.43
New Hampshire | 8 | 2020 | 445.4 | 457.63 | 1322 | 575.1 | 1220.1 | 0 | 122.03 | 15.61 | 584.54 | 0 | 24 | 0 | 0 | 45.56
New Jersey | 8 | 2020 | 13.2 | 2900.65 | 2556.36 | 2015.67 | 3984 | 0 | 315.33 | 257.52 | 0 | 0 | 489.1 | 2895.65 | 453 | 781.7
New Mexico | 8 | 2020 | 78.7 | 1321.64 | 214.33 | 3937.28 | 0 | 1265.39 | 26.02 | 241.53 | 2810.27 | 72.67 | 7547.78 | 0 | 0 | 270.93
New York | 8 | 2020 | 4751.64 | 12762.13 | 4915.16 | 4028.08 | 5150.2 | 0 | 813.09 | 612.62 | 0 | 0 | 3085 | 358.75 | 1613.15 | 877
North Carolina | 8 | 2020 | 1827.5 | 4410.71 | 628.67 | 12298.47 | 4938 | 0 | 833.53 | 155.86 | 0 | 0 | 2487.6 | 0 | 315 | 713.42
North Dakota | 8 | 2020 | 614 | 54.99 | 0 | 4032.82 | 0 | 0 | 73.05 | 3.07 | 0 | 0 | 6476.2 | 0 | 44.02 | 60.98
Ohio | 8 | 2020 | 146.13 | 5476.68 | 2717.38 | 22006.93 | 2108 | 0 | 167.37 | 10.67 | 0 | 0 | 45.39 | 0 | 0 | 756.67
Oklahoma | 8 | 2020 | 789.5 | 5379.82 | 5476.17 | 5260.98 | 0 | 0 | 23.12 | 97.8 | 0 | 0 | 9779.63 | 0 | 1315.62 | 535.32
Oregon | 8 | 2020 | 8473.34 | 133.8 | 1713.47 | 569.77 | 0 | 1179.34 | 68.64 | 309.69 | 0 | 0 | 3562.85 | 0 | 1100 | 282.24
Pennsylvania | 8 | 2020 | 875.25 | 5221.16 | 7358.29 | 18037.77 | 9195 | 0 | 748.15 | 382.45 | 0 | 0 | 1664.3 | 0 | 1269.57 | 1118.79
Rhode Island | 8 | 2020 | 4.3 | 4.96 | 1073.71 | 0 | 0 | 0 | 37.98 | 93.51 | 485.56 | 0 | 15.3 | 314.12 | 0 | 61.65
South Carolina | 8 | 2020 | 1363 | 2767.94 | 1969.33 | 5129.24 | 6472 | 0 | 854.74 | 24.66 | 0 | 0 | 1150.3 | 0 | 2211.13 | 545.4
South Dakota | 8 | 2020 | 1730.4 | 468.72 | 0 | 462.07 | 0 | 0 | 20.03 | 10.81 | 0 | 0 | 5975.48 | 0 | 1418.82 | 73.3
Tennessee | 8 | 2020 | 2418 | 3085.69 | 0 | 7962.34 | 3398 | 0 | 674.56 | 7.71 | 0 | 0 | 61.3 | 0 | 1584.21 | 725.13
Texas | 8 | 2020 | 672.2 | 36076.49 | 28388.47 | 19758.95 | 4860 | 0 | 257.49 | 790.7 | 5834.59 | 0 | 17878.65 | 0 | 17.22 | 3481.14
Utah | 8 | 2020 | 262.4 | 573.48 | 402.4 | 4699.89 | 0 | 1313.34 | 37.5 | 22.44 | 0 | 0 | 1136.9 | 0 | 0 | 221.59
Vermont | 8 | 2020 | 305.6 | 77.21 | 0 | 0 | 506 | 0 | 72 | 15.36 | 0 | 0 | 36.01 | 0 | 42.91 | 30.12
Virginia | 8 | 2020 | 812.74 | 4998.76 | 2076.27 | 5363.64 | 3432 | 0 | 538.98 | 43.22 | 0 | 0 | 2115.22 | 0 | 3109.3 | 1013.64
Washington | 8 | 2020 | 20797.2 | 389.99 | 1558.3 | 1194.25 | 1131 | 0 | 509.24 | 1451.93 | 0 | 0 | 3629.81 | 0 | 1156.69 | 453.44
West Virginia | 8 | 2020 | 324.6 | 1288.5 | 0 | 14462.64 | 0 | 0 | 113.32 | 1.94 | 0 | 0 | 863.9 | 0 | 0 | 121.43
Wisconsin | 8 | 2020 | 792.19 | 2841.95 | 1812.83 | 6903.33 | 1582 | 0 | 157.14 | 141.41 | 0 | 0 | 2611.37 | 0 | 0 | 282.39
Wyoming | 8 | 2020 | 298.8 | 115.02 | 0 | 5760.35 | 0 | 0 | 56.55 | 28.63 | 0 | 0 | 8027.47 | 0 | 272.04 | 36.7
Alabama | 8 | 2022 | 3279.9 | 1329.17 | 7587.55 | 10331.51 | 5008 | 0 | 1422.54 | 6.44 | 0 | 0 | 0.3 | 0 | 110.39 | 397.2
Arizona | 8 | 2022 | 4012.2 | 1670.34 | 8996.27 | 5168.74 | 3875 | 0 | 131.56 | 4343.56 | 2770.24 | 0 | 3102.16 | 0 | 234.78 | 816.14
Arkansas | 8 | 2022 | 1308.8 | 476.52 | 3992.5 | 1389.19 | 1834 | 0 | 132.26 | 11.33 | 0 | 0 | 60.4 | 0 | 123.22 | 195.25
California | 8 | 2022 | 10032.3 | 7054 | 10750.66 | 284.02 | 4324 | 16120.22 | 765.23 | 8995.58 | 6013.01 | 350 | 5589.1 | 0 | 9194.52 | 2423.5
Colorado | 8 | 2022 | 643.2 | 1711.55 | 1801.38 | 4023.08 | 0 | 0 | 102.68 | 2515.14 | 0 | 0 | 3971.23 | 0 | 508.5 | 341.25
Connecticut | 8 | 2022 | 118.5 | 881.82 | 1868.85 | 331.22 | 2037.1 | 0 | 303.37 | 230.85 | 220.74 | 0 | 0 | 0 | 31 | 314.1
Delaware | 8 | 2022 | 0 | 827.8 | 680.63 | 1054.53 | 0 | 0 | 3.01 | 198.49 | 0 | 0 | 169.27 | 621.8 | 0 | 37.31
Florida | 8 | 2022 | 129.52 | 18865.87 | 29709.85 | 9960.39 | 3902 | 0 | 1647.67 | 509.77 | 4377.86 | 0 | 0 | 0 | 1015.21 | 2097.62
Georgia | 8 | 2022 | 1932.2 | 6810.12 | 10854.38 | 11289.13 | 4060 | 0 | 1911.11 | 59.14 | 0 | 0 | 36.8 | 0 | 1852.74 | 1053.85
Idaho | 8 | 2022 | 7545.1 | 275.02 | 253.2 | 0 | 0 | 19.6 | 11.57 | 14.2 | 0 | 0 | 948.24 | 0 | 625.9 | 144.52
Illinois | 8 | 2022 | 638.11 | 10165.85 | 2817.75 | 15167.76 | 11388 | 0 | 247.39 | 127.64 | 0 | 0 | 12363.23 | 0 | 0 | 663.75
Indiana | 8 | 2022 | 473.19 | 2713.76 | 3032.48 | 10937.26 | 0 | 0 | 790.39 | 67.8 | 0 | 0 | 10085.86 | 0 | 62.47 | 673.71
Iowa | 8 | 2022 | 649.36 | 634.26 | 1067.1 | 5073.18 | 580.6 | 0 | 97.19 | 241.49 | 0 | 0 | 16346.19 | 0 | 1675.93 | 249.27
Kansas | 8 | 2022 | 2.6 | 1528.05 | 0 | 4655.4 | 1166 | 0 | 287.08 | 274.92 | 864 | 0 | 18383.55 | 0 | 40.72 | 334.92
Kentucky | 8 | 2022 | 1124.31 | 4251.21 | 2092.99 | 12439.93 | 0 | 0 | 824.49 | 11.03 | 0 | 0 | 9.6 | 0 | 1.86 | 411.99
Louisiana | 8 | 2022 | 192 | 3432.87 | 5949.44 | 2935.05 | 2124 | 0 | 624.23 | 659.99 | 0 | 0 | 0 | 0 | 432.87 | 321.48
Maine | 8 | 2022 | 722 | 346.27 | 1250.01 | 0 | 0 | 0 | 280.9 | 72.9 | 0 | 0 | 289.63 | 0 | 42.4 | 49.71
Maryland | 8 | 2022 | 526.8 | 3192.02 | 1481.02 | 4843.34 | 1735 | 0 | 193.46 | 86.07 | 0 | 0 | 942.28 | 1049.8 | 0 | 204.12
Massachusetts | 8 | 2022 | 269.5 | 1061.22 | 4087.44 | 742.69 | 684.7 | 0 | 428.21 | 141.63 | 0 | 0 | 194.7 | 1988.23 | 1540 | 299.91
Michigan | 8 | 2022 | 374.1 | 13367.9 | 3604.98 | 11512.28 | 3982 | 0 | 498.66 | 38.86 | 0 | 0 | 19794.89 | 0 | 4074.28 | 845.2
Minnesota | 8 | 2022 | 185.6 | 1746.41 | 453.95 | 3584.62 | 1617 | 0 | 438.26 | 43.57 | 0 | 0 | 10051.33 | 0 | 9.08 | 487.03
Mississippi | 8 | 2022 | 0 | 4011.49 | 5854.6 | 1806.34 | 1266 | 0 | 604.14 | 20.54 | 0 | 0 | 0 | 0 | 0 | 201.7
Missouri | 8 | 2022 | 499.2 | 2844.97 | 1779.98 | 9139.16 | 1190 | 0 | 190.86 | 126.63 | 0 | 0 | 543.1 | 0 | 600.4 | 787.54
Montana | 8 | 2022 | 2844.44 | 67.21 | 0 | 1475.55 | 0 | 0 | 2.3 | 119.18 | 0 | 0 | 6107.54 | 0 | 5.09 | 71.35
Nebraska | 8 | 2022 | 194.3 | 768.73 | 406.9 | 2303.39 | 1238.34 | 0 | 27.28 | 52.8 | 0 | 0 | 4799.66 | 0 | 1029.32 | 168.45
Nevada | 8 | 2022 | 1064.73 | 742.83 | 2517.9 | 2027.1 | 0 | 4094.61 | 41.19 | 1181.11 | 765.55 | 23.52 | 2340.71 | 0 | 100.95 | 275.61
New Hampshire | 8 | 2022 | 445.4 | 111.69 | 1322 | 0 | 1220.1 | 0 | 182.43 | 17.56 | 584.54 | 0 | 24 | 0 | 0 | 45.59
New Jersey | 8 | 2022 | 13.2 | 2671.78 | 2296.72 | 2001.19 | 3984 | 0 | 329.81 | 283.19 | 0 | 0 | 489.1 | 5238.38 | 453 | 781.51
New Mexico | 8 | 2022 | 78.7 | 1152.52 | 212.25 | 3893.75 | 0 | 1265.39 | 76.34 | 315.84 | 2810.27 | 72.67 | 7547.78 | 0 | 11.67 | 274.33
New York | 8 | 2022 | 4751.64 | 15405.6 | 7109.53 | 3912.7 | 5150.2 | 0 | 928.47 | 829.74 | 0 | 0 | 3085 | 1238.58 | 2560 | 694.84
North Carolina | 8 | 2022 | 1827.5 | 4220.03 | 599.5 | 11655.49 | 4938 | 0 | 833.53 | 216.82 | 0 | 0 | 2498 | 713.42 | 315 | 695.32
North Dakota | 8 | 2022 | 614 | 16.01 | 0 | 2831.84 | 0 | 0 | 73.05 | 3.26 | 0 | 0 | 8770.75 | 0 | 782.87 | 68.58
Ohio | 8 | 2022 | 146.13 | 4836.43 | 2717.38 | 20961.84 | 2108 | 0 | 1212.46 | 12.08 | 0 | 0 | 45.39 | 0 | 0 | 758.45
Oklahoma | 8 | 2022 | 789.5 | 1680.78 | 5395.9 | 4938.8 | 0 | 0 | 346.62 | 168.93 | 0 | 0 | 12801.1 | 0 | 1586.53 | 537.17
Oregon | 8 | 2022 | 8473.34 | 133.8 | 1617.35 | 569.77 | 0 | 1179.34 | 68.64 | 431.04 | 0 | 0 | 3636.25 | 0 | 1100 | 281.37
Pennsylvania | 8 | 2022 | 875.25 | 6536.4 | 13147.37 | 17914.74 | 9195 | 0 | 895.54 | 413.89 | 0 | 0 | 1664.3 | 0 | 1269.57 | 733.8
Rhode Island | 8 | 2022 | 4.3 | 1.2 | 2429.42 | 0 | 0 | 0 | 40.8 | 131.8 | 487.42 | 0 | 15.3 | 462.92 | 0 | 119.98
South Carolina | 8 | 2022 | 1363 | 2394.47 | 2535.55 | 5129.24 | 6472 | 0 | 974.02 | 36.47 | 0 | 0 | 1150.3 | 0 | 2218.47 | 548.3
South Dakota | 8 | 2022 | 1730.4 | 321.52 | 0 | 244.29 | 0 | 0 | 20.03 | 17.87 | 0 | 0 | 6296.68 | 0 | 2072.08 | 77.89
Tennessee | 8 | 2022 | 2418 | 2932.82 | 2692.88 | 5831.69 | 3398 | 0 | 735.63 | 9.27 | 0 | 0 | 61.3 | 0 | 2582.36 | 677.22
Texas | 8 | 2022 | 672.2 | 31090.92 | 32282.49 | 19286.68 | 4860 | 0 | 863.73 | 1044.98 | 12260.86 | 0 | 17912.32 | 0 | 2797.58 | 3574.31
Utah | 8 | 2022 | 262.4 | 572.14 | 402.4 | 4699.81 | 0 | 1313.34 | 37.58 | 33.85 | 0 | 0 | 1167.5 | 0 | 288.78 | 236.33
Vermont | 8 | 2022 | 305.6 | 20.3 | 0 | 0 | 506 | 0 | 72 | 16.5 | 0 | 0 | 36.01 | 0 | 57.95 | 30.12
Virginia | 8 | 2022 | 812.74 | 7850.27 | 3803.23 | 3196.46 | 3432 | 0 | 538.98 | 53.93 | 0 | 0 | 2544.94 | 0 | 3380.21 | 864.28
Washington | 8 | 2022 | 20797.2 | 323.37 | 1480.58 | 1194.25 | 1131 | 0 | 509.24 | 2182.4 | 0 | 0 | 4062.37 | 0 | 1724 | 361.94
West Virginia | 8 | 2022 | 324.6 | 1288.5 | 0 | 14138.44 | 0 | 0 | 437.52 | 2.17 | 0 | 0 | 863.9 | 0 | 90.32 | 192.38
Wisconsin | 8 | 2022 | 792.19 | 2288.81 | 1791.75 | 4973.69 | 1582 | 0 | 220.94 | 188.06 | 0 | 0 | 2614.77 | 0 | 0 | 288.63
Wyoming | 8 | 2022 | 298.8 | 113.52 | 0 | 1993.02 | 0 | 0 | 56.55 | 42.34 | 0 | 0 | 9774.58 | 0 | 1162.11 | 51.07
Alabama | 8 | 2024 | 3279.9 | 1236.98 | 7575.13 | 10331.51 | 5008 | 0 | 1422.54 | 8.12 | 0 | 0 | 2.9 | 0 | 110.49 | 399.33
Arizona | 8 | 2024 | 4012.2 | 1111.01 | 8934.41 | 4872.74 | 3875 | 0 | 288.28 | 4459.04 | 2770.24 | 0 | 3361.55 | 0 | 251.74 | 836.71
Arkansas | 8 | 2024 | 1308.8 | 468.22 | 3987 | 1013.8 | 1834 | 0 | 708.17 | 18.06 | 0 | 0 | 197.1 | 0 | 123.22 | 196.31
California | 8 | 2024 | 10032.3 | 6059.68 | 10533.21 | 269.37 | 4324 | 16120.22 | 779.88 | 10719.57 | 6237.42 | 350 | 5589.1 | 0 | 9194.52 | 2462.35
Colorado | 8 | 2024 | 643.2 | 1687.23 | 1744.75 | 2834.83 | 0 | 0 | 435.37 | 2580.51 | 0 | 0 | 4353.33 | 0 | 2312.86 | 347.08
Connecticut | 8 | 2024 | 118.5 | 822.09 | 1859.85 | 260.02 | 2037.1 | 0 | 311.59 | 296.07 | 220.74 | 0 | 0 | 0 | 31 | 163.17
Delaware | 8 | 2024 | 0 | 821.85 | 635.42 | 1054.53 | 0 | 0 | 3.01 | 207.49 | 0 | 0 | 169.27 | 621.8 | 0 | 37.33
Florida | 8 | 2024 | 129.52 | 20104.36 | 29063.04 | 9238.65 | 3902 | 0 | 2384.29 | 669.41 | 4777.66 | 0 | 0 | 0 | 1144.93 | 2346.79
Georgia | 8 | 2024 | 1932.2 | 6592.86 | 10836.92 | 11213.37 | 4060 | 0 | 1986.87 | 64.37 | 0 | 0 | 57.9 | 0 | 1852.74 | 1156.72
Idaho | 8 | 2024 | 7545.1 | 263.65 | 251.47 | 0 | 0 | 19.6 | 16.7 | 14.28 | 0 | 0 | 948.3 | 0 | 630.16 | 162.8
Illinois | 8 | 2024 | 638.11 | 10114.62 | 2801.83 | 14242.19 | 11388 | 0 | 286.13 | 162.39 | 0 | 0 | 16411.09 | 0 | 0 | 764.35
Indiana | 8 | 2024 | 473.19 | 3807.11 | 3021.31 | 8948.19 | 0 | 0 | 918.85 | 105.79 | 0 | 0 | 13752.72 | 0 | 62.47 | 700.46
Iowa | 8 | 2024 | 726.18 | 548.43 | 1060.23 | 4157.37 | 580.6 | 0 | 496.75 | 329.25 | 0 | 0 | 19064.12 | 0 | 1675.93 | 284.31
Kansas | 8 | 2024 | 2.6 | 1378.86 | 0 | 4111.61 | 1166 | 0 | 671.55 | 365.63 | 864 | 0 | 19076.03 | 0 | 40.72 | 336.25
Kentucky | 8 | 2024 | 1124.31 | 4973.1 | 2092.99 | 11697.42 | 0 | 0 | 1359.03 | 16.46 | 0 | 0 | 9.6 | 0 | 2.19 | 427.7
Louisiana | 8 | 2024 | 192 | 3391.47 | 5892.36 | 2935.05 | 2124 | 0 | 728.43 | 693.64 | 0 | 0 | 0 | 0 | 757.83 | 433.58
Maine | 8 | 2024 | 722 | 316.09 | 1250.01 | 0 | 0 | 0 | 280.9 | 96.2 | 0 | 0 | 289.63 | 0 | 57.7 | 49.76
Maryland | 8 | 2024 | 526.8 | 3121.61 | 1461.86 | 4843.34 | 1735 | 0 | 238.26 | 127.68 | 0 | 0 | 942.28 | 1049.8 | 0 | 204.38
Massachusetts | 8 | 2024 | 269.5 | 1056.65 | 3993.94 | 403.85 | 684.7 | 0 | 428.21 | 177.62 | 0 | 0 | 194.7 | 2306.27 | 1540 | 396.77
Michigan | 8 | 2024 | 374.1 | 13343.45 | 3435.83 | 11512.28 | 3982 | 0 | 498.66 | 64.87 | 0 | 0 | 24842.35 | 195.78 | 4074.28 | 871.83
Minnesota | 8 | 2024 | 185.6 | 1683.29 | 419.3 | 2970.48 | 1617 | 0 | 704.84 | 46.48 | 0 | 0 | 10415.64 | 0 | 9.08 | 497.87
Mississippi | 8 | 2024 | 0 | 3983.98 | 5851.1 | 1806.34 | 1266 | 0 | 873.61 | 21.77 | 0 | 0 | 0 | 0 | 0 | 202.87
Missouri | 8 | 2024 | 499.2 | 2709.76 | 1755.4 | 8361.36 | 1190 | 0 | 505.14 | 171.34 | 0 | 0 | 1184.1 | 0 | 600.4 | 798.84
Montana | 8 | 2024 | 3504.17 | 61.91 | 0 | 399.57 | 0 | 0 | 27.5 | 120.06 | 0 | 0 | 6166.32 | 0 | 5.09 | 95.03
Nebraska | 8 | 2024 | 194.3 | 649.9 | 406.9 | 1659.67 | 1238.34 | 0 | 268.11 | 71.59 | 0 | 0 | 5088.04 | 0 | 1029.32 | 139.2
Nevada | 8 | 2024 | 1064.73 | 575.16 | 2443.4 | 1507.61 | 0 | 4094.61 | 105.16 | 1275.76 | 765.55 | 23.52 | 2340.71 | 0 | 100.95 | 281.29
New Hampshire | 8 | 2024 | 445.4 | 111.27 | 1322 | 0 | 1220.1 | 0 | 182.43 | 20.36 | 584.54 | 0 | 24 | 0 | 0 | 45.66
New Jersey | 8 | 2024 | 13.2 | 2371.19 | 2037.07 | 1969.2 | 3984 | 0 | 361.79 | 324.72 | 0 | 0 | 489.1 | 9367.74 | 453 | 781.92
New Mexico | 8 | 2024 | 78.7 | 787.19 | 210.17 | 3740.38 | 0 | 1265.39 | 229.72 | 385.96 | 2810.27 | 72.67 | 7579.05 | 0 | 673.12 | 278.26
New York | 8 | 2024 | 4751.64 | 16092.84 | 6804.38 | 3425.13 | 5150.2 | 0 | 1416.03 | 1130.26 | 0 | 0 | 3085 | 1896.8 | 2560 | 818.06
North Carolina | 8 | 2024 | 1827.5 | 4072.91 | 570.33 | 10910.82 | 4938 | 0 | 899.07 | 303.49 | 0 | 0 | 2584.4 | 713.42 | 315 | 764.87
North Dakota | 8 | 2024 | 614 | 14.67 | 0 | 1805.84 | 0 | 0 | 141.87 | 3.71 | 0 | 0 | 10206.7 | 0 | 782.87 | 89.49
Ohio | 8 | 2024 | 146.13 | 5935.36 | 2717.38 | 20901.31 | 2108 | 0 | 1272.99 | 14.72 | 0 | 0 | 45.39 | 0 | 0 | 760.24
Oklahoma | 8 | 2024 | 789.5 | 1292.93 | 5315.63 | 4938.8 | 0 | 0 | 694.77 | 265.32 | 0 | 0 | 14764.27 | 0 | 1826.1 | 539.21
Oregon | 8 | 2024 | 11455.25 | 133.8 | 1521.23 | 367.05 | 0 | 1179.34 | 119.04 | 432.31 | 0 | 0 | 3636.25 | 0 | 1100 | 280.3
Pennsylvania | 8 | 2024 | 875.25 | 6276.3 | 13101.67 | 17660.93 | 9195 | 0 | 1160.87 | 477.19 | 0 | 0 | 1664.3 | 288 | 1269.57 | 1119.2
Rhode Island | 8 | 2024 | 4.3 | 0 | 2352.24 | 0 | 0 | 0 | 42.67 | 160.13 | 487.42 | 0 | 15.3 | 486.03 | 0 | 120.04
South Carolina | 8 | 2024 | 1363 | 2300.74 | 2524.21 | 5129.24 | 6472 | 0 | 975.64 | 39.21 | 0 | 0 | 1150.3 | 0 | 2218.47 | 551.34
South Dakota | 8 | 2024 | 1730.4 | 290.81 | 0 | 168.09 | 0 | 0 | 29.2 | 28.39 | 0 | 0 | 6296.68 | 0 | 2198.18 | 78.31
Tennessee | 8 | 2024 | 2418 | 6653.19 | 2692.88 | 4517.65 | 3398 | 0 | 735.63 | 12.25 | 0 | 0 | 61.3 | 0 | 3403.76 | 714.39
Texas | 8 | 2024 | 672.2 | 29065.82 | 31968.91 | 17764.13 | 4860 | 0 | 2398.44 | 1394.26 | 12269.55 | 0 | 18268.35 | 0 | 5132.8 | 3586.65
Utah | 8 | 2024 | 262.4 | 570.81 | 402.4 | 4520.53 | 0 | 1313.34 | 189.13 | 43.64 | 0 | 0 | 1167.5 | 0 | 459.7 | 242.38
Vermont | 8 | 2024 | 305.6 | 19.48 | 0 | 0 | 506 | 0 | 72 | 18.24 | 0 | 0 | 36.01 | 0 | 73.45 | 30.14
Virginia | 8 | 2024 | 812.74 | 11715.7 | 3647.89 | 2597.64 | 3432 | 0 | 697.96 | 73.11 | 0 | 0 | 3142.13 | 288 | 3470.06 | 626.74
Washington | 8 | 2024 | 20797.2 | 277.52 | 1402.85 | 1194.25 | 1131 | 0 | 509.24 | 2187.11 | 0 | 0 | 4319.58 | 0 | 1724 | 389.6
West Virginia | 8 | 2024 | 324.6 | 1288.5 | 0 | 13733 | 0 | 0 | 842.96 | 2.73 | 0 | 0 | 863.9 | 0 | 177.89 | 121.91
Wisconsin | 8 | 2024 | 792.19 | 2124.98 | 1770.67 | 4451.99 | 1582 | 0 | 262.69 | 193.18 | 0 | 0 | 4845.9 | 0 | 0 | 352.4
Wyoming | 8 | 2024 | 298.8 | 113 | 0 | 1348.38 | 0 | 0 | 197.35 | 44.21 | 0 | 0 | 9774.58 | 0 | 1913.46 | 60.7
Alabama | 8 | 2026 | 3279.9 | 1144.81 | 7562.72 | 10331.51 | 5008 | 0 | 1451.19 | 11.32 | 0 | 0 | 2.9 | 0 | 1143.57 | 555.9
Arizona | 8 | 2026 | 4012.2 | 703.92 | 8872.56 | 3998.31 | 3875 | 0 | 330.89 | 4605.1 | 3112.47 | 0 | 3707.06 | 0 | 267.96 | 838.98
Arkansas | 8 | 2026 | 1308.8 | 459.92 | 3981.5 | 769.56 | 1834 | 0 | 708.17 | 25 | 0 | 0 | 398.81 | 0 | 123.22 | 218
California | 8 | 2026 | 10032.3 | 6328.11 | 10315.75 | 269.37 | 4324 | 16184.44 | 1258.82 | 12082.21 | 6438.57 | 350 | 5589.1 | 0 | 9194.52 | 2744.52
Colorado | 8 | 2026 | 643.2 | 1645.16 | 1688.13 | 2697.73 | 0 | 0 | 466.26 | 2645.39 | 0 | 0 | 5680.28 | 0 | 3148.5 | 351.16
Connecticut | 8 | 2026 | 118.5 | 539.11 | 1850.85 | 260.02 | 2037.1 | 0 | 345.09 | 374 | 220.74 | 0 | 0 | 0 | 31 | 316.31
Delaware | 8 | 2026 | 0 | 816.01 | 590.21 | 1054.53 | 0 | 0 | 3.01 | 217.24 | 0 | 0 | 169.27 | 996.49 | 0 | 37.17
Florida | 8 | 2026 | 129.52 | 19078.28 | 28416.23 | 9238.65 | 3902 | 0 | 2384.29 | 961.08 | 8815.24 | 0 | 0 | 0 | 1334.35 | 2658.9
Georgia | 8 | 2026 | 1932.2 | 6473.84 | 10819.46 | 11213.37 | 4060 | 0 | 1986.87 | 74.79 | 0 | 0 | 59.3 | 0 | 1852.74 | 594.13
Idaho | 8 | 2026 | 7545.1 | 252.28 | 249.73 | 0 | 0 | 19.6 | 34.1 | 14.4 | 0 | 0 | 948.44 | 0 | 630.5 | 163.63
Illinois | 8 | 2026 | 773.43 | 10053.34 | 2785.92 | 13618.07 | 11388 | 0 | 344.42 | 188.36 | 0 | 0 | 17714.05 | 0 | 0 | 662.47
Indiana | 8 | 2026 | 473.19 | 3733.14 | 3010.15 | 7451.45 | 0 | 0 | 918.85 | 150.41 | 0 | 0 | 15288.82 | 0 | 134.59 | 695.66
Iowa | 8 | 2026 | 726.18 | 462.92 | 1053.37 | 3732.19 | 580.6 | 0 | 496.75 | 387.13 | 0 | 0 | 20822.75 | 0 | 2035.06 | 270.77
Kansas | 8 | 2026 | 2.6 | 1191.95 | 0 | 4017.2 | 1166 | 0 | 671.55 | 427.52 | 864 | 0 | 20462.43 | 0 | 212.94 | 335.84
Kentucky | 8 | 2026 | 1124.31 | 4926.68 | 2092.99 | 11554.96 | 0 | 0 | 1396.75 | 22.99 | 0 | 0 | 9.6 | 0 | 4.01 | 425.5
Louisiana | 8 | 2026 | 192 | 2673.82 | 5835.27 | 2935.05 | 2124 | 0 | 1328.18 | 707.83 | 0 | 0 | 0 | 0 | 2863.43 | 375.37
Maine | 8 | 2026 | 722 | 316.09 | 1250.01 | 0 | 0 | 0 | 282.77 | 122.22 | 0 | 0 | 289.63 | 146.11 | 94.61 | 49.57
Maryland | 8 | 2026 | 526.8 | 3057.21 | 1442.69 | 4843.34 | 1735 | 0 | 238.41 | 191.65 | 0 | 0 | 942.28 | 1567.34 | 0 | 203.56
Massachusetts | 8 | 2026 | 269.5 | 1049.11 | 3900.43 | 403.85 | 684.7 | 0 | 469.89 | 221.43 | 0 | 0 | 194.7 | 2513.87 | 1540 | 423.69
Michigan | 8 | 2026 | 449.6 | 13288.75 | 3266.68 | 11512.28 | 3982 | 0 | 557.49 | 108.52 | 0 | 0 | 25538.92 | 556.6 | 4320.17 | 886.39
Minnesota | 8 | 2026 | 185.6 | 1631.57 | 384.65 | 2752.5 | 1617 | 0 | 764.79 | 52.07 | 0 | 0 | 10940.82 | 0 | 9.08 | 488.39
Mississippi | 8 | 2026 | 59.39 | 3929.4 | 5847.6 | 1806.34 | 1266 | 0 | 873.97 | 22.58 | 0 | 0 | 0 | 0 | 74.24 | 320.44
Missouri | 8 | 2026 | 499.2 | 2600.85 | 1730.82 | 8178.01 | 1190 | 0 | 578.65 | 209.43 | 0 | 0 | 1750.82 | 0 | 741.3 | 797.93
Montana | 8 | 2026 | 3504.17 | 56.63 | 0 | 221.11 | 0 | 0 | 37.26 | 120.42 | 0 | 0 | 6813.16 | 0 | 8.71 | 91.73
Nebraska | 8 | 2026 | 194.3 | 624.92 | 406.9 | 1581.36 | 1238.34 | 0 | 281.26 | 91.88 | 0 | 0 | 6354.79 | 0 | 1029.32 | 161.46
Nevada | 8 | 2026 | 1064.73 | 467.16 | 2368.9 | 1230.38 | 0 | 4094.61 | 113.39 | 1390.69 | 765.55 | 23.52 | 2382.67 | 0 | 100.95 | 282.63
New Hampshire | 8 | 2026 | 445.4 | 110.87 | 1322 | 0 | 1220.1 | 0 | 195.26 | 23.47 | 584.54 | 0 | 24 | 0 | 0 | 45.52
New Jersey | 8 | 2026 | 13.2 | 2138.59 | 1777.43 | 1969.2 | 3984 | 0 | 361.79 | 382.05 | 0 | 0 | 489.1 | 15314.01 | 453 | 778.29
New Mexico | 8 | 2026 | 78.7 | 715.18 | 208.08 | 2946.69 | 0 | 1265.39 | 258.82 | 433.67 | 2810.27 | 75.64 | 9070.63 | 0 | 673.12 | 280.71
New York | 8 | 2026 | 5447.95 | 15712.27 | 6499.23 | 3425.13 | 5150.2 | 0 | 1423 | 1523.51 | 0 | 0 | 3128 | 3337.28 | 2560 | 797.96
North Carolina | 8 | 2026 | 1827.5 | 3926.33 | 541.17 | 10910.82 | 4938 | 0 | 899.07 | 414.29 | 0 | 0 | 3034.4 | 3658.62 | 315 | 766.29
North Dakota | 8 | 2026 | 614 | 13.35 | 0 | 1155.37 | 0 | 0 | 141.87 | 4.59 | 0 | 0 | 10473.48 | 0 | 1504.26 | 87.7
Ohio | 8 | 2026 | 146.13 | 5819.73 | 2717.38 | 20901.31 | 2108 | 0 | 1272.99 | 19.17 | 0 | 0 | 45.39 | 0 | 0 | 755.21
Oklahoma | 8 | 2026 | 789.5 | 1262.11 | 5235.37 | 4938.8 | 0 | 0 | 739.93 | 362.73 | 0 | 0 | 14788.7 | 0 | 2108.42 | 538.45
Oregon | 8 | 2026 | 11455.25 | 133.8 | 1425.12 | 367.05 | 0 | 1179.34 | 119.04 | 435.6 | 0 | 0 | 3807.5 | 0 | 1119.11 | 305.79
Pennsylvania | 8 | 2026 | 875.25 | 6216.25 | 13055.98 | 17645.92 | 9195 | 0 | 1175.89 | 563.06 | 0 | 0 | 1664.3 | 378 | 1269.57 | 1125.68
Rhode Island | 8 | 2026 | 4.3 | 0 | 2275.06 | 0 | 0 | 0 | 42.67 | 182.91 | 487.42 | 0 | 15.3 | 735.2 | 0 | 61.38
South Carolina | 8 | 2026 | 1363 | 2183.94 | 2512.88 | 5129.24 | 6472 | 0 | 1047.07 | 42.25 | 0 | 0 | 1150.3 | 576 | 2218.47 | 626.49
South Dakota | 8 | 2026 | 1730.4 | 260.17 | 0 | 153.16 | 0 | 0 | 32.78 | 42.82 | 0 | 0 | 6584.68 | 0 | 2329.52 | 81.99
Tennessee | 8 | 2026 | 4505.06 | 6530.54 | 2692.88 | 4517.65 | 3398 | 0 | 735.63 | 16.86 | 0 | 0 | 84.6 | 0 | 3510 | 850.29
Texas | 8 | 2026 | 672.2 | 23699.37 | 31655.32 | 17698.89 | 4860 | 0 | 3061.57 | 1895.24 | 17060.48 | 0 | 20287.57 | 328.05 | 5545.62 | 3743.1
Utah | 8 | 2026 | 262.4 | 566.79 | 402.4 | 3238.03 | 0 | 1313.34 | 327.4 | 63.2 | 0 | 0 | 1757.9 | 0 | 459.7 | 243.75
Vermont | 8 | 2026 | 305.6 | 18.71 | 0 | 0 | 506 | 0 | 72 | 20.51 | 0 | 0 | 36.01 | 0 | 92.04 | 30.01
Virginia | 8 | 2026 | 812.74 | 11422.78 | 3492.55 | 2450.25 | 3432 | 0 | 698.51 | 104.03 | 0 | 0 | 3248 | 1453.8 | 3558.33 | 856.68
Washington | 8 | 2026 | 22696.93 | 231.67 | 1325.13 | 1194.25 | 1131 | 0 | 509.24 | 2220.35 | 0 | 0 | 5522.78 | 0 | 1724 | 388
West Virginia | 8 | 2026 | 324.6 | 1288.5 | 0 | 13703.66 | 0 | 0 | 872.3 | 3.88 | 0 | 0 | 1085.37 | 0 | 229.57 | 121.04
Wisconsin | 8 | 2026 | 872.13 | 1942.28 | 1749.58 | 3408.38 | 1582 | 0 | 512.35 | 196.95 | 0 | 0 | 5600.2 | 0 | 2.12 | 335.24
Wyoming | 8 | 2026 | 298.8 | 113 | 0 | 1165.33 | 0 | 0 | 198.48 | 46.96 | 0 | 0 | 9875.48 | 0 | 1913.46 | 68.72
Alabama | 8 | 2028 | 3279.9 | 1048.54 | 7550.3 | 10331.51 | 5008 | 0 | 2066.16 | 17.39 | 0 | 0 | 2.9 | 0 | 1143.57 | 773.3
Arizona | 8 | 2028 | 4012.2 | 619.2 | 8810.7 | 3237.06 | 3875 | 0 | 429.26 | 4860.98 | 3112.47 | 278.8 | 4146.28 | 0 | 643.59 | 844.39
Arkansas | 8 | 2028 | 1308.8 | 225.34 | 3976 | 623.79 | 1834 | 0 | 708.17 | 30.77 | 0 | 0 | 519.3 | 0 | 161.52 | 380.39
California | 8 | 2028 | 10038.44 | 9637.79 | 10098.3 | 269.37 | 4324 | 16220.97 | 1268.1 | 13411.95 | 7132.06 | 561.87 | 5589.1 | 208.8 | 9194.52 | 2852.08
Colorado | 8 | 2028 | 643.2 | 1597.04 | 1631.5 | 2602.91 | 0 | 0 | 466.26 | 2749.85 | 0 | 0 | 7066.38 | 0 | 5099.05 | 403.24
Connecticut | 8 | 2028 | 118.5 | 357.6 | 1841.85 | 260.02 | 2037.1 | 0 | 351.06 | 465.92 | 220.74 | 0 | 0 | 0 | 31 | 313.69
Delaware | 8 | 2028 | 0 | 314.42 | 545 | 1054.53 | 0 | 0 | 3.01 | 235.07 | 0 | 0 | 169.27 | 996.49 | 0 | 36.87
Florida | 8 | 2028 | 129.52 | 16312.12 | 27769.41 | 9238.65 | 3902 | 0 | 2384.29 | 1416.41 | 17899.78 | 0 | 0 | 0 | 1546.39 | 2470.24
Georgia | 8 | 2028 | 1932.2 | 6022.76 | 10802 | 11213.37 | 4060 | 0 | 1986.87 | 99.74 | 864 | 0 | 59.3 | 0 | 1852.74 | 1152.36
Idaho | 8 | 2028 | 7545.1 | 240.25 | 248 | 0 | 0 | 19.6 | 34.1 | 14.78 | 0 | 0 | 948.44 | 0 | 630.81 | 173.22
Illinois | 8 | 2028 | 773.43 | 12790.74 | 2770 | 12828.94 | 11388 | 0 | 344.42 | 208.56 | 0 | 0 | 20138.95 | 0 | 16.47 | 656.21
Indiana | 8 | 2028 | 556.31 | 6388.95 | 2998.98 | 7301.5 | 0 | 0 | 918.85 | 193.49 | 0 | 0 | 17837.64 | 0 | 237.51 | 687.28
Iowa | 8 | 2028 | 726.18 | 253.97 | 1046.5 | 3438.13 | 580.6 | 0 | 496.75 | 426.39 | 0 | 0 | 20986.55 | 0 | 2200 | 280.98
Kansas | 8 | 2028 | 2.6 | 947.34 | 0 | 3951.9 | 1166 | 0 | 672.4 | 472 | 864 | 0 | 20462.43 | 0 | 216.96 | 334.58
Kentucky | 8 | 2028 | 1124.31 | 4863.63 | 2092.99 | 11103.35 | 0 | 0 | 1409.11 | 29.45 | 0 | 0 | 9.6 | 0 | 7.71 | 427.7
Louisiana | 8 | 2028 | 192 | 1647.6 | 5778.19 | 2935.05 | 2124 | 0 | 1486.39 | 733.88 | 0 | 0 | 0 | 0 | 2863.43 | 452.7
Maine | 8 | 2028 | 722 | 182.38 | 1250.01 | 0 | 0 | 0 | 287.08 | 150.02 | 0 | 0 | 289.63 | 248.97 | 137.37 | 95.77
Maryland | 8 | 2028 | 602.67 | 1238.71 | 1423.52 | 4843.34 | 1735 | 0 | 262.26 | 274.53 | 0 | 0 | 942.28 | 1567.34 | 0 | 201.99
Massachusetts | 8 | 2028 | 360.62 | 1643.84 | 3806.92 | 403.85 | 684.7 | 0 | 498.15 | 279.35 | 0 | 0 | 194.7 | 2567.51 | 1540 | 405.59
Michigan | 8 | 2028 | 518.04 | 12811.24 | 3097.53 | 11109.76 | 3982 | 0 | 557.64 | 170.75 | 0 | 0 | 26541.98 | 556.6 | 5278.8 | 924.5
Minnesota | 8 | 2028 | 185.6 | 1449.81 | 350 | 2584.24 | 1617 | 0 | 821.43 | 63.2 | 0 | 0 | 12340.14 | 0 | 9.08 | 480.85
Mississippi | 8 | 2028 | 59.39 | 3452.76 | 5844.1 | 1806.34 | 1266 | 0 | 1863.77 | 24.37 | 0 | 0 | 0 | 0 | 74.24 | 201.78
Missouri | 8 | 2028 | 499.2 | 2349.05 | 1706.23 | 8010.13 | 1190 | 0 | 578.65 | 249.84 | 0 | 0 | 2362.25 | 0 | 1104.26 | 779.22
Montana | 8 | 2028 | 3504.17 | 44.42 | 0 | 114.59 | 0 | 0 | 30.38 | 122.88 | 0 | 0 | 6824.62 | 0 | 9.76 | 91.67
Nebraska | 8 | 2028 | 194.3 | 544.76 | 406.9 | 1523.38 | 1238.34 | 0 | 281.26 | 115.57 | 0 | 0 | 7488.53 | 0 | 1343.24 | 145.93
Nevada | 8 | 2028 | 1064.73 | 329.41 | 2294.4 | 1081.1 | 0 | 4094.61 | 114.83 | 1538.39 | 765.55 | 23.52 | 2649.61 | 0 | 100.95 | 287.67
New Hampshire | 8 | 2028 | 445.4 | 27.06 | 1322 | 0 | 1220.1 | 0 | 208.01 | 27.66 | 584.54 | 0 | 24 | 0 | 0 | 45.2
New Jersey | 8 | 2028 | 13.2 | 1405.49 | 1517.79 | 1969.2 | 3984 | 0 | 361.79 | 466.98 | 0 | 0 | 489.1 | 15571.41 | 453 | 771.76
New Mexico | 8 | 2028 | 78.7 | 603.69 | 206 | 2308.21 | 0 | 1265.39 | 258.82 | 473.35 | 2810.27 | 208.66 | 9865.13 | 0 | 1896.12 | 281.91
New York | 8 | 2028 | 5447.95 | 14377.94 | 6194.08 | 3425.13 | 5150.2 | 0 | 1423 | 1996.79 | 0 | 0 | 3128 | 5535.69 | 2560 | 829.96
North Carolina | 8 | 2028 | 1827.5 | 3565.86 | 512 | 10910.82 | 4938 | 0 | 980.48 | 535.74 | 0 | 0 | 3272 | 9945.13 | 315 | 885.52
North Dakota | 8 | 2028 | 614 | 3.3 | 0 | 852.37 | 0 | 0 | 134.56 | 6.18 | 0 | 0 | 10550.68 | 0 | 2389.84 | 86.35
Ohio | 8 | 2028 | 146.13 | 5624.64 | 2717.38 | 20107.06 | 2108 | 0 | 1278.22 | 25.51 | 0 | 0 | 45.39 | 0 | 0 | 746.3
Oklahoma | 8 | 2028 | 789.5 | 697.13 | 5155.1 | 4938.8 | 0 | 0 | 739.93 | 446.04 | 0 | 0 | 15098.63 | 0 | 2434.29 | 536.31
Oregon | 8 | 2028 | 11455.25 | 133.8 | 1329 | 272.45 | 0 | 1179.34 | 102.35 | 444.04 | 0 | 0 | 4157.08 | 0 | 1119.99 | 309.01
Pennsylvania | 8 | 2028 | 875.25 | 3631.52 | 13010.28 | 15302.43 | 9195 | 0 | 1189.92 | 674.49 | 0 | 0 | 1664.3 | 378 | 2903.21 | 1103.28
Rhode Island | 8 | 2028 | 4.3 | 0 | 2197.88 | 0 | 0 | 0 | 42.67 | 206.42 | 487.42 | 0 | 15.3 | 769.27 | 0 | 118.45
South Carolina | 8 | 2028 | 1363 | 2026.57 | 2501.55 | 5129.24 | 6472 | 0 | 1053.68 | 46.97 | 0 | 0 | 1150.3 | 2322 | 2218.47 | 548.7
South Dakota | 8 | 2028 | 1730.4 | 202.51 | 0 | 143.37 | 0 | 0 | 33.72 | 59.45 | 0 | 0 | 6584.68 | 0 | 2422.73 | 82.49
Tennessee | 8 | 2028 | 4505.06 | 6400.89 | 2692.88 | 4517.65 | 3398 | 0 | 1995.67 | 23.49 | 0 | 0 | 136.3 | 0 | 3510 | 762.63
Texas | 8 | 2028 | 672.2 | 14485.03 | 31341.74 | 17635.88 | 4860 | 0 | 3124.58 | 2586.04 | 18766.29 | 0 | 21399.51 | 328.05 | 10095.5 | 3683.82
Utah | 8 | 2028 | 262.4 | 565.58 | 402.4 | 2143.07 | 0 | 1313.34 | 339.22 | 101.2 | 0 | 0 | 1757.9 | 0 | 667.24 | 243.81
Vermont | 8 | 2028 | 305.6 | 4.92 | 0 | 0 | 506 | 0 | 72 | 24.36 | 0 | 0 | 36.01 | 0 | 220 | 57.95
Virginia | 8 | 2028 | 812.74 | 12705.56 | 3337.21 | 2450.25 | 3432 | 0 | 1036.19 | 147.1 | 0 | 0 | 3354.6 | 4095.2 | 3663.29 | 973
Washington | 8 | 2028 | 24022.31 | 180.99 | 1247.4 | 886.45 | 1131 | 0 | 454.92 | 2266.61 | 0 | 0 | 6348.6 | 0 | 1724 | 491.84
West Virginia | 8 | 2028 | 324.6 | 1288.5 | 0 | 11288.27 | 0 | 0 | 903.78 | 5.87 | 0 | 0 | 1515.2 | 0 | 233.38 | 119.53
Wisconsin | 8 | 2028 | 872.13 | 1688.97 | 1728.5 | 1738.96 | 1582 | 0 | 512.35 | 205.07 | 0 | 0 | 5622.72 | 0 | 19.08 | 342.68
Wyoming | 8 | 2028 | 298.8 | 113 | 0 | 1120.32 | 0 | 0 | 198.48 | 51.53 | 0 | 0 | 9875.48 | 0 | 1913.46 | 68.72
Alabama | 8 | 2030 | 4119.02 | 978.68 | 7046.95 | 10331.51 | 5008 | 0 | 2066.16 | 31.64 | 0 | 0 | 2.9 | 0 | 1562.69 | 768.59
Arizona | 8 | 2030 | 4012.2 | 577.92 | 8223.32 | 2398.11 | 3875 | 0 | 327.06 | 5091.76 | 3112.47 | 806.1 | 4434.48 | 0 | 661.03 | 849.52
Arkansas | 8 | 2030 | 1308.8 | 215.14 | 3710.93 | 530.37 | 1834 | 0 | 1180.37 | 35.83 | 0 | 0 | 519.3 | 0 | 161.52 | 378.27
California | 8 | 2030 | 10038.44 | 13482.43 | 9425.08 | 199.94 | 4324 | 16220.97 | 1260 | 14498.65 | 7132.06 | 874.1 | 5589.1 | 208.8 | 9194.52 | 2986.88
Colorado | 8 | 2030 | 643.2 | 1490.26 | 1522.73 | 2282.33 | 0 | 0 | 427.66 | 2826.68 | 0 | 0 | 7066.38 | 0 | 5099.05 | 440.9
Connecticut | 8 | 2030 | 411.41 | 177.33 | 1719.06 | 207.35 | 2037.1 | 0 | 351.06 | 568.65 | 220.74 | 0 | 0 | 0 | 31 | 310.95
Delaware | 8 | 2030 | 0 | 303.54 | 508.67 | 1054.53 | 0 | 0 | 5.91 | 251.42 | 0 | 0 | 169.27 | 996.49 | 0 | 36.53
Florida | 8 | 2030 | 129.52 | 16148.11 | 25918.12 | 9238.65 | 3902 | 0 | 2548.74 | 2070.78 | 20524.81 | 0 | 0 | 0 | 1760.4 | 2766.43
Georgia | 8 | 2030 | 1932.2 | 5603.94 | 10081.87 | 11213.37 | 4060 | 0 | 1986.87 | 152.2 | 1842.91 | 0 | 59.3 | 0 | 1852.74 | 1146.56
Idaho | 8 | 2030 | 7545.1 | 224.24 | 231.47 | 0 | 0 | 19.6 | 34.1 | 15.47 | 0 | 0 | 948.44 | 0 | 631.11 | 179.01
Illinois | 8 | 2030 | 934.28 | 11939.16 | 2585.33 | 10122.33 | 10521 | 0 | 345.25 | 223.37 | 0 | 0 | 21178.11 | 0 | 16.47 | 684.78
Indiana | 8 | 2030 | 556.31 | 11615.73 | 2799.05 | 6649.87 | 0 | 0 | 2239.65 | 231.65 | 0 | 0 | 18970.42 | 0 | 368.75 | 677.39
Iowa | 8 | 2030 | 831.12 | 238.28 | 976.73 | 3156.38 | 580.6 | 0 | 496.75 | 449.33 | 0 | 0 | 20988.35 | 0 | 2200 | 277.69
Kansas | 8 | 2030 | 2.6 | 773.24 | 0 | 3906.73 | 1166 | 0 | 672.4 | 499.19 | 864 | 0 | 20478.82 | 0 | 216.96 | 332.86
Kentucky | 8 | 2030 | 1124.31 | 4539.56 | 1953.46 | 10867.19 | 0 | 0 | 1725.19 | 35.75 | 0 | 0 | 9.85 | 0 | 12.15 | 422.51
Louisiana | 8 | 2030 | 192 | 1574.82 | 5392.98 | 2935.05 | 2124 | 0 | 1489.99 | 741.57 | 0 | 0 | 0 | 0 | 3598.89 | 585.12
Maine | 8 | 2030 | 722 | 166.4 | 1166.68 | 0 | 0 | 0 | 287.08 | 177.09 | 0 | 0 | 289.63 | 331.93 | 201.39 | 95
Maryland | 8 | 2030 | 602.67 | 1188.78 | 1328.62 | 4843.34 | 1735 | 0 | 314.14 | 373.41 | 0 | 0 | 942.28 | 1567.34 | 0 | 200.26
Massachusetts | 8 | 2030 | 390.11 | 2505.49 | 3553.13 | 334.27 | 684.7 | 0 | 498.15 | 356.07 | 0 | 0 | 194.7 | 2659.51 | 1540 | 494.31
Michigan | 8 | 2030 | 518.04 | 12378.92 | 2891.03 | 10313.5 | 3982 | 0 | 860.57 | 252.76 | 0 | 0 | 27202.2 | 556.6 | 5316.56 | 870.37
Minnesota | 8 | 2030 | 185.6 | 1354.01 | 326.67 | 2385.44 | 1617 | 0 | 895.77 | 85.71 | 0 | 0 | 14049.06 | 0 | 10.22 | 487
Mississippi | 8 | 2030 | 59.39 | 3232.41 | 5454.49 | 1806.34 | 1266 | 0 | 1867.46 | 26.87 | 0 | 0 | 0 | 0 | 108.06 | 317.63
Missouri | 8 | 2030 | 499.2 | 2224.86 | 1592.48 | 6855.53 | 1190 | 0 | 578.65 | 304.03 | 0 | 0 | 2409.09 | 0 | 1211.46 | 784.09
Montana | 8 | 2030 | 3579.52 | 41.53 | 0 | 85.05 | 0 | 0 | 25.43 | 125.43 | 0 | 0 | 6825.11 | 0 | 9.76 | 100.32
Nebraska | 8 | 2030 | 194.3 | 509 | 379.77 | 1461.48 | 1238.34 | 0 | 281.26 | 143.36 | 0 | 0 | 8083.17 | 0 | 1618.75 | 172.05
Nevada | 8 | 2030 | 1357.52 | 280 | 2141.44 | 909.22 | 0 | 4094.61 | 114.31 | 1690.26 | 765.55 | 23.52 | 2649.61 | 0 | 100.95 | 285.39
New Hampshire | 8 | 2030 | 445.4 | 26.96 | 1233.87 | 0 | 1220.1 | 0 | 208.01 | 33.82 | 584.54 | 0 | 24 | 0 | 0 | 87.38
New Jersey | 8 | 2030 | 13.2 | 1123.31 | 1416.6 | 1969.2 | 3365 | 0 | 361.79 | 571.43 | 0 | 0 | 489.1 | 15701.91 | 453 | 764.54
New Mexico | 8 | 2030 | 78.7 | 552.53 | 192.27 | 1975.91 | 0 | 1265.39 | 290.13 | 502.64 | 2810.27 | 257.42 | 9865.13 | 0 | 1905.17 | 282.91
New York | 8 | 2030 | 5447.95 | 15792.83 | 5781.15 | 3425.13 | 2896.8 | 0 | 1423 | 2514.39 | 0 | 0 | 3128 | 8146.48 | 2560 | 842.43
North Carolina | 8 | 2030 | 1827.5 | 3330.29 | 477.87 | 8419.41 | 4938 | 0 | 1175.47 | 665.6 | 0 | 0 | 3272 | 14040.02 | 315 | 710.12
North Dakota | 8 | 2030 | 614 | 3.17 | 0 | 710.8 | 0 | 0 | 139.23 | 8.85 | 0 | 0 | 11264.77 | 0 | 3244.63 | 87.27
Ohio | 8 | 2030 | 146.13 | 5250.97 | 2536.22 | 19812.28 | 2108 | 0 | 2610.62 | 33.88 | 0 | 0 | 45.39 | 0 | 0 | 913.16
Oklahoma | 8 | 2030 | 789.5 | 583.16 | 4811.43 | 4938.8 | 0 | 0 | 1306.01 | 515.5 | 0 | 0 | 15763.4 | 0 | 2585.6 | 533.39
Oregon | 8 | 2030 | 11455.25 | 124.88 | 1240.4 | 202.23 | 0 | 1179.34 | 89.96 | 448.51 | 0 | 0 | 4157.08 | 0 | 1119.99 | 305.66
Pennsylvania | 8 | 2030 | 875.25 | 3391.68 | 12142.93 | 14400.26 | 9195 | 0 | 1203.69 | 802.88 | 0 | 0 | 1664.3 | 378 | 4527.42 | 1091.89
Rhode Island | 8 | 2030 | 4.3 | 0 | 2051.36 | 0 | 0 | 0 | 42.67 | 229.14 | 487.42 | 0 | 15.3 | 769.27 | 0 | 60.28
South Carolina | 8 | 2030 | 1363 | 1892.34 | 2334.78 | 4960.13 | 6472 | 0 | 1330.1 | 55.1 | 0 | 0 | 1150.3 | 3821.72 | 2311.33 | 743.58
South Dakota | 8 | 2030 | 1730.4 | 189.28 | 0 | 131.31 | 0 | 0 | 59.21 | 77.08 | 0 | 0 | 6957.93 | 0 | 2779.29 | 83.56
Tennessee | 8 | 2030 | 4505.06 | 5974.23 | 2513.36 | 4350.14 | 3398 | 0 | 2020.37 | 33.09 | 0 | 0 | 136.3 | 0 | 3510 | 771.84
Texas | 8 | 2030 | 672.2 | 11382.55 | 29252.29 | 17575.78 | 4860 | 0 | 3217.25 | 3520.55 | 24055.87 | 0 | 21405.58 | 3699.85 | 11539.86 | 3945.63
Utah | 8 | 2030 | 262.4 | 527.9 | 375.57 | 1531.98 | 0 | 1313.34 | 271.75 | 160.64 | 0 | 0 | 1757.9 | 0 | 667.24 | 243.88
Vermont | 8 | 2030 | 305.6 | 4.72 | 0 | 0 | 506 | 0 | 85.87 | 29.5 | 0 | 0 | 36.01 | 0 | 282.1 | 29.51
Virginia | 8 | 2030 | 812.74 | 14812.04 | 3114.73 | 2450.25 | 3432 | 0 | 1041.37 | 207.86 | 0 | 0 | 3377.7 | 9980.3 | 3833.53 | 1012.71
Washington | 8 | 2030 | 26272.68 | 168.98 | 1164.24 | 657.98 | 1131 | 0 | 414.6 | 2305.45 | 0 | 0 | 6401.68 | 0 | 1724 | 491.76
West Virginia | 8 | 2030 | 324.6 | 1202.6 | 0 | 9149.53 | 0 | 0 | 911.7 | 8.84 | 0 | 0 | 1515.2 | 0 | 237.31 | 117.75
Wisconsin | 8 | 2030 | 872.13 | 1847.5 | 1613.27 | 1003.04 | 1070 | 0 | 512.35 | 217.49 | 0 | 0 | 5622.72 | 0 | 19.08 | 344.21
Wyoming | 8 | 2030 | 298.8 | 105.47 | 0 | 1072.82 | 0 | 0 | 190.09 | 57.69 | 0 | 0 | 9875.48 | 0 | 1913.46 | 60.84
Alabama | 8 | 2032 | 4119.02 | 913.48 | 6577.15 | 9376.77 | 5008 | 0 | 2066.16 | 53.61 | 0 | 0 | 2.9 | 0 | 1850 | 824.09
Arizona | 8 | 2032 | 4012.2 | 539.39 | 7675.1 | 1794.69 | 3875 | 0 | 266.37 | 5360.09 | 3112.47 | 1500.89 | 5182.4 | 0 | 682.49 | 933.02
Arkansas | 8 | 2032 | 1308.8 | 205.62 | 3463.54 | 479.05 | 1834 | 0 | 1226.27 | 40.75 | 0 | 0 | 537.51 | 0 | 161.52 | 405.85
California | 8 | 2032 | 12249.96 | 14840.73 | 8796.74 | 148.41 | 4324 | 16220.97 | 1254.01 | 15606.75 | 7132.06 | 1224.4 | 5589.1 | 208.8 | 9194.52 | 3084.43
Colorado | 8 | 2032 | 643.2 | 1386.18 | 1421.22 | 1700.72 | 0 | 0 | 333.67 | 2895.86 | 0 | 0 | 7929 | 0 | 5099.05 | 391.25
Connecticut | 8 | 2032 | 411.41 | 165.51 | 1604.46 | 185.87 | 2037.1 | 0 | 352.4 | 685.02 | 220.74 | 0 | 0 | 0 | 31 | 317.98
Delaware | 8 | 2032 | 0 | 293.37 | 474.76 | 988.82 | 0 | 0 | 5.91 | 273.47 | 0 | 0 | 169.27 | 1679.37 | 0 | 38.54
Florida | 8 | 2032 | 129.52 | 23649.62 | 24190.25 | 9238.65 | 3209 | 0 | 2548.74 | 2781.58 | 21107.92 | 0 | 0 | 0 | 2134.79 | 2862.93
Georgia | 8 | 2032 | 1932.2 | 5235.01 | 9409.75 | 11213.37 | 4060 | 0 | 1986.87 | 240.8 | 1842.91 | 0 | 59.3 | 0 | 1852.74 | 1230.71
Idaho | 8 | 2032 | 7545.1 | 209.3 | 216.04 | 0 | 0 | 19.6 | 34.1 | 16.8 | 0 | 0 | 949.44 | 0 | 632.6 | 185.14
Illinois | 8 | 2032 | 934.28 | 13314.76 | 2412.98 | 7544.9 | 7920 | 0 | 4825.3 | 243.99 | 0 | 0 | 22803.83 | 0 | 80.55 | 686.14
Indiana | 8 | 2032 | 587.17 | 14258.63 | 2612.44 | 6014.42 | 0 | 0 | 2593.46 | 264.31 | 0 | 0 | 18971.02 | 0 | 512.17 | 706.19
Iowa | 8 | 2032 | 1129.17 | 223.59 | 911.62 | 2957.64 | 580.6 | 0 | 496.75 | 477.4 | 0 | 0 | 21401.57 | 0 | 2200 | 291.1
Kansas | 8 | 2032 | 2.6 | 720.08 | 0 | 3870.67 | 1166 | 0 | 1104.62 | 531.98 | 864 | 0 | 20601.87 | 0 | 216.96 | 357.53
Kentucky | 8 | 2032 | 1202.19 | 4237.08 | 1823.23 | 10843.2 | 0 | 0 | 1725.19 | 43.09 | 0 | 0 | 15.2 | 0 | 23.88 | 436.39
Louisiana | 8 | 2032 | 192 | 950.73 | 5033.44 | 2935.05 | 2124 | 0 | 1494.2 | 765.61 | 0 | 0 | 0 | 0 | 3623.26 | 627.61
Maine | 8 | 2032 | 2177.67 | 158.31 | 1088.9 | 0 | 0 | 0 | 287.08 | 204.65 | 0 | 0 | 289.63 | 359.97 | 286.12 | 97.21
Maryland | 8 | 2032 | 602.67 | 1143.22 | 1240.05 | 4843.34 | 1735 | 0 | 314.14 | 473.51 | 0 | 0 | 1001.3 | 2510.57 | 0 | 211.27
Massachusetts | 8 | 2032 | 390.11 | 4138.74 | 3316.25 | 200.1 | 0 | 0 | 498.15 | 454.07 | 0 | 0 | 194.7 | 3500.69 | 1540 | 572.28
Michigan | 8 | 2032 | 518.04 | 12991.73 | 2698.29 | 8953.69 | 3204 | 0 | 931.85 | 343.71 | 0 | 0 | 27394.2 | 593 | 5345.62 | 907.66
Minnesota | 8 | 2032 | 185.6 | 1264.57 | 304.89 | 2321.35 | 1045 | 0 | 895.77 | 126.82 | 0 | 0 | 16802.64 | 0 | 12.41 | 510.89
Mississippi | 8 | 2032 | 59.39 | 2873.68 | 5090.86 | 1651.94 | 1266 | 0 | 1867.46 | 31.77 | 0 | 0 | 0 | 0 | 141.65 | 335.59
Missouri | 8 | 2032 | 499.2 | 3306.29 | 1486.32 | 5910.71 | 1190 | 0 | 1140.95 | 386.77 | 0 | 0 | 2627.82 | 0 | 1229.53 | 876.41
Montana | 8 | 2032 | 3579.52 | 38.83 | 0 | 63.13 | 0 | 0 | 50.15 | 130.92 | 0 | 0 | 6826.16 | 0 | 10.69 | 102.41
Nebraska | 8 | 2032 | 194.3 | 475.6 | 354.46 | 1435.31 | 1238.34 | 0 | 281.26 | 176.47 | 0 | 0 | 8330.59 | 0 | 1921.32 | 173.6
Nevada | 8 | 2032 | 1357.52 | 261.33 | 1998.68 | 676.12 | 0 | 4094.61 | 104.97 | 1851.8 | 765.55 | 23.52 | 2925.61 | 0 | 100.95 | 312.03
New Hampshire | 8 | 2032 | 445.4 | 26.86 | 1151.61 | 0 | 1220.1 | 0 | 208.01 | 40.99 | 584.54 | 0 | 24 | 0 | 0 | 45.98
New Jersey | 8 | 2032 | 13.2 | 1048.42 | 1322.16 | 1484.8 | 3365 | 0 | 361.79 | 694.88 | 0 | 0 | 489.1 | 16093.12 | 453 | 806.26
New Mexico | 8 | 2032 | 78.7 | 515.7 | 179.45 | 1783.77 | 0 | 1265.39 | 338.5 | 540.92 | 2810.27 | 412.67 | 9898.34 | 0 | 1965.56 | 309.45
New York | 8 | 2032 | 5447.95 | 14530.91 | 5395.74 | 3425.13 | 2896.8 | 0 | 1552.7 | 3060.01 | 0 | 0 | 3128 | 9877.72 | 2560 | 879.57
North Carolina | 8 | 2032 | 1827.5 | 3110.34 | 446.01 | 6467.88 | 4938 | 0 | 1189.49 | 789.97 | 0 | 0 | 3272 | 17098.42 | 315 | 871.72
North Dakota | 8 | 2032 | 614 | 3.04 | 0 | 508.97 | 0 | 0 | 157.64 | 12.99 | 0 | 0 | 11724.82 | 0 | 3715.72 | 91.43
Ohio | 8 | 2032 | 203.3 | 4896.18 | 2367.14 | 19777.54 | 2108 | 0 | 2611.97 | 45.24 | 0 | 0 | 47.19 | 0 | 661.15 | 927.74
Oklahoma | 8 | 2032 | 841.92 | 422.22 | 4490.66 | 4179.28 | 0 | 0 | 1374.37 | 574.55 | 0 | 0 | 16618.08 | 0 | 2831 | 572.78
Oregon | 8 | 2032 | 11948.56 | 116.55 | 1157.71 | 150.11 | 0 | 1179.34 | 83.58 | 457.61 | 0 | 0 | 5061.52 | 26.94 | 1119.99 | 329.54
Pennsylvania | 8 | 2032 | 1005.89 | 3212.4 | 11333.4 | 14120.48 | 9195 | 0 | 1203.69 | 944.57 | 0 | 0 | 1686.13 | 850.39 | 4599.99 | 1149.54
Rhode Island | 8 | 2032 | 4.3 | 0 | 1914.6 | 0 | 0 | 0 | 42.67 | 258.06 | 487.42 | 0 | 15.3 | 797.67 | 0 | 119.96
South Carolina | 8 | 2032 | 1363 | 1761.38 | 2179.12 | 4832.19 | 5762 | 0 | 1332.7 | 67.39 | 0 | 0 | 1150.3 | 4208.33 | 2365.99 | 595.41
South Dakota | 8 | 2032 | 1730.4 | 267.17 | 0 | 123.24 | 0 | 0 | 63.11 | 93.71 | 0 | 0 | 7986.41 | 0 | 2880.37 | 102.6
Tennessee | 8 | 2032 | 4505.06 | 5576.02 | 2345.8 | 4091.85 | 3398 | 0 | 2020.37 | 46.87 | 0 | 0 | 136.3 | 0 | 3510 | 1242.68
Texas | 8 | 2032 | 672.2 | 8257.21 | 27302.14 | 17445.47 | 4860 | 0 | 3571.53 | 4584.86 | 24055.87 | 0 | 22624.59 | 4033.82 | 15585.93 | 4196.08
Utah | 8 | 2032 | 262.4 | 492.08 | 350.54 | 1145.9 | 0 | 1313.34 | 203.62 | 229.9 | 0 | 0 | 1915.9 | 0 | 667.24 | 262.15
Vermont | 8 | 2032 | 305.6 | 4.53 | 0 | 0 | 0 | 0 | 85.87 | 36.84 | 0 | 0 | 36.01 | 0 | 343.57 | 58.76
Virginia | 8 | 2032 | 919.19 | 17015.67 | 2907.08 | 2351.88 | 2633 | 0 | 1041.37 | 286.03 | 0 | 0 | 3401.2 | 12372.01 | 4006.83 | 1003.15
Washington | 8 | 2032 | 26272.68 | 157.77 | 1086.62 | 488.4 | 1131 | 0 | 384.68 | 2355.31 | 0 | 0 | 8409.18 | 0 | 1724 | 556.98
West Virginia | 8 | 2032 | 324.6 | 1122.43 | 0 | 8311.56 | 0 | 0 | 926.26 | 13.15 | 0 | 0 | 1515.9 | 0 | 242.29 | 122.69
Wisconsin | 8 | 2032 | 907.35 | 2524.31 | 1505.72 | 742.08 | 556 | 0 | 1353.85 | 245.92 | 0 | 0 | 5680.72 | 0 | 19.08 | 359.65
Wyoming | 8 | 2032 | 298.8 | 98.44 | 0 | 811.66 | 0 | 0 | 180.08 | 66.08 | 0 | 0 | 9875.48 | 0 | 1913.46 | 65.51
Alabama | 8 | 2034 | 4119.02 | 851.62 | 6138.67 | 8916.68 | 3943 | 0 | 3289.79 | 71.65 | 0 | 0 | 2.9 | 0 | 1850 | 879.09
Arizona | 8 | 2034 | 4012.2 | 503.43 | 7163.43 | 1303.56 | 3875 | 0 | 230.82 | 5433.62 | 3112.47 | 2502.59 | 5208.2 | 0 | 706.11 | 1016.24
Arkansas | 8 | 2034 | 1308.8 | 124.39 | 3232.64 | 457.14 | 998 | 0 | 1226.27 | 43.46 | 0 | 0 | 686.4 | 0 | 216.16 | 433.21
California | 8 | 2034 | 14169.45 | 16012.14 | 8210.29 | 110.16 | 4324 | 16220.97 | 1249.59 | 16025.2 | 7132.06 | 1727.64 | 5625.27 | 208.8 | 9194.52 | 3124.18
Colorado | 8 | 2034 | 643.2 | 1287.19 | 1326.47 | 1245.99 | 0 | 0 | 260.58 | 2912.4 | 0 | 0 | 7932.2 | 0 | 5497.5 | 426.93
Connecticut | 8 | 2034 | 411.41 | 154.48 | 1497.49 | 170.48 | 2037.1 | 0 | 352.4 | 771.45 | 220.74 | 0 | 0 | 0 | 31 | 324.92
Delaware | 8 | 2034 | 0 | 163.73 | 443.11 | 593.35 | 0 | 0 | 5.91 | 285.18 | 0 | 0 | 169.27 | 1679.37 | 0 | 40.52
Florida | 8 | 2034 | 129.52 | 25564.65 | 22577.56 | 9238.65 | 2516 | 0 | 2548.74 | 3078.88 | 22397.72 | 0 | 0 | 0 | 2512.1 | 3079.84
Georgia | 8 | 2034 | 1932.2 | 4809.98 | 8782.43 | 11213.37 | 4060 | 0 | 3256.68 | 272.62 | 1842.91 | 0 | 59.3 | 0 | 1852.74 | 1314.47
Idaho | 8 | 2034 | 7545.1 | 195.19 | 201.63 | 0 | 0 | 19.6 | 34.1 | 18.52 | 0 | 0 | 949.44 | 0 | 633.98 | 193.75
Illinois | 8 | 2034 | 934.28 | 14978.94 | 2252.11 | 4556.7 | 7920 | 0 | 4825.3 | 257.46 | 0 | 0 | 22927.55 | 0 | 254.58 | 748.79
Indiana | 8 | 2034 | 587.17 | 13291.28 | 2438.28 | 5693.04 | 0 | 0 | 2620.12 | 269.62 | 0 | 0 | 18971.02 | 0 | 643.14 | 734.36
Iowa | 8 | 2034 | 1129.17 | 179.85 | 850.84 | 2890.2 | 580.6 | 0 | 2975.31 | 482.47 | 0 | 0 | 21954.11 | 0 | 2200 | 304.25
Kansas | 8 | 2034 | 2.6 | 668.22 | 0 | 3787.51 | 1166 | 0 | 2257.98 | 538.61 | 864 | 0 | 21106.24 | 0 | 216.96 | 381.98
Kentucky | 8 | 2034 | 1273.33 | 3989.24 | 1701.68 | 10834.02 | 0 | 0 | 1725.27 | 46 | 0 | 0 | 15.81 | 0 | 31.95 | 443.93
Louisiana | 8 | 2034 | 192 | 887.35 | 4697.88 | 2935.05 | 2124 | 0 | 2055.14 | 765.61 | 0 | 0 | 0 | 0 | 4500.85 | 669.77
Maine | 8 | 2034 | 2803.4 | 118.37 | 1016.3 | 0 | 0 | 0 | 287.08 | 222.19 | 0 | 0 | 289.63 | 359.97 | 286.12 | 99.41
Maryland | 8 | 2034 | 602.67 | 675.44 | 1157.38 | 3876.13 | 1735 | 0 | 314.14 | 514.02 | 0 | 0 | 1289.3 | 2604.97 | 220 | 416.93
Massachusetts | 8 | 2034 | 390.11 | 3964.38 | 3095.17 | 94.82 | 0 | 0 | 498.15 | 510.19 | 0 | 0 | 194.7 | 4216.44 | 1540 | 597.8
Michigan | 8 | 2034 | 518.04 | 12790.47 | 2518.41 | 8910.41 | 3204 | 0 | 936 | 361.31 | 0 | 0 | 27394.2 | 593 | 5345.62 | 989.15
Minnesota | 8 | 2034 | 185.6 | 1156.98 | 284.56 | 1953.96 | 0 | 0 | 847.44 | 128.98 | 0 | 0 | 18030.61 | 0 | 298.53 | 534.44
Mississippi | 8 | 2034 | 59.39 | 2682.06 | 4751.47 | 1490.83 | 1266 | 0 | 2387.27 | 36.73 | 0 | 0 | 0 | 0 | 337.88 | 383.65
Missouri | 8 | 2034 | 499.2 | 3868.27 | 1387.23 | 4870.19 | 1190 | 0 | 1602.77 | 411.66 | 0 | 0 | 2898.33 | 0 | 1483.82 | 920.44
Montana | 8 | 2034 | 3579.52 | 34.62 | 0 | 46.86 | 0 | 0 | 47.43 | 137.24 | 0 | 0 | 6828.22 | 0 | 10.69 | 95.75
Nebraska | 8 | 2034 | 194.3 | 431 | 330.82 | 1421.42 | 0 | 0 | 281.26 | 182.4 | 0 | 0 | 9105.64 | 0 | 2233.75 | 177.26
Nevada | 8 | 2034 | 1357.52 | 243.91 | 1865.43 | 502.79 | 0 | 4094.61 | 92.08 | 1932.45 | 765.55 | 23.52 | 2925.61 | 0 | 100.95 | 328.86
New Hampshire | 8 | 2034 | 445.4 | 6.56 | 1074.83 | 0 | 1220.1 | 0 | 208.01 | 46.94 | 584.54 | 0 | 24 | 0 | 0 | 47.07
New Jersey | 8 | 2034 | 13.2 | 978.53 | 1234.02 | 1129.78 | 3365 | 0 | 361.79 | 762.74 | 0 | 0 | 489.1 | 16179.72 | 673 | 847.24
New Mexico | 8 | 2034 | 78.7 | 481.32 | 167.49 | 1477.29 | 0 | 1265.39 | 328.07 | 568.03 | 2810.27 | 627.66 | 9962.32 | 0 | 1965.56 | 336.15
New York | 8 | 2034 | 5447.95 | 14829.43 | 5036.02 | 3425.13 | 1877.2 | 0 | 1838.89 | 3427.73 | 0 | 0 | 3128 | 9877.72 | 3220 | 955.19
North Carolina | 8 | 2034 | 1827.5 | 4300.9 | 416.27 | 5861.97 | 4938 | 0 | 1452.85 | 825.38 | 0 | 0 | 3272 | 17400.75 | 315 | 674.58
North Dakota | 8 | 2034 | 614 | 0.8 | 0 | 354.01 | 0 | 0 | 145.05 | 13.57 | 0 | 0 | 11727.75 | 0 | 4051.15 | 95.51
Ohio | 8 | 2034 | 203.3 | 4545.18 | 2209.33 | 19770.5 | 2108 | 0 | 2611.97 | 51.02 | 0 | 0 | 47.19 | 288 | 662.05 | 964.96
Oklahoma | 8 | 2034 | 841.92 | 357.99 | 4191.29 | 3493.86 | 0 | 0 | 1434.43 | 593.3 | 0 | 0 | 17694.77 | 0 | 2929.24 | 611.76
Oregon | 8 | 2034 | 11948.56 | 108.78 | 1080.53 | 111.42 | 0 | 1179.34 | 79.1 | 457.61 | 0 | 0 | 5061.52 | 26.94 | 1123.36 | 335.19
Pennsylvania | 8 | 2034 | 1005.89 | 2432.77 | 10577.84 | 13864.57 | 6185 | 0 | 1778.92 | 1011.49 | 0 | 0 | 1686.13 | 885.04 | 6830.26 | 1212.76
Rhode Island | 8 | 2034 | 4.3 | 0 | 1786.96 | 0 | 0 | 0 | 42.67 | 276.69 | 487.42 | 0 | 15.3 | 797.67 | 0 | 122.52
South Carolina | 8 | 2034 | 1363 | 1628.87 | 2033.85 | 4796.98 | 3224 | 0 | 1449.77 | 78.24 | 0 | 0 | 1150.3 | 4506.95 | 2488.18 | 850.85
South Dakota | 8 | 2034 | 1730.4 | 314.14 | 0 | 90.35 | 0 | 0 | 59.56 | 95.42 | 0 | 0 | 7986.41 | 0 | 3772.6 | 104.07
Tennessee | 8 | 2034 | 4505.06 | 6213.24 | 2189.41 | 3975.75 | 3398 | 0 | 2020.37 | 52.41 | 0 | 0 | 136.3 | 0 | 3510 | 1231.17
Texas | 8 | 2034 | 672.2 | 8163.59 | 25481.99 | 17206.97 | 4860 | 0 | 3986.47 | 5145.75 | 24466.34 | 0 | 22624.59 | 6440.37 | 15783.67 | 4232.3
Utah | 8 | 2034 | 262.4 | 459.28 | 327.17 | 855.02 | 0 | 1313.34 | 168.77 | 258.05 | 0 | 0 | 1915.9 | 0 | 667.24 | 282.36
Vermont | 8 | 2034 | 305.6 | 1.19 | 0 | 0 | 0 | 0 | 85.87 | 41.76 | 0 | 0 | 36.01 | 0 | 409.7 | 30.85
Virginia | 8 | 2034 | 919.19 | 21234.67 | 2713.27 | 2297.86 | 1834 | 0 | 1537.18 | 314.51 | 0 | 0 | 3401.2 | 17024 | 4128.89 | 1155.86
Washington | 8 | 2034 | 26272.68 | 146.09 | 1014.18 | 362.52 | 1131 | 0 | 363.89 | 2363.41 | 0 | 0 | 8409.18 | 0 | 1724 | 609.41
West Virginia | 8 | 2034 | 324.6 | 1047.6 | 0 | 8067.85 | 0 | 0 | 946.21 | 14.92 | 0 | 0 | 1515.9 | 0 | 246.8 | 127.5
Wisconsin | 8 | 2034 | 907.35 | 2334.47 | 1405.33 | 618.46 | 0 | 0 | 2072.47 | 264.36 | 0 | 0 | 5776.82 | 0 | 31.17 | 374.85
Wyoming | 8 | 2034 | 1968.04 | 91.87 | 0 | 613.19 | 0 | 0 | 167.96 | 73.41 | 0 | 0 | 9875.48 | 0 | 1913.46 | 43.32
Alabama | 8 | 2036 | 4119.02 | 794.86 | 5729.43 | 8564.38 | 2825 | 0 | 3314.93 | 94.27 | 0 | 0 | 2.9 | 0 | 1850 | 932.68
Arizona | 8 | 2036 | 4012.2 | 469.87 | 6685.86 | 943.91 | 3875 | 0 | 244.08 | 5581.49 | 3112.47 | 4143.38 | 5208.2 | 0 | 724.24 | 1088.57
Arkansas | 8 | 2036 | 1308.8 | 116.1 | 3017.13 | 439.64 | 998 | 0 | 2284.21 | 47.43 | 0 | 0 | 689.54 | 0 | 216.16 | 459.93
California | 8 | 2036 | 14169.45 | 16483.58 | 7662.94 | 81.77 | 4324 | 16220.97 | 1253.28 | 16654.66 | 7132.06 | 2138.76 | 5625.27 | 208.8 | 9194.52 | 3196.57
Colorado | 8 | 2036 | 643.2 | 1201.3 | 1238.04 | 916.28 | 0 | 0 | 216.21 | 2980 | 0 | 0 | 7932.2 | 0 | 5497.5 | 462.32
Connecticut | 8 | 2036 | 411.41 | 144.18 | 1397.66 | 162.67 | 1155 | 0 | 352.4 | 866.05 | 220.74 | 0 | 0 | 0 | 31 | 331.56
Delaware | 8 | 2036 | 0 | 155.26 | 413.56 | 464.38 | 0 | 0 | 13.9 | 302.77 | 0 | 0 | 169.27 | 1679.37 | 0 | 82.61
Florida | 8 | 2036 | 129.52 | 27351.24 | 21072.39 | 9238.65 | 1677 | 0 | 2548.74 | 3484.36 | 23920.37 | 0 | 0 | 0 | 2891 | 3243.9
Georgia | 8 | 2036 | 1932.2 | 4485.12 | 8196.93 | 11213.37 | 3184 | 0 | 3256.68 | 316.34 | 2963.95 | 0 | 59.3 | 0 | 1852.74 | 1396.49
Idaho | 8 | 2036 | 7545.1 | 182.18 | 188.19 | 0 | 0 | 19.6 | 281.09 | 21.15 | 0 | 0 | 949.44 | 0 | 635.5 | 181.92
Illinois | 8 | 2036 | 934.28 | 15121.43 | 2101.97 | 3038.55 | 7920 | 0 | 4825.44 | 279.55 | 0 | 0 | 23098.19 | 0 | 292.41 | 1148.71
Indiana | 8 | 2036 | 587.17 | 12405.37 | 2275.73 | 5531.42 | 0 | 0 | 3255.4 | 279.54 | 0 | 0 | 18971.02 | 0 | 770.85 | 772.27
Iowa | 8 | 2036 | 1129.17 | 168.16 | 794.12 | 2491.33 | 0 | 0 | 4620.61 | 499.38 | 0 | 0 | 22608.14 | 0 | 2200 | 317.13
Kansas | 8 | 2036 | 2.6 | 623.79 | 0 | 3725.74 | 1166 | 0 | 2679.1 | 558.58 | 864 | 0 | 22964.11 | 0 | 705.48 | 405.83
Kentucky | 8 | 2036 | 1273.33 | 3723.33 | 1588.24 | 10822.68 | 0 | 0 | 2253.95 | 50.9 | 0 | 0 | 15.81 | 0 | 38.82 | 457.06
Louisiana | 8 | 2036 | 192 | 828.19 | 4384.69 | 2935.05 | 2124 | 0 | 2202.65 | 781.71 | 0 | 0 | 0 | 0 | 4500.85 | 710.91
Maine | 8 | 2036 | 2954.81 | 98.63 | 948.55 | 0 | 0 | 0 | 396.15 | 241.02 | 0 | 0 | 289.63 | 359.97 | 287.53 | 101.52
Maryland | 8 | 2036 | 602.67 | 638.32 | 1080.22 | 3876.13 | 862 | 0 | 540.93 | 568.62 | 0 | 0 | 1704.02 | 3827.38 | 220 | 436.87
Massachusetts | 8 | 2036 | 390.11 | 5157.17 | 2888.82 | 50.31 | 0 | 0 | 498.15 | 569.4 | 0 | 0 | 194.7 | 4588.87 | 1540 | 610.07
Michigan | 8 | 2036 | 518.04 | 11940.4 | 2350.51 | 7833.5 | 2188 | 0 | 2035.42 | 397.51 | 0 | 0 | 27396.08 | 593 | 8380.62 | 955.84
Minnesota | 8 | 2036 | 185.6 | 1079.89 | 265.59 | 1509.54 | 0 | 0 | 2191.45 | 137.53 | 0 | 0 | 18183.54 | 0 | 301.51 | 557.63
Mississippi | 8 | 2036 | 59.39 | 2503.26 | 4434.71 | 1365.63 | 1266 | 0 | 3147.56 | 44.1 | 0 | 0 | 0 | 0 | 337.88 | 451.29
Missouri | 8 | 2036 | 499.2 | 3639.75 | 1294.75 | 4132.98 | 1190 | 0 | 1640.46 | 459.94 | 0 | 0 | 2898.33 | 0 | 1503.45 | 972.68
Montana | 8 | 2036 | 3579.52 | 32.33 | 0 | 34.78 | 0 | 0 | 111.45 | 145.8 | 0 | 0 | 6829.47 | 0 | 10.69 | 96.42
Nebraska | 8 | 2036 | 194.3 | 402.4 | 308.77 | 1413.17 | 0 | 0 | 1859.59 | 197.49 | 0 | 0 | 9905.02 | 0 | 2233.75 | 189.35
Nevada | 8 | 2036 | 1357.52 | 227.65 | 1741.07 | 355.3 | 0 | 4094.61 | 82.55 | 2030.5 | 765.55 | 138.72 | 2925.61 | 0 | 100.95 | 256.13
New Hampshire | 8 | 2036 | 445.4 | 6.53 | 1003.18 | 0 | 1220.1 | 0 | 375.12 | 53.65 | 584.54 | 0 | 24 | 0 | 0 | 93.72
New Jersey | 8 | 2036 | 13.2 | 913.29 | 1151.75 | 944.23 | 3365 | 0 | 373.3 | 836.54 | 0 | 0 | 489.1 | 16179.72 | 832.9 | 861.15
New Mexico | 8 | 2036 | 78.7 | 449.23 | 156.32 | 1223.47 | 0 | 1265.39 | 309.08 | 605.59 | 2810.27 | 958.15 | 9962.32 | 0 | 1965.56 | 362.47
New York | 8 | 2036 | 5447.95 | 16081.83 | 4700.29 | 3425.13 | 0 | 0 | 1838.89 | 3824.89 | 0 | 0 | 3128 | 9894.19 | 3220 | 907.33
North Carolina | 8 | 2036 | 1827.5 | 4810 | 388.52 | 5517.87 | 4038 | 0 | 2097.73 | 878.66 | 0 | 0 | 3272 | 17688.75 | 315 | 650.26
North Dakota | 8 | 2036 | 614 | 0.77 | 0 | 178.02 | 0 | 0 | 121.92 | 14.96 | 0 | 0 | 11727.75 | 0 | 4284.12 | 99.5
Ohio | 8 | 2036 | 203.3 | 4242.48 | 2062.04 | 18302.69 | 2108 | 0 | 3615.89 | 63.09 | 0 | 0 | 47.19 | 288 | 662.69 | 1001.01
Oklahoma | 8 | 2036 | 841.92 | 312.79 | 3911.87 | 2965.66 | 0 | 0 | 1454.26 | 624.75 | 0 | 0 | 18132.5 | 0 | 3034.96 | 649.77
Oregon | 8 | 2036 | 11948.56 | 101.53 | 1008.49 | 82.7 | 0 | 1179.34 | 215.8 | 459.89 | 0 | 0 | 5061.52 | 26.94 | 1123.36 | 392.44
Pennsylvania | 8 | 2036 | 1005.89 | 2271.13 | 9872.65 | 13827.3 | 5364 | 0 | 1812.8 | 1092.7 | 0 | 0 | 1686.13 | 1497.26 | 6830.26 | 1368.42
Rhode Island | 8 | 2036 | 4.3 | 0 | 1667.83 | 0 | 0 | 0 | 42.67 | 299.09 | 487.42 | 0 | 15.3 | 797.67 | 0 | 124.96
South Carolina | 8 | 2036 | 1363 | 1520.49 | 1898.26 | 4779.69 | 3224 | 0 | 1863.92 | 91.5 | 0 | 0 | 1150.3 | 5595.34 | 2600.81 | 880.98
South Dakota | 8 | 2036 | 1730.4 | 309.98 | 0 | 66.54 | 0 | 0 | 56.93 | 100.36 | 0 | 0 | 7986.41 | 0 | 3877.23 | 107.05
Tennessee | 8 | 2036 | 4505.06 | 6628.71 | 2043.45 | 3899.83 | 3398 | 0 | 2842.11 | 61.12 | 0 | 0 | 136.3 | 0 | 3510 | 1218.36
Texas | 8 | 2036 | 672.2 | 9441.83 | 23783.19 | 16545.42 | 4860 | 0 | 4245.91 | 5814.54 | 24466.34 | 0 | 23821.69 | 6440.37 | 16070.75 | 4245.45
Utah | 8 | 2036 | 262.4 | 428.67 | 305.36 | 634.65 | 0 | 1313.34 | 143.26 | 303.29 | 0 | 0 | 1915.9 | 0 | 667.24 | 297.42
Vermont | 8 | 2036 | 305.6 | 1.14 | 0 | 0 | 0 | 0 | 173.51 | 47.18 | 0 | 0 | 36.01 | 0 | 475.99 | 31.48
Virginia | 8 | 2036 | 919.19 | 21494.74 | 2532.39 | 2277.56 | 1834 | 0 | 1685 | 356.81 | 0 | 0 | 3401.2 | 17024 | 4209.3 | 1296.9
Washington | 8 | 2036 | 26272.68 | 136.36 | 946.57 | 269.09 | 1131 | 0 | 353.12 | 2380.75 | 0 | 0 | 8409.18 | 0 | 1724 | 606.98
West Virginia | 8 | 2036 | 324.6 | 977.76 | 0 | 8037.46 | 0 | 0 | 946.21 | 17.32 | 0 | 0 | 1515.9 | 0 | 251.07 | 257.26
Wisconsin | 8 | 2036 | 907.35 | 2179.09 | 1311.65 | 576.49 | 0 | 0 | 2082.08 | 290.52 | 0 | 0 | 5776.82 | 0 | 42.21 | 389.75
Wyoming | 8 | 2036 | 1968.04 | 85.75 | 0 | 455.15 | 0 | 0 | 149.63 | 83.26 | 0 | 0 | 9875.48 | 0 | 1913.46 | 46.15
Alabama | 8 | 2038 | 4119.02 | 741.88 | 5347.47 | 8177 | 860 | 0 | 3329.01 | 122.78 | 0 | 0 | 2.9 | 2.4 | 1850 | 984.69
Arizona | 8 | 2038 | 4012.2 | 438.55 | 6240.14 | 680.89 | 3875 | 0 | 212.65 | 5690.63 | 3112.47 | 6402.06 | 5573.8 | 0 | 724.24 | 1170.19
Arkansas | 8 | 2038 | 1308.8 | 108.36 | 2815.98 | 428.38 | 998 | 0 | 2387.5 | 52.54 | 0 | 0 | 710.4 | 0 | 216.16 | 500.71
California | 8 | 2038 | 14169.45 | 15410.8 | 7152.08 | 60.69 | 4324 | 16220.97 | 1250.86 | 17080.18 | 7132.06 | 2773.73 | 5625.27 | 208.8 | 9194.52 | 3232.35
Colorado | 8 | 2038 | 643.2 | 1117.52 | 1155.5 | 674.66 | 0 | 0 | 189.69 | 3015.24 | 0 | 115.2 | 8104.1 | 0 | 5497.5 | 497.21
Connecticut | 8 | 2038 | 411.41 | 134.57 | 1304.48 | 162.67 | 1155 | 0 | 352.4 | 963.58 | 220.74 | 0 | 0 | 0 | 31 | 337.87
Delaware | 8 | 2038 | 0 | 108.64 | 385.99 | 378.93 | 0 | 0 | 13.95 | 317.98 | 0 | 0 | 169.27 | 1679.37 | 0 | 44.27
Florida | 8 | 2038 | 205.86 | 28954.97 | 19667.57 | 9238.65 | 839 | 0 | 2548.74 | 4049.29 | 25917.12 | 0 | 0 | 19.23 | 3272.09 | 3121.29
Georgia | 8 | 2038 | 1932.2 | 4157.95 | 7650.47 | 11213.37 | 3184 | 0 | 3264.65 | 385.5 | 4578.25 | 0 | 59.3 | 0 | 1852.74 | 1476.44
Idaho | 8 | 2038 | 7545.1 | 170.03 | 175.64 | 0 | 0 | 19.6 | 281.09 | 24.34 | 0 | 0 | 949.44 | 0 | 637.06 | 166.69
Illinois | 8 | 2038 | 934.28 | 16216.9 | 1961.84 | 2037.57 | 7920 | 0 | 5929.32 | 302.23 | 0 | 0 | 23098.19 | 0 | 293.57 | 954.45
Indiana | 8 | 2038 | 587.17 | 11810.52 | 2124.01 | 5460.51 | 0 | 0 | 3558.67 | 294.54 | 0 | 0 | 18971.02 | 0 | 870.35 | 787.95
Iowa | 8 | 2038 | 1129.17 | 157.24 | 741.18 | 1791.96 | 0 | 0 | 4540.46 | 511.95 | 0 | 0 | 24575.61 | 0 | 2200 | 329.72
Kansas | 8 | 2038 | 2.6 | 580.27 | 0 | 2587.81 | 1166 | 0 | 2546.77 | 572.73 | 864 | 0 | 25442.41 | 0 | 705.48 | 429
Kentucky | 8 | 2038 | 1273.33 | 4150.62 | 1482.35 | 9929.95 | 0 | 0 | 2255.09 | 58.68 | 0 | 0 | 16.08 | 0 | 45.93 | 482.77
Louisiana | 8 | 2038 | 192 | 772.98 | 4092.38 | 2935.05 | 2124 | 0 | 2223.28 | 784.44 | 0 | 0 | 0 | 242.6 | 4500.85 | 750.87
Maine | 8 | 2038 | 3570.72 | 92.06 | 885.31 | 0 | 0 | 0 | 396.15 | 260.44 | 0 | 0 | 289.63 | 359.97 | 287.53 | 103.53
Maryland | 8 | 2038 | 602.67 | 465.74 | 1008.21 | 3803.31 | 0 | 0 | 540.93 | 636.32 | 0 | 0 | 2422.62 | 5010.12 | 220 | 456.13
Massachusetts | 8 | 2038 | 390.11 | 5366.45 | 2696.23 | 48.94 | 0 | 0 | 498.15 | 632.12 | 0 | 0 | 194.7 | 5518.89 | 1540 | 621.73
Michigan | 8 | 2038 | 518.04 | 11146.99 | 2193.81 | 5679.34 | 1111 | 0 | 2131.13 | 446.31 | 0 | 0 | 32357.67 | 1354 | 8380.62 | 1002.72
Minnesota | 8 | 2038 | 185.6 | 1007.93 | 247.89 | 1035.41 | 0 | 0 | 2985.75 | 161.99 | 0 | 0 | 20401.89 | 0 | 315.6 | 580.43
Mississippi | 8 | 2038 | 59.39 | 2336.38 | 4139.06 | 1268.33 | 1266 | 0 | 3153.32 | 52.29 | 224.18 | 0 | 0 | 0 | 337.88 | 465.26
Missouri | 8 | 2038 | 499.2 | 3411.09 | 1208.43 | 3321.14 | 1190 | 0 | 2392.35 | 531.01 | 0 | 0 | 2898.33 | 0 | 1503.45 | 1009.43
Montana | 8 | 2038 | 3579.52 | 30.19 | 0 | 25.53 | 0 | 0 | 163.89 | 154.17 | 0 | 0 | 6829.47 | 0 | 10.69 | 98.12
Nebraska | 8 | 2038 | 194.3 | 469.32 | 288.19 | 1016.55 | 0 | 0 | 3149.86 | 216.67 | 0 | 0 | 10903.78 | 0 | 2233.75 | 229.99
Nevada | 8 | 2038 | 1357.52 | 212.47 | 1625 | 252.2 | 0 | 4094.61 | 75.51 | 2129.42 | 765.55 | 391.74 | 2925.61 | 0 | 100.95 | 305.68
New Hampshire | 8 | 2038 | 445.4 | 6.51 | 936.3 | 0 | 1220.1 | 0 | 375.12 | 61.04 | 584.54 | 0 | 24 | 0 | 0 | 49.16
New Jersey | 8 | 2038 | 13.2 | 852.4 | 1074.97 | 919.14 | 2191 | 0 | 373.3 | 922.81 | 0 | 0 | 489.1 | 16408.32 | 959.12 | 924.88
New Mexico | 8 | 2038 | 78.7 | 419.28 | 145.9 | 910.5 | 0 | 1265.39 | 273.34 | 638 | 2810.27 | 1262.72 | 10400.32 | 0 | 1965.56 | 388.27
New York | 8 | 2038 | 5447.95 | 15435.43 | 4386.93 | 3425.13 | 0 | 0 | 1845.09 | 4234.96 | 0 | 0 | 3164 | 10691.4 | 3220 | 932.49
North Carolina | 8 | 2038 | 1827.5 | 5394.08 | 362.62 | 5246.81 | 3100 | 0 | 2109.93 | 944.93 | 0 | 0 | 3272 | 24171.55 | 315 | 940.67
North Dakota | 8 | 2038 | 614 | 0.74 | 0 | 83.41 | 0 | 0 | 107.45 | 18.24 | 0 | 0 | 11727.75 | 0 | 4346.09 | 103.4
Ohio | 8 | 2038 | 203.3 | 4044.7 | 1924.57 | 16242.61 | 1235 | 0 | 3615.89 | 83.14 | 0 | 0 | 53.29 | 871.2 | 663.34 | 1035.75
Oklahoma | 8 | 2038 | 841.92 | 291.94 | 3651.08 | 2606.45 | 0 | 0 | 2342.58 | 656.85 | 0 | 0 | 18508.1 | 0 | 3153.6 | 686.69
Oregon | 8 | 2038 | 11948.56 | 94.76 | 941.26 | 61.39 | 0 | 1179.34 | 213.36 | 459.9 | 0 | 0 | 5071.12 | 26.94 | 1123.36 | 412.55
Pennsylvania | 8 | 2038 | 1005.89 | 8770.89 | 9214.47 | 13811.48 | 5364 | 0 | 1814.95 | 1180.5 | 0 | 0 | 1817.03 | 2874.76 | 6830.26 | 1424.4
Rhode Island | 8 | 2038 | 4.3 | 0 | 1556.64 | 0 | 0 | 0 | 42.67 | 319.79 | 487.42 | 0 | 15.3 | 797.67 | 0 | 127.28
South Carolina | 8 | 2038 | 1363 | 1855.91 | 1771.71 | 4770.34 | 3224 | 0 | 1885.31 | 107.2 | 0 | 0 | 1150.3 | 6197.81 | 2670.17 | 700.21
South Dakota | 8 | 2038 | 1730.4 | 307.65 | 0 | 49.14 | 0 | 0 | 55.2 | 108.3 | 0 | 0 | 8378.23 | 0 | 3877.23 | 111.45
Tennessee | 8 | 2038 | 4505.06 | 10243.39 | 1907.22 | 3842.94 | 3398 | 0 | 2889.63 | 75.03 | 0 | 0 | 136.3 | 0 | 3510 | 1087.16
Texas | 8 | 2038 | 672.2 | 11264.92 | 22197.65 | 15326.95 | 4860 | 0 | 4253.41 | 6575.11 | 24644.13 | 0 | 23892.39 | 6440.37 | 16340.37 | 4313.71
Utah | 8 | 2038 | 262.4 | 399.94 | 285 | 471.62 | 0 | 1313.34 | 124.54 | 364.61 | 0 | 0 | 1915.9 | 0 | 667.24 | 304.28
Vermont | 8 | 2038 | 305.6 | 1.1 | 0 | 0 | 0 | 0 | 173.51 | 52.61 | 0 | 0 | 36.01 | 0 | 529.55 | 62.47
Virginia | 8 | 2038 | 919.19 | 21957.39 | 2363.56 | 2263.52 | 910 | 0 | 1685 | 424.21 | 0 | 0 | 3401.2 | 17168.4 | 4209.3 | 1293.34
Washington | 8 | 2038 | 26272.68 | 127.28 | 883.47 | 199.74 | 1131 | 0 | 345.16 | 2390.12 | 0 | 0 | 8566.07 | 0 | 1724 | 644.51
West Virginia | 8 | 2038 | 324.6 | 912.57 | 0 | 8029.1 | 0 | 0 | 946.21 | 22.09 | 0 | 0 | 1516.17 | 0 | 255.77 | 136.6
Wisconsin | 8 | 2038 | 907.35 | 2032.93 | 1224.2 | 549.15 | 0 | 0 | 2106.11 | 320.39 | 0 | 0 | 5797.15 | 501.05 | 46.93 | 404.3
Wyoming | 8 | 2038 | 1968.04 | 80.03 | 0 | 337.84 | 0 | 0 | 136.08 | 93.77 | 0 | 0 | 9875.48 | 0 | 1913.46 | 48.92
Alabama | 8 | 2040 | 4119.02 | 692.19 | 4990.97 | 7695.13 | 860 | 0 | 3364.75 | 157.37 | 0 | 0 | 2.9 | 2.4 | 1850 | 1035.91
Arizona | 8 | 2040 | 4012.2 | 409.31 | 5824.13 | 494.81 | 3875 | 0 | 207.03 | 5887.88 | 3112.47 | 9635.13 | 6664.93 | 0 | 724.24 | 1266.87
Arkansas | 8 | 2040 | 1308.8 | 101.14 | 2628.25 | 421.12 | 998 | 0 | 2405.44 | 60.28 | 0 | 0 | 885.85 | 0 | 275.83 | 511.51
California | 8 | 2040 | 14169.45 | 14383.41 | 6675.27 | 45.05 | 4324 | 16220.97 | 1273.92 | 17713.62 | 7132.06 | 3649.67 | 5640.66 | 496.8 | 9194.52 | 3243.3
Colorado | 8 | 2040 | 643.2 | 1043.02 | 1078.47 | 498.66 | 0 | 0 | 660.12 | 3099.34 | 0 | 281.09 | 8164.6 | 0 | 5621.11 | 532.22
Connecticut | 8 | 2040 | 411.41 | 125.6 | 1217.52 | 159.95 | 1155 | 0 | 356.05 | 1059.73 | 220.74 | 0 | 0 | 0 | 31 | 343.95
Delaware | 8 | 2040 | 0 | 101.4 | 360.26 | 361.35 | 0 | 0 | 13.95 | 339.36 | 0 | 0 | 169.27 | 1697.57 | 0 | 46.07
Florida | 8 | 2040 | 205.86 | 29525.26 | 18356.39 | 9238.65 | 839 | 0 | 2548.74 | 4686.04 | 26564.21 | 130.06 | 0 | 109.18 | 3686.27 | 3216.48
Georgia | 8 | 2040 | 1932.2 | 3880.76 | 7140.44 | 11213.37 | 3184 | 0 | 3301.88 | 479.78 | 6753.75 | 0 | 59.3 | 288 | 1852.74 | 1555.42
Idaho | 8 | 2040 | 7545.1 | 158.66 | 163.94 | 0 | 0 | 19.6 | 281.09 | 28.6 | 0 | 0 | 949.44 | 0 | 638.63 | 185.83
Illinois | 8 | 2040 | 934.28 | 16904.75 | 1831.05 | 1577.34 | 7920 | 0 | 6031.05 | 334.46 | 0 | 0 | 23773.85 | 0.4 | 301.75 | 844.13
Indiana | 8 | 2040 | 587.17 | 11019.09 | 1982.41 | 5441.89 | 0 | 0 | 3791.35 | 315.16 | 0 | 0 | 18971.02 | 0 | 968 | 813.49
Iowa | 8 | 2040 | 1129.17 | 139.78 | 691.77 | 1320.77 | 0 | 0 | 5158.05 | 537.9 | 0 | 0 | 26538.29 | 0 | 2200 | 316.75
Kansas | 8 | 2040 | 2.6 | 541.58 | 0 | 1777.66 | 1166 | 0 | 2452.8 | 601.3 | 864 | 0 | 25442.41 | 0 | 705.48 | 451.82
Kentucky | 8 | 2040 | 1273.33 | 3872.97 | 1383.53 | 9182.19 | 0 | 0 | 2310.26 | 69.54 | 0 | 0 | 16.9 | 0 | 493.78 | 592.62
Louisiana | 8 | 2040 | 192 | 721.45 | 3819.55 | 2935.05 | 2124 | 0 | 2321.64 | 810.85 | 0 | 0 | 0 | 242.6 | 4500.85 | 790.24
Maine | 8 | 2040 | 3587.53 | 85.92 | 826.29 | 0 | 0 | 0 | 396.15 | 281.45 | 0 | 0 | 289.63 | 359.97 | 287.53 | 105.48
Maryland | 8 | 2040 | 602.67 | 434.69 | 940.99 | 3222.27 | 0 | 0 | 540.93 | 717.83 | 0 | 0 | 2694 | 5171.12 | 220 | 474.88
Massachusetts | 8 | 2040 | 1336.59 | 5584.52 | 2516.49 | 31.51 | 0 | 0 | 498.15 | 699.12 | 0 | 0 | 194.7 | 5518.89 | 1540 | 632.98
Michigan | 8 | 2040 | 518.04 | 12188.44 | 2047.56 | 3741.33 | 1111 | 0 | 2370.15 | 502.13 | 0 | 0 | 33760.52 | 1642 | 8380.62 | 1056.25
Minnesota | 8 | 2040 | 185.6 | 939.85 | 231.36 | 710.88 | 0 | 0 | 2947.55 | 202.81 | 0 | 0 | 23878.87 | 0 | 315.6 | 592.88
Mississippi | 8 | 2040 | 59.39 | 2180.61 | 3863.12 | 1167.42 | 1266 | 0 | 3167.24 | 62.78 | 224.18 | 0 | 0 | 0 | 337.88 | 472.94
Missouri | 8 | 2040 | 1318.45 | 3191.42 | 1127.87 | 2334.56 | 1190 | 0 | 3663.77 | 619.98 | 0 | 0 | 2898.33 | 0 | 1530.97 | 1035.5
Montana | 8 | 2040 | 3579.52 | 27.78 | 0 | 17.55 | 0 | 0 | 254.92 | 164.69 | 0 | 0 | 6831.75 | 0 | 10.69 | 103.59
Nebraska | 8 | 2040 | 194.3 | 434.91 | 268.97 | 716.04 | 0 | 0 | 3368.63 | 240.63 | 0 | 0 | 12100.03 | 0 | 2233.75 | 233.25
Nevada | 8 | 2040 | 1357.52 | 198.31 | 1516.67 | 179.78 | 0 | 4094.61 | 71.43 | 2256.98 | 765.55 | 660.31 | 2925.61 | 0 | 100.95 | 418.59
New Hampshire | 8 | 2040 | 445.4 | 0 | 873.88 | 0 | 1220.1 | 0 | 375.12 | 68.57 | 584.54 | 0 | 24 | 0 | 0 | 97.65
New Jersey | 8 | 2040 | 13.2 | 795.58 | 1003.3 | 910.67 | 2191 | 0 | 376.08 | 1023.61 | 0 | 0 | 489.1 | 16661.52 | 959.12 | 961.83
New Mexico | 8 | 2040 | 78.7 | 391.33 | 136.17 | 675.83 | 0 | 1265.39 | 246.51 | 681.76 | 2810.27 | 1530.59 | 10964.79 | 0 | 1965.56 | 414.05
New York | 8 | 2040 | 5447.95 | 14861.16 | 4094.47 | 3425.13 | 0 | 0 | 1849.19 | 4656.95 | 0 | 0 | 3506.22 | 10698.68 | 3220 | 969.33
North Carolina | 8 | 2040 | 1827.5 | 5391.9 | 338.45 | 5037.01 | 3100 | 0 | 2110.48 | 1043.35 | 0 | 0 | 3272 | 25162.57 | 315 | 724.7
North Dakota | 8 | 2040 | 614 | 0.19 | 0 | 57.3 | 0 | 0 | 389.5 | 23.77 | 0 | 0 | 11727.75 | 0 | 4378.3 | 94.8
Ohio | 8 | 2040 | 317.61 | 3769.1 | 1796.27 | 13631.93 | 1235 | 0 | 3647.23 | 112.18 | 0 | 0 | 630.34 | 2183.4 | 665.15 | 1069.39
Oklahoma | 8 | 2040 | 841.92 | 272.48 | 3407.67 | 2261.21 | 0 | 0 | 2369.38 | 702.28 | 0 | 0 | 18772.55 | 0 | 3286.62 | 723.02
Oregon | 8 | 2040 | 11948.56 | 88.45 | 878.51 | 45.57 | 0 | 1179.34 | 493.28 | 462.72 | 0 | 0 | 5546.71 | 34.3 | 1123.36 | 528.87
Pennsylvania | 8 | 2040 | 3594.91 | 7996.24 | 8600.17 | 13805.87 | 5364 | 0 | 1832.98 | 1294.94 | 0 | 0 | 2184.23 | 4980.4 | 6830.26 | 1363.29
Rhode Island | 8 | 2040 | 4.3 | 0 | 1452.87 | 0 | 0 | 0 | 42.67 | 343.53 | 487.42 | 0 | 15.3 | 797.67 | 0 | 129.51
South Carolina | 8 | 2040 | 1363 | 1752.7 | 1653.59 | 4765.33 | 3224 | 0 | 1961.32 | 128.67 | 0 | 0 | 1150.3 | 6209.61 | 2774.23 | 884.33
South Dakota | 8 | 2040 | 1730.4 | 299.08 | 0 | 33.77 | 0 | 0 | 1683.69 | 118.1 | 0 | 0 | 8942.46 | 0 | 3877.23 | 121.7
Tennessee | 8 | 2040 | 4505.06 | 10140.07 | 1780.07 | 3803.61 | 3398 | 0 | 3043.3 | 97.26 | 0 | 0 | 136.3 | 0 | 3510 | 1032.79
Texas | 8 | 2040 | 672.2 | 11995.55 | 20717.81 | 14054.01 | 4860 | 0 | 4688.69 | 7414.53 | 24844.13 | 211.05 | 23892.39 | 6440.37 | 16398.6 | 4351.69
Utah | 8 | 2040 | 262.4 | 373.27 | 266 | 350.07 | 0 | 1313.34 | 110.61 | 437.32 | 0 | 0 | 1915.9 | 0 | 667.24 | 290.53
Vermont | 8 | 2040 | 305.6 | 0.29 | 0 | 0 | 0 | 0 | 173.51 | 58.4 | 0 | 0 | 36.01 | 0 | 597.38 | 63.61
Virginia | 8 | 2040 | 919.19 | 22484.24 | 2205.99 | 2253.82 | 910 | 0 | 1685 | 509.61 | 0 | 0 | 3521.7 | 17656.25 | 4209.3 | 1360.2
Washington | 8 | 2040 | 26272.68 | 118.55 | 824.57 | 148.26 | 1131 | 0 | 339.27 | 2408.28 | 0 | 0 | 9641.39 | 0 | 1724 | 956.56
West Virginia | 8 | 2040 | 324.6 | 851.74 | 0 | 8025.13 | 0 | 0 | 946.21 | 28.29 | 0 | 0 | 2074.2 | 0 | 273.79 | 140.91
Wisconsin | 8 | 2040 | 921.37 | 1892.68 | 1142.59 | 376.91 | 0 | 0 | 2536.59 | 357.1 | 0 | 0 | 5869.98 | 1277 | 61.6 | 399.49
Wyoming | 8 | 2040 | 1968.04 | 74.7 | 0 | 250.77 | 0 | 0 | 128.02 | 106.08 | 0 | 0 | 9875.48 | 0 | 1913.46 | 71.19
Alabama | 8 | 2042 | 4119.02 | 646.04 | 4658.24 | 7003.27 | 860 | 0 | 3544.43 | 196.85 | 0 | 0 | 2.9 | 2.4 | 2190.63 | 1028.09
Arizona | 8 | 2042 | 4012.2 | 382.02 | 5435.85 | 351.52 | 3875 | 0 | 197.58 | 6090.95 | 3112.47 | 13052.35 | 8371.2 | 0 | 724.24 | 1269.63
Arkansas | 8 | 2042 | 1308.8 | 94.39 | 2453.04 | 395.35 | 998 | 0 | 2412.21 | 69.7 | 0 | 0 | 915.47 | 0 | 275.83 | 478.36
California | 8 | 2042 | 14169.45 | 13424.52 | 6230.25 | 33.44 | 4324 | 16220.97 | 1377.49 | 18351.79 | 7132.06 | 4903.33 | 5650.98 | 911.52 | 9194.52 | 3291.17
Colorado | 8 | 2042 | 643.2 | 973.49 | 1006.57 | 318.97 | 0 | 0 | 638.61 | 3190.15 | 0 | 519.97 | 8345.89 | 0 | 5621.11 | 533.73
Connecticut | 8 | 2042 | 411.41 | 117.22 | 1136.35 | 157.02 | 1155 | 0 | 362.24 | 1154.78 | 220.74 | 0 | 0 | 0 | 31 | 340.76
Delaware | 8 | 2042 | 15.72 | 94.64 | 336.24 | 235.67 | 0 | 0 | 13.95 | 362.6 | 0 | 0 | 169.27 | 1697.57 | 0 | 45.64
Florida | 8 | 2042 | 205.86 | 27556.91 | 17132.63 | 9238.65 | 839 | 0 | 2548.74 | 5370.97 | 27227.8 | 422.69 | 0 | 159.92 | 4109.11 | 3213.83
Georgia | 8 | 2042 | 1932.2 | 3622.04 | 6664.41 | 11213.37 | 3184 | 0 | 3381.78 | 601.6 | 9886.48 | 0 | 59.3 | 702.72 | 1852.74 | 1547.04
Idaho | 8 | 2042 | 7884 | 148.08 | 153.01 | 0 | 0 | 19.6 | 456.99 | 34.59 | 0 | 0 | 968.44 | 0 | 640.2 | 215.81
Illinois | 8 | 2042 | 992.8 | 15777.77 | 1708.98 | 971.09 | 7920 | 0 | 6015.44 | 375.7 | 0 | 0 | 23933.03 | 0.4 | 961.75 | 918.76
Indiana | 8 | 2042 | 587.17 | 10284.53 | 1850.25 | 4915.55 | 0 | 0 | 3837.09 | 338.09 | 0 | 0 | 18979.74 | 0 | 1109.94 | 804.39
Iowa | 8 | 2042 | 1129.17 | 130.53 | 645.65 | 910.92 | 0 | 0 | 5929.83 | 567.54 | 0 | 0 | 30259.91 | 0 | 2200 | 338.83
Kansas | 8 | 2042 | 2.6 | 505.48 | 0 | 1198.97 | 1166 | 0 | 3946.78 | 632.26 | 864 | 0 | 26117.07 | 0 | 733.93 | 516.55
Kentucky | 8 | 2042 | 1273.33 | 3614.78 | 1291.29 | 8376.82 | 0 | 0 | 2545.15 | 82.56 | 0 | 0 | 35.2 | 0 | 525.91 | 549.2
Louisiana | 8 | 2042 | 192 | 673.35 | 3564.91 | 2935.05 | 2124 | 0 | 2406.11 | 842.54 | 0 | 0 | 0 | 242.6 | 5662.65 | 739.52
Maine | 8 | 2042 | 3587.53 | 80.19 | 771.21 | 0 | 0 | 0 | 396.15 | 302.53 | 0 | 0 | 289.63 | 461.37 | 287.53 | 104.62
Maryland | 8 | 2042 | 602.67 | 405.71 | 878.26 | 2185.34 | 0 | 0 | 540.93 | 805.47 | 0 | 0 | 2694 | 5171.12 | 220 | 471.18
Massachusetts | 8 | 2042 | 1336.59 | 5735.78 | 2348.72 | 16.72 | 0 | 0 | 498.15 | 765.41 | 0 | 0 | 194.7 | 7397.3 | 1540 | 627.19
Michigan | 8 | 2042 | 759.47 | 13468.02 | 1911.06 | 2149.49 | 1111 | 0 | 2344.11 | 562.95 | 0 | 0 | 33940.14 | 1642 | 8431.64 | 1101.06
Minnesota | 8 | 2042 | 185.6 | 877.21 | 215.94 | 488.43 | 0 | 0 | 3978.99 | 259.7 | 0 | 0 | 25241.24 | 0 | 350.27 | 583.8
Mississippi | 8 | 2042 | 59.39 | 2035.23 | 3605.58 | 1082.55 | 1266 | 0 | 3187.52 | 74.84 | 861.25 | 0 | 0 | 0 | 3480 | 469.98
Missouri | 8 | 2042 | 1318.45 | 2978.38 | 1052.68 | 1536.26 | 1190 | 0 | 3617.8 | 719.19 | 0 | 0 | 2898.33 | 0 | 1759.71 | 1071.96
Montana | 8 | 2042 | 3579.52 | 25.94 | 0 | 8.23 | 0 | 0 | 269.72 | 176.22 | 0 | 0 | 6834.72 | 0 | 10.69 | 103.69
Nebraska | 8 | 2042 | 194.3 | 405.95 | 251.04 | 491.98 | 0 | 0 | 3896.52 | 266.48 | 0 | 0 | 12725.23 | 0 | 2233.75 | 231.48
Nevada | 8 | 2042 | 1357.52 | 185.09 | 1415.55 | 106.94 | 0 | 4094.61 | 68.28 | 2401.42 | 765.55 | 1031.82 | 2925.61 | 0 | 100.95 | 419.53
New Hampshire | 8 | 2042 | 445.4 | 0 | 815.62 | 0 | 1220.1 | 0 | 375.12 | 76.13 | 584.54 | 0 | 24 | 0 | 0 | 97.08
New Jersey | 8 | 2042 | 13.2 | 742.54 | 936.42 | 803.13 | 2191 | 0 | 387.43 | 1133.23 | 0 | 0 | 489.1 | 16661.52 | 959.12 | 952.27
New Mexico | 8 | 2042 | 78.7 | 365.24 | 127.09 | 501.65 | 0 | 1265.39 | 236.29 | 729.44 | 2810.27 | 2501.31 | 11089.92 | 0 | 1965.56 | 413.59
New York | 8 | 2042 | 5447.95 | 13882.73 | 3821.51 | 3425.13 | 0 | 0 | 1965.05 | 5078.56 | 0 | 0 | 5315.33 | 12618.73 | 3220 | 977.16
North Carolina | 8 | 2042 | 1827.5 | 5032.56 | 315.88 | 4730.55 | 3100 | 0 | 2248.32 | 1162.72 | 0 | 0 | 3272 | 25923.33 | 315 | 721.13
North Dakota | 8 | 2042 | 614 | 0.19 | 0 | 36.63 | 0 | 0 | 453.09 | 30.48 | 0 | 0 | 12015.75 | 0 | 4378.3 | 96.08
Ohio | 8 | 2042 | 317.61 | 3517.9 | 1676.52 | 11357.75 | 1235 | 0 | 3687.71 | 150.87 | 0 | 0 | 1855.01 | 2697.69 | 1320 | 1057.62
Oklahoma | 8 | 2042 | 1020.13 | 254.31 | 3180.49 | 1690.19 | 0 | 0 | 2400.34 | 754.46 | 0 | 96 | 18772.55 | 0 | 3394 | 743.83
Oregon | 8 | 2042 | 11948.56 | 82.55 | 819.94 | 33.82 | 0 | 1179.34 | 612.53 | 466.12 | 0 | 0 | 6231.55 | 34.3 | 1123.36 | 528.31
Pennsylvania | 8 | 2042 | 3594.91 | 7463.17 | 8026.83 | 10600.29 | 5364 | 0 | 1849.43 | 1422.22 | 0 | 0 | 2219.53 | 4980.4 | 7076.82 | 1348.41
Rhode Island | 8 | 2042 | 4.3 | 0 | 1356.01 | 0 | 0 | 0 | 42.67 | 367.12 | 487.42 | 0 | 15.3 | 814.47 | 0 | 128.21
South Carolina | 8 | 2042 | 1363 | 1635.91 | 1543.35 | 4761.33 | 3224 | 0 | 2081.38 | 153.82 | 0 | 0 | 1150.3 | 6226.3 | 2774.91 | 925.33
South Dakota | 8 | 2042 | 1730.4 | 298 | 0 | 21.57 | 0 | 0 | 1726.02 | 128.62 | 0 | 0 | 10508.55 | 0 | 3877.23 | 120.72
Tennessee | 8 | 2042 | 5891.62 | 9464.07 | 1661.4 | 3347.02 | 3398 | 0 | 3050.87 | 128.86 | 0 | 0 | 136.3 | 0 | 4525.72 | 965.89
Texas | 8 | 2042 | 672.2 | 11195.84 | 19336.62 | 12987.03 | 4860 | 0 | 4916.5 | 8280.41 | 25025.56 | 944.49 | 24091.47 | 6440.37 | 18769.73 | 4473.17
Utah | 8 | 2042 | 262.4 | 348.39 | 248.26 | 259.84 | 0 | 1313.34 | 149.46 | 513.91 | 0 | 63.08 | 1928.21 | 0 | 667.24 | 334.47
Vermont | 8 | 2042 | 305.6 | 0.28 | 0 | 0 | 0 | 0 | 173.51 | 64.33 | 0 | 0 | 36.01 | 0 | 614.72 | 63.05
Virginia | 8 | 2042 | 919.19 | 21249.35 | 2058.92 | 2246.06 | 910 | 0 | 1685 | 609.18 | 0 | 0 | 3521.7 | 18248.07 | 4209.3 | 1351.32
Washington | 8 | 2042 | 26272.68 | 110.65 | 769.6 | 110.05 | 1131 | 0 | 742.73 | 2426.75 | 0 | 0 | 9689.1 | 0 | 1724 | 955.74
West Virginia | 8 | 2042 | 324.6 | 794.95 | 0 | 7487.48 | 0 | 0 | 946.46 | 36.29 | 0 | 0 | 2322.89 | 0 | 324.96 | 139.16
Wisconsin | 8 | 2042 | 1411.13 | 1766.56 | 1066.42 | 259.61 | 0 | 0 | 2697.91 | 399.85 | 0 | 0 | 5974.57 | 1277 | 478.6 | 396.2
Wyoming | 8 | 2042 | 1968.04 | 69.72 | 0 | 162.73 | 0 | 0 | 154.59 | 119.22 | 0 | 0 | 9875.48 | 0 | 1913.46 | 70.94
Alabama | 8 | 2044 | 4648.9 | 602.98 | 4347.69 | 6557.73 | 860 | 0 | 3698.27 | 240.87 | 0 | 0 | 2.9 | 2.4 | 2510 | 1020.55
Arizona | 8 | 2044 | 4012.2 | 356.55 | 5073.46 | 217.83 | 3875 | 0 | 211.56 | 6301.74 | 4336.78 | 17031.62 | 8741 | 0 | 724.24 | 1272.92
Arkansas | 8 | 2044 | 1308.8 | 88.1 | 2289.5 | 270.74 | 998 | 0 | 2398.98 | 81.07 | 0 | 0 | 915.47 | 0 | 560.93 | 475.17
California | 8 | 2044 | 14169.45 | 12529.55 | 5814.9 | 21.39 | 4324 | 16220.97 | 1904.7 | 18997.13 | 7132.06 | 6822.11 | 6257.12 | 940.2 | 9194.52 | 3331.99
Colorado | 8 | 2044 | 643.2 | 908.35 | 939.47 | 202.37 | 0 | 0 | 668.41 | 3286.29 | 0 | 1062.47 | 8795.89 | 0 | 5621.11 | 535.42
Connecticut | 8 | 2044 | 411.41 | 109.41 | 1060.59 | 107.43 | 1155 | 0 | 356.57 | 1249.95 | 220.74 | 0 | 0 | 0 | 31 | 337.66
Delaware | 8 | 2044 | 15.72 | 88.33 | 313.83 | 154.73 | 0 | 0 | 14.26 | 387.83 | 0 | 0 | 169.27 | 1697.57 | 0 | 45.23
Florida | 8 | 2044 | 205.86 | 25719.79 | 15990.46 | 9238.65 | 839 | 0 | 2553.77 | 6074.74 | 27405.31 | 1081.12 | 0 | 204.56 | 4635 | 3299.51
Georgia | 8 | 2044 | 1932.2 | 3380.57 | 6220.12 | 11213.37 | 3184 | 0 | 3523.74 | 740.72 | 12853.37 | 0 | 59.3 | 702.72 | 1854.6 | 1539.25
Idaho | 8 | 2044 | 9849.38 | 138.21 | 142.81 | 0 | 0 | 19.6 | 456.99 | 41.99 | 0 | 0 | 1280.7 | 0 | 647.48 | 246.77
Illinois | 8 | 2044 | 1061.03 | 14725.78 | 1595.05 | 584.84 | 7920 | 0 | 5997.42 | 422.99 | 0 | 0 | 23938.89 | 137.6 | 961.75 | 964.9
Indiana | 8 | 2044 | 594.52 | 9598.93 | 1726.9 | 3366.13 | 0 | 0 | 3668.34 | 363.22 | 0 | 0 | 19061.18 | 0 | 1379.65 | 795.49
Iowa | 8 | 2044 | 1129.17 | 121.9 | 602.61 | 580.29 | 0 | 0 | 5895.93 | 598.65 | 0 | 0 | 34088.1 | 0 | 2200 | 335.71
Kansas | 8 | 2044 | 2.6 | 471.78 | 0 | 757.36 | 1166 | 0 | 3892.6 | 664.76 | 864 | 0 | 26672.11 | 0 | 733.93 | 445.69
Kentucky | 8 | 2044 | 1316.49 | 3373.8 | 1205.21 | 6749.45 | 0 | 0 | 2532.63 | 97.58 | 0 | 0 | 49.9 | 0 | 575.34 | 530.75
Louisiana | 8 | 2044 | 192 | 628.46 | 3327.25 | 2010.45 | 2124 | 0 | 2304.52 | 878.09 | 0 | 0 | 0 | 242.6 | 7106 | 731.32
Maine | 8 | 2044 | 3587.53 | 74.85 | 719.79 | 0 | 0 | 0 | 396.15 | 322.83 | 0 | 0 | 289.63 | 461.37 | 287.53 | 103.8
Maryland | 8 | 2044 | 646.93 | 1427.16 | 819.71 | 1517.59 | 0 | 0 | 542.03 | 899.34 | 0 | 0 | 2694 | 5171.12 | 220 | 467.61
Massachusetts | 8 | 2044 | 1336.59 | 6315.37 | 2192.14 | 7.92 | 0 | 0 | 498.15 | 831.33 | 0 | 0 | 194.7 | 7397.3 | 1540 | 621.57
Michigan | 8 | 2044 | 759.47 | 13405 | 1783.65 | 1187.2 | 1111 | 0 | 2304.48 | 631.84 | 0 | 0 | 33940.14 | 1642 | 8431.64 | 1095.52
Minnesota | 8 | 2044 | 185.6 | 818.73 | 201.54 | 233.86 | 0 | 0 | 3944.72 | 325.46 | 0 | 0 | 27114.39 | 0 | 350.27 | 579.53
Mississippi | 8 | 2044 | 1281.58 | 1899.55 | 3365.21 | 902.18 | 1266 | 0 | 3180.72 | 88.91 | 952.52 | 0 | 0 | 0 | 4143.31 | 474.42
Missouri | 8 | 2044 | 1318.45 | 2779.88 | 982.5 | 936.63 | 1190 | 0 | 3568.42 | 827.26 | 0 | 0 | 3066.01 | 0 | 1851.86 | 1186.82
Montana | 8 | 2044 | 5151.64 | 24.21 | 0 | 3.86 | 0 | 0 | 276.88 | 189.25 | 0 | 0 | 6839.36 | 0 | 10.69 | 130
Nebraska | 8 | 2044 | 194.3 | 378.92 | 234.31 | 314.6 | 0 | 0 | 3924.45 | 292.85 | 0 | 0 | 12725.23 | 0 | 2233.75 | 230.11
Nevada | 8 | 2044 | 1357.52 | 172.75 | 1321.18 | 58.69 | 0 | 4094.61 | 74.3 | 2559.51 | 765.55 | 1503.99 | 3047.15 | 0 | 100.95 | 420.66
New Hampshire | 8 | 2044 | 445.4 | 0 | 761.25 | 0 | 1220.1 | 0 | 375.12 | 83.83 | 584.54 | 0 | 24 | 0 | 0 | 102.24
New Jersey | 8 | 2044 | 13.2 | 1509.41 | 873.99 | 733.87 | 2191 | 0 | 419.46 | 1248.76 | 0 | 0 | 489.1 | 16661.52 | 959.12 | 942.91
New Mexico | 8 | 2044 | 78.7 | 340.89 | 118.62 | 320.92 | 0 | 1265.39 | 234.07 | 781.14 | 2810.27 | 4139.22 | 11700.23 | 0 | 1965.56 | 413.23
New York | 8 | 2044 | 5447.95 | 13704.38 | 3566.74 | 3425.13 | 0 | 0 | 2018.12 | 5499.77 | 0 | 0 | 5612.61 | 12618.73 | 3220 | 1040.39
North Carolina | 8 | 2044 | 1827.5 | 4697.18 | 294.82 | 4438.85 | 3100 | 0 | 2270.33 | 1296.95 | 0 | 0 | 3272 | 25923.33 | 315 | 717.85
North Dakota | 8 | 2044 | 614 | 0.18 | 0 | 17.17 | 0 | 0 | 3203.57 | 38.58 | 0 | 0 | 12454.98 | 0 | 4378.3 | 95.5
Ohio | 8 | 2044 | 317.61 | 3283.45 | 1564.75 | 9866.07 | 1235 | 0 | 3946.37 | 199.35 | 0.12 | 0 | 2241.49 | 2697.69 | 3062.08 | 1073.99
Oklahoma | 8 | 2044 | 1020.13 | 237.36 | 2968.46 | 1036.57 | 0 | 0 | 2337.85 | 809.94 | 0 | 105.64 | 18772.55 | 0 | 3394 | 718.59
Oregon | 8 | 2044 | 11948.56 | 77.05 | 765.28 | 15.86 | 0 | 1179.34 | 610.08 | 469.56 | 0 | 0 | 6347.6 | 37.47 | 1123.36 | 555
Pennsylvania | 8 | 2044 | 3664.36 | 6965.64 | 7491.71 | 8446.73 | 5364 | 0 | 1849.43 | 1562.16 | 0 | 0 | 2251.93 | 4980.4 | 7076.82 | 1341.07
Rhode Island | 8 | 2044 | 4.3 | 0 | 1265.61 | 0 | 0 | 0 | 42.67 | 391.01 | 487.42 | 0 | 15.3 | 814.47 | 0 | 126.95
South Carolina | 8 | 2044 | 1363 | 1526.89 | 1440.46 | 4648.07 | 3224 | 0 | 2114.19 | 186.57 | 0 | 0 | 1150.3 | 6430.59 | 2934.94 | 861.97
South Dakota | 8 | 2044 | 1730.4 | 278.15 | 0 | 11.33 | 0 | 0 | 2862.76 | 139.56 | 0 | 0 | 14012.93 | 0 | 3877.23 | 136.69
Tennessee | 8 | 2044 | 5891.62 | 8833.14 | 1550.64 | 2341.16 | 3398 | 0 | 2948.85 | 169.32 | 0 | 0 | 136.3 | 0 | 5925.19 | 952.39
Texas | 8 | 2044 | 672.2 | 10449.44 | 18047.51 | 10415.36 | 4860 | 0 | 4790.4 | 9164.21 | 25025.56 | 2416.62 | 24309.02 | 6440.37 | 18938.58 | 4600.24
Utah | 8 | 2044 | 262.4 | 325.13 | 231.71 | 167.18 | 0 | 1313.34 | 163.36 | 590.65 | 0 | 111.69 | 2350.7 | 0 | 667.24 | 339.08
Vermont | 8 | 2044 | 305.6 | 0.27 | 0 | 0 | 0 | 0 | 173.51 | 70.82 | 0 | 0 | 36.01 | 0 | 686.19 | 87.68
Virginia | 8 | 2044 | 951.24 | 21501.32 | 1921.66 | 2133.88 | 910 | 0 | 1694.53 | 718.81 | 0 | 0 | 3521.7 | 18248.07 | 4209.3 | 1342.89
Washington | 8 | 2044 | 26272.68 | 103.27 | 718.29 | 51.59 | 1131 | 0 | 735.91 | 2445.5 | 0 | 0 | 10566.22 | 0 | 1724 | 955.17
West Virginia | 8 | 2044 | 324.6 | 741.96 | 0 | 6710.89 | 0 | 0 | 946.46 | 46.01 | 0 | 0 | 2359.19 | 0 | 880 | 137.42
Wisconsin | 8 | 2044 | 1411.13 | 1648.85 | 995.32 | 165.68 | 0 | 0 | 2689.03 | 449.88 | 0 | 0 | 5974.88 | 1277 | 490.56 | 393.01
Wyoming | 8 | 2044 | 1968.04 | 65.07 | 0 | 79.14 | 0 | 0 | 152.9 | 133.07 | 0 | 0 | 10820.68 | 0 | 1913.46 | 83.11
Alabama | 8 | 2046 | 4648.9 | 562.78 | 4057.84 | 5322.14 | 860 | 0 | 3648.1 | 290.42 | 0 | 0 | 2.9 | 2.4 | 2510 | 1013.01
Arizona | 8 | 2046 | 4012.2 | 332.78 | 4735.23 | 103.14 | 3875 | 0 | 221.75 | 6541.3 | 4336.78 | 22074.11 | 9032.79 | 0 | 724.24 | 1276.13
Arkansas | 8 | 2046 | 1308.8 | 82.23 | 2136.87 | 172.79 | 998 | 0 | 2387.27 | 94.37 | 0 | 0 | 915.47 | 0 | 688 | 501.6
California | 8 | 2046 | 14169.45 | 11694.25 | 5427.24 | 10.03 | 4324 | 16220.97 | 2074.36 | 19653.77 | 7546.57 | 9514.43 | 7313.74 | 940.2 | 9194.52 | 3333.94
Colorado | 8 | 2046 | 643.2 | 847.8 | 876.84 | 95.23 | 0 | 0 | 653.91 | 3388.66 | 0 | 1837.44 | 11024.74 | 0 | 5621.11 | 537.02
Connecticut | 8 | 2046 | 741.84 | 219.39 | 989.89 | 73.51 | 1155 | 0 | 352.98 | 1346.49 | 220.74 | 0 | 0 | 0 | 31 | 334.68
Delaware | 8 | 2046 | 15.72 | 82.44 | 292.91 | 102.61 | 0 | 0 | 14.57 | 415.07 | 0 | 0 | 169.27 | 1697.57 | 0 | 44.83
Florida | 8 | 2046 | 205.86 | 24005.13 | 14924.43 | 9202.76 | 839 | 0 | 2630.15 | 6801.49 | 31302.94 | 1623.14 | 0 | 492.56 | 7695.82 | 3299.15
Georgia | 8 | 2046 | 1932.2 | 3155.2 | 5805.44 | 11213.37 | 3184 | 0 | 3818.46 | 891.23 | 12853.37 | 0 | 59.3 | 721.13 | 1854.6 | 1531.57
Idaho | 8 | 2046 | 9849.38 | 128.99 | 133.29 | 0 | 0 | 19.6 | 615.09 | 51.12 | 0 | 0 | 1715.92 | 0 | 656.21 | 299.02
Illinois | 8 | 2046 | 1061.03 | 13744.1 | 1488.71 | 322.09 | 7920 | 0 | 5975.61 | 475.66 | 0 | 0 | 23954.2 | 137.6 | 961.75 | 920.09
Indiana | 8 | 2046 | 594.52 | 8959.04 | 1611.77 | 2171.71 | 0 | 0 | 3535.47 | 390.57 | 0 | 0 | 19076.21 | 0 | 1508.34 | 786.75
Iowa | 8 | 2046 | 1194.36 | 112.08 | 562.43 | 298.31 | 0 | 0 | 5858.1 | 630.84 | 0 | 0 | 34090.9 | 0 | 2200 | 332.62
Kansas | 8 | 2046 | 2.6 | 440.33 | 0 | 479.44 | 1166 | 0 | 3865.33 | 697.72 | 864 | 0 | 27546.47 | 0 | 733.93 | 611.06
Kentucky | 8 | 2046 | 1316.49 | 3148.89 | 1124.86 | 5686.39 | 0 | 0 | 2580.03 | 115.65 | 0 | 0 | 54.1 | 0 | 782.14 | 526
Louisiana | 8 | 2046 | 192 | 586.56 | 3105.44 | 1286.14 | 2124 | 0 | 2216.4 | 917.01 | 0 | 0 | 0 | 242.6 | 7433.95 | 693.7
Maine | 8 | 2046 | 3587.53 | 69.86 | 671.81 | 0 | 0 | 0 | 396.15 | 343.22 | 0 | 0 | 289.63 | 533.62 | 287.53 | 103.02
Maryland | 8 | 2046 | 646.93 | 2928.01 | 765.06 | 1087.56 | 0 | 0 | 545.93 | 1000.6 | 0 | 0 | 2908.8 | 5171.12 | 220 | 464.16
Massachusetts | 8 | 2046 | 1336.59 | 6299.59 | 2046 | 3.75 | 0 | 0 | 498.15 | 896.87 | 0 | 0 | 194.7 | 7664.48 | 1540 | 616.17
Michigan | 8 | 2046 | 2260.59 | 13379.35 | 1664.74 | 621.88 | 1111 | 0 | 2267.64 | 703.01 | 0 | 0 | 33940.14 | 1642 | 8450.46 | 1127.28
Minnesota | 8 | 2046 | 185.6 | 763.94 | 188.1 | 109.77 | 0 | 0 | 3928.99 | 397.09 | 0 | 0 | 29093.91 | 0 | 350.27 | 589.81
Mississippi | 8 | 2046 | 1281.58 | 1772.91 | 3140.86 | 701.1 | 1266 | 0 | 3168.2 | 104.87 | 952.52 | 0 | 0 | 0 | 4800 | 464.21
Missouri | 8 | 2046 | 1318.45 | 2595.03 | 917 | 519.35 | 1190 | 0 | 3526.08 | 939.36 | 0 | 0 | 3141.8 | 0 | 1953.7 | 1196.37
Montana | 8 | 2046 | 5151.64 | 22.5 | 0 | 1.81 | 0 | 0 | 585.11 | 203.75 | 0 | 0 | 6842.89 | 0 | 10.69 | 159
Nebraska | 8 | 2046 | 194.3 | 352.9 | 218.68 | 165.39 | 0 | 0 | 3904.87 | 318.23 | 0 | 0 | 12725.23 | 0 | 2233.75 | 228.02
Nevada | 8 | 2046 | 1357.52 | 161.23 | 1233.11 | 27.57 | 0 | 4094.61 | 81.32 | 2725.96 | 765.55 | 2236.95 | 4156.44 | 0 | 100.95 | 421.79
New Hampshire | 8 | 2046 | 445.4 | 0 | 710.5 | 0 | 1220.1 | 0 | 375.12 | 91.77 | 584.54 | 0 | 24 | 0 | 0 | 96.05
New Jersey | 8 | 2046 | 13.2 | 2342.79 | 815.72 | 516.08 | 2191 | 0 | 398.51 | 1368.76 | 0 | 0 | 489.1 | 16661.52 | 1172.16 | 933.77
New Mexico | 8 | 2046 | 78.7 | 318.17 | 110.71 | 168.73 | 0 | 1265.39 | 214.22 | 834.67 | 2810.27 | 6924.34 | 13277.59 | 0 | 1965.56 | 433.78
New York | 8 | 2046 | 5447.95 | 12843.44 | 3328.96 | 3425.13 | 0 | 0 | 2058.05 | 5924.44 | 0 | 0 | 5988.97 | 12655.33 | 3220 | 1015.84
North Carolina | 8 | 2046 | 1827.5 | 4384.15 | 275.17 | 3851.87 | 3100 | 0 | 2241.19 | 1435.08 | 0 | 0 | 3272 | 26530 | 315 | 714.63
North Dakota | 8 | 2046 | 614 | 0.05 | 0 | 8.05 | 0 | 0 | 3838.89 | 48 | 0 | 0 | 12454.98 | 0 | 4387.63 | 104.07
Ohio | 8 | 2046 | 352.55 | 3064.62 | 1460.43 | 7915.64 | 1235 | 0 | 4117.31 | 258.41 | 1.19 | 0 | 3106.23 | 2754.69 | 3062.08 | 1034.52
Oklahoma | 8 | 2046 | 1020.13 | 221.53 | 2770.56 | 641.94 | 0 | 0 | 2302.79 | 867.89 | 0 | 105.64 | 18772.55 | 0 | 3394 | 713.54
Oregon | 8 | 2046 | 11948.56 | 71.91 | 714.26 | 7.43 | 0 | 1179.34 | 609.23 | 473.02 | 0 | 0 | 6368.53 | 37.47 | 1123.36 | 564.75
Pennsylvania | 8 | 2046 | 3664.36 | 6625.74 | 6992.26 | 7029.94 | 5364 | 0 | 2054.66 | 1711.28 | 0 | 0 | 2472.53 | 5244.19 | 7076.82 | 1438.42
Rhode Island | 8 | 2046 | 4.3 | 0 | 1181.23 | 0 | 0 | 0 | 42.67 | 415.83 | 487.42 | 0 | 15.3 | 814.47 | 0 | 172.3
South Carolina | 8 | 2046 | 1363 | 1425.15 | 1344.43 | 4046.55 | 3224 | 0 | 2105.72 | 227.02 | 0 | 0 | 1150.3 | 7458.89 | 3086.39 | 827.76
South Dakota | 8 | 2046 | 1730.4 | 259.24 | 0 | 5.31 | 0 | 0 | 2897.88 | 150.73 | 0 | 0 | 18868.52 | 0 | 3932.87 | 94.92
Tennessee | 8 | 2046 | 5891.62 | 8244.27 | 1447.27 | 1494.41 | 3398 | 0 | 2848.67 | 218.73 | 0 | 0 | 136.3 | 0 | 5925.19 | 946.13
Texas | 8 | 2046 | 691.49 | 9752.81 | 16844.34 | 7646.53 | 4860 | 0 | 4554.99 | 10041.48 | 25025.56 | 5295.19 | 24680.61 | 6440.37 | 19253.71 | 4596.73
Utah | 8 | 2046 | 262.4 | 303.45 | 216.27 | 101.11 | 0 | 1313.34 | 168.77 | 666.25 | 0 | 111.69 | 2532.7 | 0 | 667.24 | 422.65
Vermont | 8 | 2046 | 932.15 | 0.07 | 0 | 0 | 0 | 0 | 173.51 | 77.48 | 0 | 0 | 36.01 | 0 | 761.21 | 86.94
Virginia | 8 | 2046 | 951.24 | 20593.66 | 1793.55 | 2061.64 | 910 | 0 | 1703.88 | 836.97 | 0 | 0 | 3673.67 | 18767.05 | 4209.3 | 1334.55
Washington | 8 | 2046 | 27291.81 | 96.33 | 670.4 | 10.47 | 1131 | 0 | 819.4 | 2464.57 | 0 | 0 | 11212.84 | 0 | 1724 | 954.61
West Virginia | 8 | 2046 | 324.6 | 692.49 | 0 | 6210.89 | 0 | 0 | 946.46 | 57.3 | 0 | 0 | 2857.7 | 0 | 880 | 135.7
Wisconsin | 8 | 2046 | 1411.13 | 1537.87 | 928.97 | 78.96 | 0 | 0 | 2677.4 | 509.93 | 0 | 0 | 6012.33 | 1277 | 490.56 | 408.62
Wyoming | 8 | 2046 | 1968.04 | 60.73 | 0 | 37.1 | 0 | 0 | 268.51 | 147.31 | 0 | 0 | 10934.08 | 0 | 1913.46 | 91.46
Alabama | 8 | 2048 | 4648.9 | 525.26 | 3787.32 | 3941.36 | 860 | 0 | 3567.08 | 342.36 | 864 | 0 | 2.9 | 2.4 | 2510 | 1005.41
Arizona | 8 | 2048 | 4012.2 | 310.6 | 4419.55 | 48.15 | 3875 | 0 | 265.19 | 6819.6 | 4336.78 | 29086.47 | 9032.79 | 0 | 724.24 | 762.9
Arkansas | 8 | 2048 | 1308.8 | 76.75 | 1994.41 | 110.22 | 998 | 0 | 2381.42 | 109.16 | 0 | 0 | 915.47 | 0 | 688 | 468.81
California | 8 | 2048 | 14169.45 | 10914.63 | 5065.43 | 4.7 | 4324 | 16220.97 | 2099.65 | 20326.78 | 8896.57 | 13214.67 | 7840.9 | 944.2 | 9194.52 | 3305.04
Colorado | 8 | 2048 | 643.2 | 791.28 | 818.38 | 44.84 | 0 | 0 | 808.85 | 3501.19 | 0 | 2952.15 | 11122.32 | 0 | 5621.11 | 276.59
Connecticut | 8 | 2048 | 741.84 | 204.76 | 923.89 | 46.9 | 1155 | 0 | 350.49 | 1444.35 | 220.74 | 0 | 0 | 0 | 31 | 465.45
Delaware | 8 | 2048 | 15.72 | 76.95 | 273.38 | 50.86 | 0 | 0 | 14.36 | 443.06 | 0 | 0 | 169.27 | 1697.57 | 0 | 44.44
Florida | 8 | 2048 | 243.99 | 22404.79 | 13929.47 | 8109.9 | 839 | 0 | 2625.37 | 7536.26 | 31974.2 | 1623.14 | 0 | 492.56 | 10338.44 | 3227.13
Georgia | 8 | 2048 | 1932.2 | 2944.85 | 5418.41 | 11213.37 | 3184 | 0 | 4211.05 | 1050.26 | 12882.58 | 0 | 59.3 | 721.13 | 1854.6 | 1523.81
Idaho | 8 | 2048 | 11633.56 | 120.39 | 124.4 | 0 | 0 | 19.6 | 989.79 | 61.83 | 0 | 0 | 1818.85 | 0 | 656.21 | 306.86
Illinois | 8 | 2048 | 1061.03 | 12827.86 | 1389.46 | 188.81 | 7920 | 0 | 5966.95 | 531.69 | 0 | 0 | 23957.97 | 137.6 | 961.75 | 840.94
Indiana | 8 | 2048 | 594.52 | 8361.81 | 1504.32 | 1382.98 | 0 | 0 | 3464.65 | 419.36 | 0 | 0 | 19076.21 | 0 | 1760 | 778.11
Iowa | 8 | 2048 | 1194.36 | 104.63 | 524.94 | 161.15 | 0 | 0 | 5840.88 | 664.26 | 0 | 0 | 34090.9 | 0 | 2200 | 329.54
Kansas | 8 | 2048 | 2.6 | 410.97 | 0 | 226.07 | 1166 | 0 | 3831.01 | 731.85 | 864 | 0 | 27546.47 | 0 | 733.93 | 607.07
Kentucky | 8 | 2048 | 1329.67 | 2938.98 | 1049.87 | 3862.17 | 0 | 0 | 2407.61 | 135.18 | 0 | 0 | 54.1 | 0 | 1817.77 | 521.54
Louisiana | 8 | 2048 | 192 | 547.46 | 2898.41 | 822.77 | 2124 | 0 | 2172.38 | 957.85 | 0 | 0 | 0 | 242.6 | 7829.26 | 583.68
Maine | 8 | 2048 | 3587.53 | 65.2 | 627.02 | 0 | 0 | 0 | 396.15 | 362.21 | 0 | 0 | 289.63 | 533.62 | 287.53 | 102.25
Maryland | 8 | 2048 | 646.93 | 2732.81 | 714.06 | 684.86 | 0 | 0 | 550.98 | 1099.4 | 0 | 0 | 2910.36 | 5667.6 | 220 | 460.75
Massachusetts | 8 | 2048 | 1336.59 | 6087.41 | 1909.6 | 1.78 | 0 | 0 | 498.15 | 964.15 | 0 | 0 | 194.7 | 7664.48 | 1540 | 610.94
Michigan | 8 | 2048 | 2269.81 | 12487.39 | 1553.76 | 340.71 | 1111 | 0 | 2251.95 | 776.84 | 0 | 0 | 33940.14 | 1642 | 8450.46 | 1124.79
Minnesota | 8 | 2048 | 185.6 | 713.01 | 175.56 | 51.55 | 0 | 0 | 3958.17 | 469.35 | 0 | 0 | 29556.84 | 0 | 350.27 | 585.75
Mississippi | 8 | 2048 | 1281.58 | 1654.72 | 2931.47 | 574.56 | 1266 | 0 | 3166.68 | 122.32 | 1816.52 | 0 | 0 | 0 | 4800 | 461.25
Missouri | 8 | 2048 | 1372.16 | 2437.97 | 855.87 | 269.66 | 1190 | 0 | 3499.06 | 1045.21 | 0 | 0 | 3141.8 | 0 | 2046.58 | 1186.45
Montana | 8 | 2048 | 5151.64 | 21 | 0 | 0.85 | 0 | 0 | 669.47 | 219.69 | 0 | 0 | 7231.88 | 0 | 10.69 | 159.09
Nebraska | 8 | 2048 | 194.3 | 329.38 | 204.11 | 86.95 | 0 | 0 | 3901.95 | 343.2 | 0 | 0 | 12725.23 | 0 | 2233.75 | 226.03
Nevada | 8 | 2048 | 1357.52 | 150.48 | 1150.9 | 12.03 | 0 | 4094.61 | 79.91 | 2899.39 | 765.55 | 2259.29 | 4416.42 | 0 | 100.95 | 217.21
New Hampshire | 8 | 2048 | 445.4 | 0 | 663.13 | 0 | 1220.1 | 0 | 375.12 | 100.74 | 584.54 | 0 | 24 | 0 | 0 | 95.58
New Jersey | 8 | 2048 | 13.2 | 2186.61 | 761.34 | 361.41 | 2191 | 0 | 388.76 | 1493.81 | 0 | 0 | 489.1 | 16883.58 | 1172.16 | 924.77
New Mexico | 8 | 2048 | 78.7 | 296.95 | 103.33 | 88.72 | 0 | 1265.39 | 239.58 | 889.49 | 2810.27 | 12466.49 | 13396.14 | 0 | 1965.56 | 378.13
New York | 8 | 2048 | 5447.95 | 11987.21 | 3107.03 | 3204.94 | 0 | 0 | 2106.74 | 6351.31 | 0 | 0 | 5988.97 | 12655.33 | 3898.11 | 1028.11
North Carolina | 8 | 2048 | 2196.52 | 4091.99 | 256.83 | 3198.94 | 3100 | 0 | 2239.41 | 1583.59 | 0 | 0 | 3272 | 26530 | 315 | 780.73
North Dakota | 8 | 2048 | 614 | 0.05 | 0 | 3.77 | 0 | 0 | 3846.16 | 58.21 | 0 | 0 | 12480.12 | 0 | 4401.16 | 103.07
Ohio | 8 | 2048 | 352.55 | 2860.38 | 1363.07 | 5382.69 | 1235 | 0 | 3962.27 | 326.4 | 5.51 | 0 | 3835.66 | 2754.69 | 3062.08 | 1023.04
Oklahoma | 8 | 2048 | 1020.13 | 206.76 | 2585.86 | 344.9 | 0 | 0 | 2270.49 | 928.13 | 0 | 105.64 | 18772.55 | 0 | 3394 | 953.03
Oregon | 8 | 2048 | 11948.56 | 67.12 | 666.64 | 0 | 0 | 1179.34 | 808.93 | 476.53 | 0 | 0 | 8499.73 | 54.22 | 1123.36 | 577.23
Pennsylvania | 8 | 2048 | 3664.36 | 6184.03 | 6526.11 | 5601.72 | 5364 | 0 | 2122.66 | 1869.02 | 0 | 0 | 2472.53 | 5244.19 | 7076.82 | 1305.19
Rhode Island | 8 | 2048 | 4.3 | 0 | 1102.48 | 0 | 0 | 0 | 42.67 | 441.01 | 487.42 | 0 | 15.3 | 814.47 | 0 | 174.73
South Carolina | 8 | 2048 | 1363 | 1330.19 | 1254.8 | 3000.56 | 3224 | 0 | 1985.26 | 272.62 | 0 | 0 | 1150.3 | 8188.57 | 3244.91 | 717.74
South Dakota | 8 | 2048 | 1730.4 | 241.96 | 0 | 2.49 | 0 | 0 | 2916.85 | 161.73 | 0 | 0 | 25668.49 | 0 | 3932.87 | 82.23
Tennessee | 8 | 2048 | 5891.62 | 7694.65 | 1350.78 | 940.47 | 3398 | 0 | 2795.19 | 280.06 | 532.69 | 0 | 136.3 | 0 | 7188.81 | 1004.28
Texas | 8 | 2048 | 691.49 | 9102.62 | 15721.39 | 5187.68 | 4860 | 0 | 4357.62 | 10947.16 | 25025.56 | 9997.2 | 24908.59 | 6440.37 | 19253.71 | 4408.96
Utah | 8 | 2048 | 262.4 | 283.22 | 201.85 | 47.4 | 0 | 1313.34 | 180.57 | 739.69 | 0 | 111.69 | 2532.7 | 0 | 677.62 | 422.74
Vermont | 8 | 2048 | 932.15 | 0.07 | 0 | 0 | 0 | 0 | 173.81 | 84.39 | 0 | 0 | 36.01 | 0 | 836.76 | 61.47
Virginia | 8 | 2048 | 951.24 | 19220.79 | 1673.98 | 1993.21 | 910 | 0 | 1780.15 | 963.18 | 0 | 0 | 3673.67 | 18768.75 | 4209.3 | 1336.38
Washington | 8 | 2048 | 27291.81 | 89.91 | 625.71 | 4.91 | 1131 | 0 | 967.26 | 2483.99 | 0 | 0 | 12105.1 | 0 | 1724 | 956.38
West Virginia | 8 | 2048 | 324.6 | 646.33 | 0 | 5735.21 | 0 | 0 | 1232.96 | 70.54 | 0 | 0 | 2857.7 | 0 | 880 | 133.98
Wisconsin | 8 | 2048 | 1463.53 | 1435.37 | 867.04 | 37.9 | 0 | 0 | 2673.03 | 579.52 | 0 | 0 | 6020.39 | 1277 | 490.56 | 405.44
Wyoming | 8 | 2048 | 1968.04 | 56.68 | 0 | 17.39 | 0 | 0 | 355.17 | 162.14 | 0 | 0 | 11071.18 | 0 | 1913.46 | 73.81
Alabama | 8 | 2050 | 4648.9 | 490.25 | 3534.83 | 2348.92 | 860 | 0 | 3402.91 | 395.8 | 864 | 0 | 2.9 | 2.4 | 2510 | 512.59
Arizona | 8 | 2050 | 4012.2 | 289.89 | 4124.91 | 22.5 | 3875 | 0 | 260.83 | 7128.41 | 4336.78 | 39158.53 | 9032.79 | 0 | 724.24 | 658.72
Arkansas | 8 | 2050 | 1308.8 | 71.63 | 1861.45 | 51.68 | 998 | 0 | 2373.55 | 125.07 | 0 | 0 | 915.47 | 0 | 859.67 | 465.66
California | 8 | 2050 | 14169.45 | 10186.99 | 4727.73 | 1.18 | 4324 | 16220.97 | 2099.16 | 21014.16 | 10579.64 | 14357.73 | 7840.9 | 944.2 | 9194.52 | 2738.86
Colorado | 8 | 2050 | 643.2 | 738.47 | 763.82 | 20.98 | 0 | 0 | 859.54 | 3624.55 | 0 | 4268.83 | 11122.32 | 0 | 5621.11 | 315.56
Connecticut | 8 | 2050 | 741.84 | 191.11 | 862.3 | 21.99 | 1155 | 0 | 347.14 | 1543.4 | 220.74 | 0 | 0 | 0 | 31 | 461.38
Delaware | 8 | 2050 | 15.72 | 71.82 | 255.15 | 25.42 | 0 | 0 | 14.11 | 471.46 | 0 | 0 | 169.27 | 1697.57 | 0 | 44.05
Florida | 8 | 2050 | 243.99 | 20911.14 | 13000.84 | 7243.94 | 839 | 0 | 2746.3 | 8304.5 | 32289.05 | 1623.14 | 0 | 492.56 | 11427.42 | 3414.64
Georgia | 8 | 2050 | 1932.2 | 2748.53 | 5057.19 | 7836.81 | 3184 | 0 | 3860.98 | 1219.66 | 14424.09 | 0 | 59.3 | 721.13 | 1854.6 | 1516.12
Idaho | 8 | 2050 | 11633.56 | 112.36 | 116.11 | 0 | 0 | 19.6 | 989.79 | 74.02 | 0 | 0 | 1835.25 | 0 | 657.02 | 306.52
Illinois | 8 | 2050 | 1061.03 | 11972.7 | 1296.83 | 88.73 | 7920 | 0 | 5956.32 | 595.2 | 0 | 0 | 23958.37 | 137.6 | 961.75 | 849.34
Indiana | 8 | 2050 | 594.52 | 7804.39 | 1404.03 | 659.91 | 0 | 0 | 3369.28 | 447.96 | 0 | 0 | 19076.21 | 0 | 1760 | 769.48
Iowa | 8 | 2050 | 1194.36 | 97.67 | 489.94 | 81.38 | 0 | 0 | 5839.59 | 696.96 | 0 | 0 | 34090.9 | 0 | 2200 | 326.44
Kansas | 8 | 2050 | 2.6 | 383.57 | 0 | 105.99 | 1166 | 0 | 3816.58 | 765.33 | 864 | 0 | 27546.47 | 0 | 733.93 | 603.18
Kentucky | 8 | 2050 | 1329.67 | 2743.05 | 979.88 | 2356.72 | 0 | 0 | 2251.74 | 157.75 | 0 | 0 | 54.1 | 0 | 1889.17 | 508.78
Louisiana | 8 | 2050 | 192 | 510.96 | 2705.18 | 385.73 | 2124 | 0 | 2113.09 | 999.87 | 0 | 0 | 0 | 242.6 | 7860 | 448.65
Maine | 8 | 2050 | 3587.53 | 60.85 | 585.22 | 0 | 0 | 0 | 396.15 | 380.57 | 0 | 0 | 289.63 | 533.62 | 340.53 | 142.36
Maryland | 8 | 2050 | 646.93 | 2550.62 | 666.45 | 472.29 | 0 | 0 | 563.06 | 1204.16 | 0 | 0 | 2910.36 | 5667.6 | 220 | 457.26
Massachusetts | 8 | 2050 | 1336.59 | 5870.01 | 1782.29 | 0.84 | 0 | 0 | 498.15 | 1032.05 | 0 | 0 | 194.7 | 7664.48 | 1540 | 686.56
Michigan | 8 | 2050 | 2269.81 | 11654.9 | 1450.17 | 160.35 | 1111 | 0 | 2240.4 | 855.04 | 0 | 0 | 33940.14 | 1642 | 8607.57 | 1192.45
Minnesota | 8 | 2050 | 185.6 | 665.48 | 163.86 | 24.17 | 0 | 0 | 4083.63 | 540.61 | 0 | 0 | 32122.29 | 0 | 350.27 | 581.71
Mississippi | 8 | 2050 | 1281.58 | 1544.41 | 2736.04 | 468.15 | 1266 | 0 | 3163.65 | 141.55 | 1816.52 | 0 | 0 | 0 | 4835.1 | 456.07
Missouri | 8 | 2050 | 1372.16 | 2275.46 | 798.81 | 126.58 | 1190 | 0 | 3481.91 | 1151.62 | 0 | 0 | 3141.8 | 0 | 2046.58 | 1188.25
Montana | 8 | 2050 | 5151.64 | 19.6 | 0 | 0.4 | 0 | 0 | 700.63 | 236.58 | 0 | 0 | 7792.02 | 0 | 11.21 | 166.23
Nebraska | 8 | 2050 | 194.3 | 307.43 | 190.5 | 40.77 | 0 | 0 | 3895.69 | 364.87 | 0 | 0 | 12725.23 | 0 | 2280.99 | 219.97
Nevada | 8 | 2050 | 1357.52 | 140.45 | 1074.17 | 4.47 | 0 | 4094.61 | 79.13 | 3077.68 | 765.55 | 2263.76 | 4416.42 | 0 | 100.95 | 217.79
New Hampshire | 8 | 2050 | 445.4 | 0 | 618.92 | 0 | 1220.1 | 0 | 375.12 | 110.21 | 584.54 | 0 | 24 | 0 | 0 | 95.09
New Jersey | 8 | 2050 | 13.2 | 2040.83 | 710.59 | 224.86 | 2191 | 0 | 374.7 | 1621.65 | 168.37 | 0 | 489.1 | 16883.58 | 1172.16 | 915.68
New Mexico | 8 | 2050 | 78.7 | 277.16 | 96.44 | 41.59 | 0 | 1265.39 | 231.27 | 945.75 | 2810.27 | 23947.43 | 13396.14 | 0 | 1965.56 | 257.21
New York | 8 | 2050 | 5447.95 | 11267.26 | 2899.89 | 2191.78 | 0 | 0 | 1971.51 | 6771.66 | 973.53 | 0 | 6214.11 | 12681.72 | 3898.11 | 1016.36
North Carolina | 8 | 2050 | 2196.52 | 3819.29 | 239.7 | 2683.51 | 3100 | 0 | 2246.85 | 1738.21 | 0 | 0 | 3272 | 26530 | 315 | 708.16
North Dakota | 8 | 2050 | 614 | 0.04 | 0 | 1.77 | 0 | 0 | 3854.36 | 69.64 | 0 | 0 | 12546.21 | 0 | 4418.92 | 102.08
Ohio | 8 | 2050 | 352.55 | 2669.75 | 1272.2 | 3106.98 | 1235 | 0 | 3734.53 | 402.96 | 5.51 | 0 | 3835.66 | 2754.69 | 3068.22 | 836.27
Oklahoma | 8 | 2050 | 1020.13 | 192.98 | 2413.47 | 161.84 | 0 | 0 | 2350.81 | 989.36 | 0 | 105.64 | 18772.55 | 0 | 3394 | 812.17
Oregon | 8 | 2050 | 11948.56 | 62.64 | 622.2 | 0 | 0 | 1179.34 | 808.93 | 480.06 | 0 | 0 | 10131.55 | 54.22 | 1123.36 | 689.72
Pennsylvania | 8 | 2050 | 3664.36 | 5771.78 | 6091.04 | 3716.65 | 5364 | 0 | 2009.32 | 2030.11 | 0 | 0 | 2472.53 | 5244.19 | 7083.66 | 1290.92
Rhode Island | 8 | 2050 | 4.3 | 0 | 1028.99 | 0 | 0 | 0 | 42.67 | 466.89 | 487.42 | 0 | 15.3 | 814.47 | 0 | 123.38
South Carolina | 8 | 2050 | 1363 | 1241.55 | 1171.15 | 2350.08 | 3224 | 0 | 1953.41 | 322.27 | 0 | 0 | 1150.3 | 8188.57 | 3413.45 | 780.77
South Dakota | 8 | 2050 | 1730.4 | 225.83 | 0 | 1.17 | 0 | 0 | 2916.67 | 172.33 | 0 | 0 | 26606.75 | 0 | 3932.87 | 85.67
Tennessee | 8 | 2050 | 5891.62 | 7181.68 | 1260.73 | 440.95 | 3398 | 0 | 2727.97 | 351.19 | 532.69 | 0 | 136.3 | 0 | 9304.09 | 997.72
Texas | 8 | 2050 | 691.49 | 8495.78 | 14673.29 | 2877.53 | 4860 | 0 | 4194.9 | 11872.17 | 25025.56 | 15830.2 | 24908.59 | 6440.37 | 19253.71 | 4425.96
Utah | 8 | 2050 | 262.4 | 264.33 | 188.39 | 22.22 | 0 | 1313.34 | 176.13 | 817.97 | 0 | 111.69 | 2532.7 | 0 | 680.66 | 422.79
Vermont | 8 | 2050 | 932.15 | 0.06 | 0 | 0 | 0 | 0 | 173.81 | 91.28 | 0 | 0 | 36.01 | 0 | 917.16 | 85.52
Virginia | 8 | 2050 | 951.24 | 17939.44 | 1562.38 | 1725.44 | 910 | 0 | 1813.69 | 1095.61 | 0 | 0 | 3673.67 | 18768.75 | 4608.73 | 1328.08
Washington | 8 | 2050 | 27291.81 | 83.91 | 584 | 0 | 1131 | 0 | 966.39 | 2504.1 | 0 | 0 | 13450.41 | 0 | 1724 | 1140.77
West Virginia | 8 | 2050 | 324.6 | 603.24 | 0 | 4773.59 | 0 | 0 | 1220.28 | 84.78 | 0 | 0 | 2857.7 | 0 | 1123.14 | 132.27
Wisconsin | 8 | 2050 | 1463.53 | 1339.38 | 809.23 | 18.17 | 0 | 0 | 2671.18 | 651.02 | 0 | 0 | 6020.39 | 1277 | 490.56 | 402.21
Wyoming | 8 | 2050 | 1968.04 | 52.9 | 0 | 8.15 | 0 | 0 | 354.03 | 177.7 | 0 | 0 | 11910.36 | 0 | 1913.46 | 89.73

## MCGLT
hard coal | Installed Capacity (MW) | 0 | 999999999
| Max Growth Amount (MW) | 16055 | 16055
natural gas nonpeaker | Installed Capacity (MW) | 0 | 999999999
| Max Growth Amount (MW) | 44066.3 | 44066.3
nuclear | Installed Capacity (MW) | 0 | 999999999
| Max Growth Amount (MW) | 9893.6 | 9893.6
hydro | Installed Capacity (MW) | 0 | 999999999
| Max Growth Amount (MW) | 3493.3 | 3493.3
wind | Installed Capacity (MW) | 0 | 999999999
| Max Growth Amount (MW) | 40000 | 40000
solar PV | Installed Capacity (MW) | 0 | 1000 | 9000 | 50000 | 100000 | 999999999
| Max Growth Amount (MW) | 475 | 1000 | 5200 | 15000 | 40000 | 40000
solar thermal | Installed Capacity (MW) | 0 | 999999999
| Max Growth Amount (MW) | 804.8 | 804.8
biomass | Installed Capacity (MW) | 0 | 999999999
| Max Growth Amount (MW) | 813.2 | 813.2
geothermal | Installed Capacity (MW) | 0 | 999999999
| Max Growth Amount (MW) | 465.6 | 465.6
petroleum | Installed Capacity (MW) | 0 | 999999999
| Max Growth Amount (MW) | 5787.7 | 5787.7
natural gas peaker | Installed Capacity (MW) | 0 | 999999999
| Max Growth Amount (MW) | 23520.2 | 23520.2
lignite | Installed Capacity (MW) | 0 | 999999999
| Max Growth Amount (MW) | 1578.3 | 1578.3
offshore wind | Installed Capacity (MW) | 0 | 1061.8 | 3124.6 | 6101.32 | 11313.13 | 17213.64 | 31561.37 | 45090.46 | 62858.22 | 999999999
| Max Growth Amount (MW) | 1327.25 | 1327.25 | 2578.5 | 3720.9 | 6514.7625 | 7375.6375 | 17934.6625 | 16911.3625 | 22209.7 | 22209.7
crude oil | Installed Capacity (MW) | 0 | 999999999
| Max Growth Amount (MW) | 0 | 0
heavy or residual fuel oil | Installed Capacity (MW) | 0 | 999999999
| Max Growth Amount (MW) | 0 | 0
municipal solid waste | Installed Capacity (MW) | 0 | 999999999
| Max Growth Amount (MW) | 407.2 | 407.2