## About
DSCF Distributed Solar Capacity Factor
Source: | NREL
2018
Annual Technology Baseline 2018
https://atb.nrel.gov/
"Solar - PV Dist. Res" tab
Notes
We use the average of the "Low" and "Mid" cases for each city.
(We do not use the "Constant" case in the average.)

## Solar - PV Dist. Res
Solar Distributed Residential PV Inputs | [9 empty] | https://atb.nrel.gov/electricity/2017/index.html?t=sr
Inputs
[8 empty] | Take me to: | [9 empty] | Calculated
| X |  |  |  | Current Costs
[6 empty] | Techno-Economic Cost and Performance Parameters |  | Net Capacity Factor (%) | Res PV - Seattle | 12.58% |  |  | Basis Year: |  | 2016
[9 empty] | Res PV - Chicago | 14.79%
[9 empty] | Res PV - Kansas City | 16.21% |  |  | Residential Solar Photovoltaic
[9 empty] | Res PV - Los Angeles | 18.21%
[9 empty] | Res PV - Daggett, CA | 20.81%
Representative Dist. Res system is fixed-tilt roof mounted with capacity of 5 kW
[8 empty] | Annual Energy Production (kWh/kW) | Res PV - Seattle | 1102.3825 |  |  | Overnight Capital Cost, Fixed O&M, and Variable O&M costs represent $/kW DC;
[9 empty] | Res PV - Chicago | 1295.2845 |  |  | Capacity factor includes a conversion to AC. Therefore LCOE reflects $/MWh AC.
[9 empty] | Res PV - Kansas City | 1419.7678 |  |  | Capacity factors chosen here to reflect range of across the continental U.S. using NREL PVWATTS
[9 empty] | Res PV - Los Angeles | 1595.2692
[9 empty] | Res PV - Daggett, CA | 1822.7832
[17 empty] | Available | Available
[8 empty] | CAPEX ($/kW) | Res PV - Seattle | 3782.0442 | [6 empty] | Capacity | Generation
[9 empty] | Res PV - Chicago | 3782.0442 | [6 empty] | (GW) | (GWh)
[9 empty] | Res PV - Kansas City | 3782.0442 | [6 empty] | 731 | 926000
[9 empty] | Res PV - Los Angeles | 3782.0442
[9 empty] | Res PV - Daggett, CA | 3782.0442
[13 empty] | Res PV - Seattle | Res PV - Seattle | ATB values reflect annual average capacity factor over life of plant including estimated degradation, starting at 0.75% per year, reducing to 0.3% and 0.5% annual degradation by 2050 for the low- and mid-cases.
[8 empty] | Construction Financing Cost ($/kW) | Res PV - Seattle | 0 |  |  | Res PV - Chicago | Res PV - Chicago
[9 empty] | Res PV - Chicago | 0 |  |  | Res PV - Kansas City | Res PV - Kansas City
[9 empty] | Res PV - Kansas City | 0 |  |  | Res PV - Los Angeles | Res PV - Los Angeles
[9 empty] | Res PV - Los Angeles | 0 |  |  | Res PV - Daggett, CA | Res PV - Daggett, CA
[9 empty] | Res PV - Daggett, CA | 0
Financial Assumptions:
[8 empty] | Overnight Capital Cost ($/kW) | Res PV - Seattle | 3782.0442 |  |  | Inflation Rate |  |  |  | 2.5%
[9 empty] | Res PV - Chicago | 3782.0442 |  |  | Capital Recovery Period (Years) |  |  |  | 30
[9 empty] | Res PV - Kansas City | 3782.0442 |  |  | Interest Rate Nominal - Mid |  |  |  | 3.73%
[9 empty] | Res PV - Los Angeles | 3782.0442
[9 empty] | Res PV - Daggett, CA | 3782.0442
[13 empty] | Calculated Interest Rate Real - Mid |  |  |  | 1.2%
[8 empty] | Fixed Operation and Maintenance Expenses ($/kW/yr) | Res PV - Seattle | 24.2003 |  |  | Interest During Construction - Nominal |  |  |  | 3.73%
[9 empty] | Res PV - Chicago | 24.2003 |  |  | Rate of Return on Equity Nominal - Mid |  |  |  | 9.03%
[9 empty] | Res PV - Kansas City | 24.2003 |  |  | Calculated Rate of Return on Equity Real - Mid |  |  |  | 6.371%
[9 empty] | Res PV - Los Angeles | 24.2003
[9 empty] | Res PV - Daggett, CA | 24.2003
[13 empty] | Debt Fraction - Mid |  |  |  | 60%
[8 empty] | Variable Operation and Maintenance Expenses ($/MWh) | Res PV - Seattle | 0 |  |  | Tax Rate (Federal and State) |  |  |  | 25.74%
[9 empty] | Res PV - Chicago | 0 |  |  | WACC Nominal - Mid |  |  |  | 5.274%
[9 empty] | Res PV - Kansas City | 0 |  |  | WACC Real - Mid |  |  |  | 2.706%
[9 empty] | Res PV - Los Angeles | 0
[9 empty] | Res PV - Daggett, CA | 0
[13 empty] | Depreciation Period |  |  |  | 5
[13 empty] | Construction Finance Factor |  |  |  | 1
[6 empty] | Finance |  | Weighted Average Cost of Capital (WACC) (Nominal) (%) | Res PV - Seattle | 5.274% |  |  | Present Value of Depreciation |  |  |  | 0.86849
[9 empty] | Res PV - Chicago | 5.274% |  |  | Project Finance Factor |  |  |  | 1.0456
[9 empty] | Res PV - Kansas City | 5.274% |  |  | Capital Recovery Factor (CRF) Nominal - Mid |  |  |  | 6.71%
[9 empty] | Res PV - Los Angeles | 5.274%
[9 empty] | Res PV - Daggett, CA | 5.274%
[13 empty] | Capital Recovery Factor (CRF) Real - Mid |  |  |  | 4.91%
[6 empty] | Grid Connection Costs |  | Grid Connection Costs (GCC) ($/kW) | Res PV - Seattle | 0 |  |  | Construction Duration yrs |  | 0
[9 empty] | Res PV - Chicago | 0 |  |  | Year | Capital | Accumulated
[9 empty] | Res PV - Kansas City | 0 |  |  | Index | Fraction | Interest
[9 empty] | Res PV - Los Angeles | 0
[9 empty] | Res PV - Daggett, CA | 0
[13 empty] | 0 | 100% | 1.0137
[8 empty] | Grid Feature Costs ($/kW) | Res PV - Seattle | 0 |  |  | 1 | 0% | 1.0419
[9 empty] | Res PV - Chicago | 0 |  |  | 2 | 0% | 1.0712
[9 empty] | Res PV - Kansas City | 0
[9 empty] | Res PV - Los Angeles | 0
[9 empty] | Res PV - Daggett, CA | 0
[12 empty] | MACRS yr | 1 | 2 | 3 | 4 | 5 | 6
[8 empty] | Onshore Spur Line Costs ($/kW) | Res PV - Seattle | 0 |  | Depreciation | 0.2 | 0.32 | 0.192 | 0.1152 | 0.1152 | 0.0576
[9 empty] | Res PV - Chicago | 0 |  | Fraction
[9 empty] | Res PV - Kansas City | 0 |  | Depreciation | 0.9499 | 0.90232 | 0.85711 | 0.81417 | 0.77338 | 0.73464
[9 empty] | Res PV - Los Angeles | 0
[9 empty] | Res PV - Daggett, CA | 0
Factor
[6 empty] | LCOE |  | Levelized Cost of Energy ($/MWh) | Res PV - Seattle | 198.0884
[9 empty] | Res PV - Chicago | 168.5878
[9 empty] | Res PV - Kansas City | 153.8063
[9 empty] | Res PV - Los Angeles | 136.8855
[9 empty] | Res PV - Daggett, CA | 119.7999
[8 empty] | Overnight Levelized Cost of Energy ($/MWh) | Res PV - Seattle | 198.0884
[9 empty] | Res PV - Chicago | 168.5878
[9 empty] | Res PV - Kansas City | 153.8063
[9 empty] | Res PV - Los Angeles | 136.8855
[9 empty] | Res PV - Daggett, CA | 119.7999
***Note: For future projections, low, mid, and high refer to the resulting low, mid, and high LCOE projections.
|  |  | X |  | Future Projections
[10 empty] | 2016 | 2017 | 2018 | 2019 | 2020 | 2021 | 2022 | 2023 | 2024 | 2025 | 2026 | 2027 | 2028 | 2029 | 2030 | 2031 | 2032 | 2033 | 2034 | 2035 | 2036 | 2037 | 2038 | 2039 | 2040 | 2041 | 2042 | 2043 | 2044 | 2045 | 2046 | 2047 | 2048 | 2049 | 2050
[6 empty] | Techno-Economic Cost and Performance Parameters |  | Net Capacity Factor (%) | Res PV - Seattle - Low | 12.58% | 12.6% | 12.61% | 12.63% | 12.64% | 12.65% | 12.67% | 12.68% | 12.7% | 12.71% | 12.72% | 12.74% | 12.75% | 12.77% | 12.78% | 12.79% | 12.81% | 12.82% | 12.84% | 12.85% | 12.86% | 12.88% | 12.89% | 12.91% | 12.92% | 12.93% | 12.95% | 12.96% | 12.97% | 12.99% | 13% | 13.02% | 13.03% | 13.04% | 13.07%
[9 empty] | Res PV - Seattle - Mid | 12.58% | 12.59% | 12.6% | 12.61% | 12.61% | 12.62% | 12.63% | 12.64% | 12.65% | 12.65% | 12.66% | 12.67% | 12.68% | 12.68% | 12.69% | 12.7% | 12.71% | 12.71% | 12.72% | 12.73% | 12.74% | 12.75% | 12.75% | 12.76% | 12.77% | 12.78% | 12.78% | 12.79% | 12.8% | 12.81% | 12.81% | 12.82% | 12.83% | 12.84% | 12.85%
[9 empty] | Res PV - Seattle - Constant | 12.58% | 12.58% | 12.58% | 12.58% | 12.58% | 12.58% | 12.58% | 12.58% | 12.58% | 12.58% | 12.58% | 12.58% | 12.58% | 12.58% | 12.58% | 12.58% | 12.58% | 12.58% | 12.58% | 12.58% | 12.58% | 12.58% | 12.58% | 12.58% | 12.58% | 12.58% | 12.58% | 12.58% | 12.58% | 12.58% | 12.58% | 12.58% | 12.58% | 12.58% | 12.58%
[9 empty] | Res PV - Chicago - Low | 14.79% | 14.8% | 14.82% | 14.84% | 14.85% | 14.87% | 14.88% | 14.9% | 14.92% | 14.93% | 14.95% | 14.97% | 14.98% | 15% | 15.02% | 15.03% | 15.05% | 15.06% | 15.08% | 15.1% | 15.11% | 15.13% | 15.15% | 15.16% | 15.18% | 15.2% | 15.21% | 15.23% | 15.25% | 15.26% | 15.28% | 15.29% | 15.31% | 15.33% | 15.36%
[9 empty] | Res PV - Chicago - Mid | 14.79% | 14.8% | 14.8% | 14.81% | 14.82% | 14.83% | 14.84% | 14.85% | 14.86% | 14.87% | 14.88% | 14.89% | 14.89% | 14.9% | 14.91% | 14.92% | 14.93% | 14.94% | 14.95% | 14.96% | 14.97% | 14.98% | 14.98% | 14.99% | 15% | 15.01% | 15.02% | 15.03% | 15.04% | 15.05% | 15.06% | 15.07% | 15.07% | 15.08% | 15.1%
[9 empty] | Res PV - Chicago - Constant | 14.79% | 14.79% | 14.79% | 14.79% | 14.79% | 14.79% | 14.79% | 14.79% | 14.79% | 14.79% | 14.79% | 14.79% | 14.79% | 14.79% | 14.79% | 14.79% | 14.79% | 14.79% | 14.79% | 14.79% | 14.79% | 14.79% | 14.79% | 14.79% | 14.79% | 14.79% | 14.79% | 14.79% | 14.79% | 14.79% | 14.79% | 14.79% | 14.79% | 14.79% | 14.79%
[9 empty] | Res PV - Kansas City - Low | 16.21% | 16.23% | 16.24% | 16.26% | 16.28% | 16.3% | 16.32% | 16.33% | 16.35% | 16.37% | 16.39% | 16.4% | 16.42% | 16.44% | 16.46% | 16.48% | 16.49% | 16.51% | 16.53% | 16.55% | 16.57% | 16.58% | 16.6% | 16.62% | 16.64% | 16.66% | 16.67% | 16.69% | 16.71% | 16.73% | 16.75% | 16.76% | 16.78% | 16.8% | 16.84%
[9 empty] | Res PV - Kansas City - Mid | 16.21% | 16.22% | 16.23% | 16.24% | 16.25% | 16.26% | 16.27% | 16.28% | 16.29% | 16.3% | 16.31% | 16.32% | 16.33% | 16.34% | 16.35% | 16.36% | 16.37% | 16.38% | 16.38% | 16.39% | 16.4% | 16.41% | 16.42% | 16.43% | 16.44% | 16.45% | 16.46% | 16.47% | 16.48% | 16.49% | 16.5% | 16.51% | 16.52% | 16.53% | 16.55%
[9 empty] | Res PV - Kansas City - Constant | 16.21% | 16.21% | 16.21% | 16.21% | 16.21% | 16.21% | 16.21% | 16.21% | 16.21% | 16.21% | 16.21% | 16.21% | 16.21% | 16.21% | 16.21% | 16.21% | 16.21% | 16.21% | 16.21% | 16.21% | 16.21% | 16.21% | 16.21% | 16.21% | 16.21% | 16.21% | 16.21% | 16.21% | 16.21% | 16.21% | 16.21% | 16.21% | 16.21% | 16.21% | 16.21%
[9 empty] | Res PV - Los Angeles - Low | 18.21% | 18.23% | 18.25% | 18.27% | 18.29% | 18.31% | 18.33% | 18.35% | 18.37% | 18.39% | 18.41% | 18.43% | 18.45% | 18.47% | 18.49% | 18.51% | 18.53% | 18.55% | 18.57% | 18.59% | 18.61% | 18.63% | 18.65% | 18.67% | 18.7% | 18.72% | 18.74% | 18.76% | 18.78% | 18.8% | 18.82% | 18.84% | 18.86% | 18.88% | 18.92%
[9 empty] | Res PV - Los Angeles - Mid | 18.21% | 18.22% | 18.23% | 18.24% | 18.26% | 18.27% | 18.28% | 18.29% | 18.3% | 18.31% | 18.32% | 18.33% | 18.34% | 18.35% | 18.37% | 18.38% | 18.39% | 18.4% | 18.41% | 18.42% | 18.43% | 18.44% | 18.45% | 18.47% | 18.48% | 18.49% | 18.5% | 18.51% | 18.52% | 18.53% | 18.54% | 18.55% | 18.57% | 18.58% | 18.6%
[9 empty] | Res PV - Los Angeles - Constant | 18.21% | 18.21% | 18.21% | 18.21% | 18.21% | 18.21% | 18.21% | 18.21% | 18.21% | 18.21% | 18.21% | 18.21% | 18.21% | 18.21% | 18.21% | 18.21% | 18.21% | 18.21% | 18.21% | 18.21% | 18.21% | 18.21% | 18.21% | 18.21% | 18.21% | 18.21% | 18.21% | 18.21% | 18.21% | 18.21% | 18.21% | 18.21% | 18.21% | 18.21% | 18.21%
[9 empty] | Res PV - Daggett, CA - Low | 20.81% | 20.83% | 20.85% | 20.88% | 20.9% | 20.92% | 20.95% | 20.97% | 20.99% | 21.02% | 21.04% | 21.06% | 21.08% | 21.11% | 21.13% | 21.15% | 21.18% | 21.2% | 21.22% | 21.25% | 21.27% | 21.29% | 21.32% | 21.34% | 21.36% | 21.38% | 21.41% | 21.43% | 21.45% | 21.48% | 21.5% | 21.52% | 21.55% | 21.57% | 21.62%
[9 empty] | Res PV - Daggett, CA - Mid | 20.81% | 20.82% | 20.83% | 20.85% | 20.86% | 20.87% | 20.88% | 20.9% | 20.91% | 20.92% | 20.93% | 20.95% | 20.96% | 20.97% | 20.99% | 21% | 21.01% | 21.02% | 21.04% | 21.05% | 21.06% | 21.07% | 21.09% | 21.1% | 21.11% | 21.12% | 21.14% | 21.15% | 21.16% | 21.18% | 21.19% | 21.2% | 21.21% | 21.23% | 21.25%
[9 empty] | Res PV - Daggett, CA - Constant | 20.81% | 20.81% | 20.81% | 20.81% | 20.81% | 20.81% | 20.81% | 20.81% | 20.81% | 20.81% | 20.81% | 20.81% | 20.81% | 20.81% | 20.81% | 20.81% | 20.81% | 20.81% | 20.81% | 20.81% | 20.81% | 20.81% | 20.81% | 20.81% | 20.81% | 20.81% | 20.81% | 20.81% | 20.81% | 20.81% | 20.81% | 20.81% | 20.81% | 20.81% | 20.81%
[10 empty] | 2016 | 2017 | 2018 | 2019 | 2020 | 2021 | 2022 | 2023 | 2024 | 2025 | 2026 | 2027 | 2028 | 2029 | 2030 | 2031 | 2032 | 2033 | 2034 | 2035 | 2036 | 2037 | 2038 | 2039 | 2040 | 2041 | 2042 | 2043 | 2044 | 2045 | 2046 | 2047 | 2048 | 2049 | 2050
[8 empty] | Annual Energy Production (kWh/kW) | Res PV - Seattle - Low | 1102.3825 | 1103.6041 | 1104.8258 | 1106.0474 | 1107.269 | 1108.4906 | 1109.7122 | 1110.9339 | 1112.1555 | 1113.3771 | 1114.5987 | 1115.8204 | 1117.042 | 1118.2636 | 1119.4852 | 1120.7068 | 1121.9285 | 1123.1501 | 1124.3717 | 1125.5933 | 1126.8149 | 1128.0366 | 1129.2582 | 1130.4798 | 1131.7014 | 1132.9231 | 1134.1447 | 1135.3663 | 1136.5879 | 1137.8095 | 1139.0312 | 1140.2528 | 1141.4744 | 1142.696 | 1145.1393
[9 empty] | Res PV - Seattle - Mid | 1102.3825 | 1103.0535 | 1103.7245 | 1104.3954 | 1105.0664 | 1105.7374 | 1106.4084 | 1107.0793 | 1107.7503 | 1108.4213 | 1109.0923 | 1109.7632 | 1110.4342 | 1111.1052 | 1111.7762 | 1112.4471 | 1113.1181 | 1113.7891 | 1114.4601 | 1115.131 | 1115.802 | 1116.473 | 1117.144 | 1117.8149 | 1118.4859 | 1119.1569 | 1119.8279 | 1120.4989 | 1121.1698 | 1121.8408 | 1122.5118 | 1123.1828 | 1123.8537 | 1124.5247 | 1125.8667
[9 empty] | Res PV - Seattle - Constant | 1102.3825 | 1102.3825 | 1102.3825 | 1102.3825 | 1102.3825 | 1102.3825 | 1102.3825 | 1102.3825 | 1102.3825 | 1102.3825 | 1102.3825 | 1102.3825 | 1102.3825 | 1102.3825 | 1102.3825 | 1102.3825 | 1102.3825 | 1102.3825 | 1102.3825 | 1102.3825 | 1102.3825 | 1102.3825 | 1102.3825 | 1102.3825 | 1102.3825 | 1102.3825 | 1102.3825 | 1102.3825 | 1102.3825 | 1102.3825 | 1102.3825 | 1102.3825 | 1102.3825 | 1102.3825 | 1102.3825
[9 empty] | Res PV - Chicago - Low | 1295.2845 | 1296.7198 | 1298.1552 | 1299.5906 | 1301.026 | 1302.4614 | 1303.8968 | 1305.3322 | 1306.7676 | 1308.203 | 1309.6383 | 1311.0737 | 1312.5091 | 1313.9445 | 1315.3799 | 1316.8153 | 1318.2507 | 1319.6861 | 1321.1215 | 1322.5568 | 1323.9922 | 1325.4276 | 1326.863 | 1328.2984 | 1329.7338 | 1331.1692 | 1332.6046 | 1334.04 | 1335.4753 | 1336.9107 | 1338.3461 | 1339.7815 | 1341.2169 | 1342.6523 | 1345.5231
[9 empty] | Res PV - Chicago - Mid | 1295.2845 | 1296.0728 | 1296.8612 | 1297.6496 | 1298.438 | 1299.2264 | 1300.0148 | 1300.8032 | 1301.5916 | 1302.3799 | 1303.1683 | 1303.9567 | 1304.7451 | 1305.5335 | 1306.3219 | 1307.1103 | 1307.8986 | 1308.687 | 1309.4754 | 1310.2638 | 1311.0522 | 1311.8406 | 1312.629 | 1313.4174 | 1314.2057 | 1314.9941 | 1315.7825 | 1316.5709 | 1317.3593 | 1318.1477 | 1318.9361 | 1319.7244 | 1320.5128 | 1321.3012 | 1322.878
[9 empty] | Res PV - Chicago - Constant | 1295.2845 | 1295.2845 | 1295.2845 | 1295.2845 | 1295.2845 | 1295.2845 | 1295.2845 | 1295.2845 | 1295.2845 | 1295.2845 | 1295.2845 | 1295.2845 | 1295.2845 | 1295.2845 | 1295.2845 | 1295.2845 | 1295.2845 | 1295.2845 | 1295.2845 | 1295.2845 | 1295.2845 | 1295.2845 | 1295.2845 | 1295.2845 | 1295.2845 | 1295.2845 | 1295.2845 | 1295.2845 | 1295.2845 | 1295.2845 | 1295.2845 | 1295.2845 | 1295.2845 | 1295.2845 | 1295.2845
[9 empty] | Res PV - Kansas City - Low | 1419.7678 | 1421.3411 | 1422.9145 | 1424.4878 | 1426.0612 | 1427.6345 | 1429.2078 | 1430.7812 | 1432.3545 | 1433.9278 | 1435.5012 | 1437.0745 | 1438.6479 | 1440.2212 | 1441.7945 | 1443.3679 | 1444.9412 | 1446.5145 | 1448.0879 | 1449.6612 | 1451.2345 | 1452.8079 | 1454.3812 | 1455.9546 | 1457.5279 | 1459.1012 | 1460.6746 | 1462.2479 | 1463.8212 | 1465.3946 | 1466.9679 | 1468.5413 | 1470.1146 | 1471.6879 | 1474.8346
[9 empty] | Res PV - Kansas City - Mid | 1419.7678 | 1420.632 | 1421.4961 | 1422.3603 | 1423.2244 | 1424.0886 | 1424.9527 | 1425.8169 | 1426.6811 | 1427.5452 | 1428.4094 | 1429.2735 | 1430.1377 | 1431.0018 | 1431.866 | 1432.7301 | 1433.5943 | 1434.4584 | 1435.3226 | 1436.1868 | 1437.0509 | 1437.9151 | 1438.7792 | 1439.6434 | 1440.5075 | 1441.3717 | 1442.2358 | 1443.1 | 1443.9641 | 1444.8283 | 1445.6925 | 1446.5566 | 1447.4208 | 1448.2849 | 1450.0132
[9 empty] | Res PV - Kansas City - Constant | 1419.7678 | 1419.7678 | 1419.7678 | 1419.7678 | 1419.7678 | 1419.7678 | 1419.7678 | 1419.7678 | 1419.7678 | 1419.7678 | 1419.7678 | 1419.7678 | 1419.7678 | 1419.7678 | 1419.7678 | 1419.7678 | 1419.7678 | 1419.7678 | 1419.7678 | 1419.7678 | 1419.7678 | 1419.7678 | 1419.7678 | 1419.7678 | 1419.7678 | 1419.7678 | 1419.7678 | 1419.7678 | 1419.7678 | 1419.7678 | 1419.7678 | 1419.7678 | 1419.7678 | 1419.7678 | 1419.7678
[9 empty] | Res PV - Los Angeles - Low | 1595.2692 | 1597.037 | 1598.8048 | 1600.5727 | 1602.3405 | 1604.1083 | 1605.8761 | 1607.644 | 1609.4118 | 1611.1796 | 1612.9474 | 1614.7152 | 1616.4831 | 1618.2509 | 1620.0187 | 1621.7865 | 1623.5543 | 1625.3222 | 1627.09 | 1628.8578 | 1630.6256 | 1632.3935 | 1634.1613 | 1635.9291 | 1637.6969 | 1639.4647 | 1641.2326 | 1643.0004 | 1644.7682 | 1646.536 | 1648.3038 | 1650.0717 | 1651.8395 | 1653.6073 | 1657.143
[9 empty] | Res PV - Los Angeles - Mid | 1595.2692 | 1596.2402 | 1597.2112 | 1598.1821 | 1599.1531 | 1600.1241 | 1601.0951 | 1602.066 | 1603.037 | 1604.008 | 1604.979 | 1605.9499 | 1606.9209 | 1607.8919 | 1608.8629 | 1609.8338 | 1610.8048 | 1611.7758 | 1612.7468 | 1613.7177 | 1614.6887 | 1615.6597 | 1616.6307 | 1617.6016 | 1618.5726 | 1619.5436 | 1620.5146 | 1621.4855 | 1622.4565 | 1623.4275 | 1624.3985 | 1625.3694 | 1626.3404 | 1627.3114 | 1629.2533
[9 empty] | Res PV - Los Angeles - Constant | 1595.2692 | 1595.2692 | 1595.2692 | 1595.2692 | 1595.2692 | 1595.2692 | 1595.2692 | 1595.2692 | 1595.2692 | 1595.2692 | 1595.2692 | 1595.2692 | 1595.2692 | 1595.2692 | 1595.2692 | 1595.2692 | 1595.2692 | 1595.2692 | 1595.2692 | 1595.2692 | 1595.2692 | 1595.2692 | 1595.2692 | 1595.2692 | 1595.2692 | 1595.2692 | 1595.2692 | 1595.2692 | 1595.2692 | 1595.2692 | 1595.2692 | 1595.2692 | 1595.2692 | 1595.2692 | 1595.2692
[9 empty] | Res PV - Daggett, CA - Low | 1822.7832 | 1824.8031 | 1826.8231 | 1828.843 | 1830.863 | 1832.8829 | 1834.9029 | 1836.9228 | 1838.9427 | 1840.9627 | 1842.9826 | 1845.0026 | 1847.0225 | 1849.0425 | 1851.0624 | 1853.0824 | 1855.1023 | 1857.1222 | 1859.1422 | 1861.1621 | 1863.1821 | 1865.202 | 1867.222 | 1869.2419 | 1871.2619 | 1873.2818 | 1875.3017 | 1877.3217 | 1879.3416 | 1881.3616 | 1883.3815 | 1885.4015 | 1887.4214 | 1889.4414 | 1893.4812
[9 empty] | Res PV - Daggett, CA - Mid | 1822.7832 | 1823.8926 | 1825.0021 | 1826.1116 | 1827.221 | 1828.3305 | 1829.4399 | 1830.5494 | 1831.6588 | 1832.7683 | 1833.8777 | 1834.9872 | 1836.0966 | 1837.2061 | 1838.3155 | 1839.425 | 1840.5345 | 1841.6439 | 1842.7534 | 1843.8628 | 1844.9723 | 1846.0817 | 1847.1912 | 1848.3006 | 1849.4101 | 1850.5195 | 1851.629 | 1852.7384 | 1853.8479 | 1854.9574 | 1856.0668 | 1857.1763 | 1858.2857 | 1859.3952 | 1861.6141
[9 empty] | Res PV - Daggett, CA - Constant | 1822.7832 | 1822.7832 | 1822.7832 | 1822.7832 | 1822.7832 | 1822.7832 | 1822.7832 | 1822.7832 | 1822.7832 | 1822.7832 | 1822.7832 | 1822.7832 | 1822.7832 | 1822.7832 | 1822.7832 | 1822.7832 | 1822.7832 | 1822.7832 | 1822.7832 | 1822.7832 | 1822.7832 | 1822.7832 | 1822.7832 | 1822.7832 | 1822.7832 | 1822.7832 | 1822.7832 | 1822.7832 | 1822.7832 | 1822.7832 | 1822.7832 | 1822.7832 | 1822.7832 | 1822.7832 | 1822.7832
[10 empty] | 2016 | 2017 | 2018 | 2019 | 2020 | 2021 | 2022 | 2023 | 2024 | 2025 | 2026 | 2027 | 2028 | 2029 | 2030 | 2031 | 2032 | 2033 | 2034 | 2035 | 2036 | 2037 | 2038 | 2039 | 2040 | 2041 | 2042 | 2043 | 2044 | 2045 | 2046 | 2047 | 2048 | 2049 | 2050
[8 empty] | CAPEX ($/kW) | Res PV - Seattle - Low | 3782.0442 | 2897.3828 | 2559.7319 | 2414.4467 | 2256.6021 | 2011.6619 | 1881.4772 | 1791.2926 | 1701.1079 | 1610.9233 | 1520.7386 | 1430.554 | 1340.3693 | 1250.1847 | 1160 | 1101.7655 | 1043.5309 | 985.2964 | 927.0619 | 868.8273 | 810.5928 | 752.3582 | 694.1237 | 635.8892 | 577.6546 | 575.8892 | 574.1237 | 572.3582 | 570.5928 | 568.8273 | 567.0619 | 565.2964 | 563.5309 | 561.7655 | 560
[9 empty] | Res PV - Seattle - Mid | 3782.0442 | 2897.3828 | 2725.5799 | 2586.7779 | 2305.8132 | 2115.789 | 2011.074 | 1946.3589 | 1881.6439 | 1816.9289 | 1752.2138 | 1687.4988 | 1622.7837 | 1558.0687 | 1493.3537 | 1468.0183 | 1442.6829 | 1417.3476 | 1392.0122 | 1366.6768 | 1341.3415 | 1316.0061 | 1290.6707 | 1265.3354 | 1240 | 1230 | 1220 | 1210 | 1200 | 1190 | 1180 | 1170 | 1160 | 1150 | 1140
[9 empty] | Res PV - Seattle - Constant | 3782.0442 | 2897.3828 | 2897.3828 | 2897.3828 | 2897.3828 | 2897.3828 | 2857.3828 | 2857.3828 | 2857.3828 | 2857.3828 | 2857.3828 | 2857.3828 | 2857.3828 | 2857.3828 | 2857.3828 | 2857.3828 | 2857.3828 | 2857.3828 | 2857.3828 | 2857.3828 | 2857.3828 | 2857.3828 | 2857.3828 | 2857.3828 | 2857.3828 | 2857.3828 | 2857.3828 | 2857.3828 | 2857.3828 | 2857.3828 | 2857.3828 | 2857.3828 | 2857.3828 | 2857.3828 | 2857.3828
[9 empty] | Res PV - Chicago - Low | 3782.0442 | 2897.3828 | 2559.7319 | 2414.4467 | 2256.6021 | 2011.6619 | 1881.4772 | 1791.2926 | 1701.1079 | 1610.9233 | 1520.7386 | 1430.554 | 1340.3693 | 1250.1847 | 1160 | 1101.7655 | 1043.5309 | 985.2964 | 927.0619 | 868.8273 | 810.5928 | 752.3582 | 694.1237 | 635.8892 | 577.6546 | 575.8892 | 574.1237 | 572.3582 | 570.5928 | 568.8273 | 567.0619 | 565.2964 | 563.5309 | 561.7655 | 560
[9 empty] | Res PV - Chicago - Mid | 3782.0442 | 2897.3828 | 2725.5799 | 2586.7779 | 2305.8132 | 2115.789 | 2011.074 | 1946.3589 | 1881.6439 | 1816.9289 | 1752.2138 | 1687.4988 | 1622.7837 | 1558.0687 | 1493.3537 | 1468.0183 | 1442.6829 | 1417.3476 | 1392.0122 | 1366.6768 | 1341.3415 | 1316.0061 | 1290.6707 | 1265.3354 | 1240 | 1230 | 1220 | 1210 | 1200 | 1190 | 1180 | 1170 | 1160 | 1150 | 1140
[9 empty] | Res PV - Chicago - Constant | 3782.0442 | 2897.3828 | 2897.3828 | 2897.3828 | 2897.3828 | 2897.3828 | 2857.3828 | 2857.3828 | 2857.3828 | 2857.3828 | 2857.3828 | 2857.3828 | 2857.3828 | 2857.3828 | 2857.3828 | 2857.3828 | 2857.3828 | 2857.3828 | 2857.3828 | 2857.3828 | 2857.3828 | 2857.3828 | 2857.3828 | 2857.3828 | 2857.3828 | 2857.3828 | 2857.3828 | 2857.3828 | 2857.3828 | 2857.3828 | 2857.3828 | 2857.3828 | 2857.3828 | 2857.3828 | 2857.3828
[9 empty] | Res PV - Kansas City - Low | 3782.0442 | 2897.3828 | 2559.7319 | 2414.4467 | 2256.6021 | 2011.6619 | 1881.4772 | 1791.2926 | 1701.1079 | 1610.9233 | 1520.7386 | 1430.554 | 1340.3693 | 1250.1847 | 1160 | 1101.7655 | 1043.5309 | 985.2964 | 927.0619 | 868.8273 | 810.5928 | 752.3582 | 694.1237 | 635.8892 | 577.6546 | 575.8892 | 574.1237 | 572.3582 | 570.5928 | 568.8273 | 567.0619 | 565.2964 | 563.5309 | 561.7655 | 560
[9 empty] | Res PV - Kansas City - Mid | 3782.0442 | 2897.3828 | 2725.5799 | 2586.7779 | 2305.8132 | 2115.789 | 2011.074 | 1946.3589 | 1881.6439 | 1816.9289 | 1752.2138 | 1687.4988 | 1622.7837 | 1558.0687 | 1493.3537 | 1468.0183 | 1442.6829 | 1417.3476 | 1392.0122 | 1366.6768 | 1341.3415 | 1316.0061 | 1290.6707 | 1265.3354 | 1240 | 1230 | 1220 | 1210 | 1200 | 1190 | 1180 | 1170 | 1160 | 1150 | 1140
[9 empty] | Res PV - Kansas City - Constant | 3782.0442 | 2897.3828 | 2897.3828 | 2897.3828 | 2897.3828 | 2897.3828 | 2857.3828 | 2857.3828 | 2857.3828 | 2857.3828 | 2857.3828 | 2857.3828 | 2857.3828 | 2857.3828 | 2857.3828 | 2857.3828 | 2857.3828 | 2857.3828 | 2857.3828 | 2857.3828 | 2857.3828 | 2857.3828 | 2857.3828 | 2857.3828 | 2857.3828 | 2857.3828 | 2857.3828 | 2857.3828 | 2857.3828 | 2857.3828 | 2857.3828 | 2857.3828 | 2857.3828 | 2857.3828 | 2857.3828
[9 empty] | Res PV - Los Angeles - Low | 3782.0442 | 2897.3828 | 2559.7319 | 2414.4467 | 2256.6021 | 2011.6619 | 1881.4772 | 1791.2926 | 1701.1079 | 1610.9233 | 1520.7386 | 1430.554 | 1340.3693 | 1250.1847 | 1160 | 1101.7655 | 1043.5309 | 985.2964 | 927.0619 | 868.8273 | 810.5928 | 752.3582 | 694.1237 | 635.8892 | 577.6546 | 575.8892 | 574.1237 | 572.3582 | 570.5928 | 568.8273 | 567.0619 | 565.2964 | 563.5309 | 561.7655 | 560
[9 empty] | Res PV - Los Angeles - Mid | 3782.0442 | 2897.3828 | 2725.5799 | 2586.7779 | 2305.8132 | 2115.789 | 2011.074 | 1946.3589 | 1881.6439 | 1816.9289 | 1752.2138 | 1687.4988 | 1622.7837 | 1558.0687 | 1493.3537 | 1468.0183 | 1442.6829 | 1417.3476 | 1392.0122 | 1366.6768 | 1341.3415 | 1316.0061 | 1290.6707 | 1265.3354 | 1240 | 1230 | 1220 | 1210 | 1200 | 1190 | 1180 | 1170 | 1160 | 1150 | 1140
[9 empty] | Res PV - Los Angeles - Constant | 3782.0442 | 2897.3828 | 2897.3828 | 2897.3828 | 2897.3828 | 2897.3828 | 2857.3828 | 2857.3828 | 2857.3828 | 2857.3828 | 2857.3828 | 2857.3828 | 2857.3828 | 2857.3828 | 2857.3828 | 2857.3828 | 2857.3828 | 2857.3828 | 2857.3828 | 2857.3828 | 2857.3828 | 2857.3828 | 2857.3828 | 2857.3828 | 2857.3828 | 2857.3828 | 2857.3828 | 2857.3828 | 2857.3828 | 2857.3828 | 2857.3828 | 2857.3828 | 2857.3828 | 2857.3828 | 2857.3828
[9 empty] | Res PV - Daggett, CA - Low | 3782.0442 | 2897.3828 | 2559.7319 | 2414.4467 | 2256.6021 | 2011.6619 | 1881.4772 | 1791.2926 | 1701.1079 | 1610.9233 | 1520.7386 | 1430.554 | 1340.3693 | 1250.1847 | 1160 | 1101.7655 | 1043.5309 | 985.2964 | 927.0619 | 868.8273 | 810.5928 | 752.3582 | 694.1237 | 635.8892 | 577.6546 | 575.8892 | 574.1237 | 572.3582 | 570.5928 | 568.8273 | 567.0619 | 565.2964 | 563.5309 | 561.7655 | 560
[9 empty] | Res PV - Daggett, CA - Mid | 3782.0442 | 2897.3828 | 2725.5799 | 2586.7779 | 2305.8132 | 2115.789 | 2011.074 | 1946.3589 | 1881.6439 | 1816.9289 | 1752.2138 | 1687.4988 | 1622.7837 | 1558.0687 | 1493.3537 | 1468.0183 | 1442.6829 | 1417.3476 | 1392.0122 | 1366.6768 | 1341.3415 | 1316.0061 | 1290.6707 | 1265.3354 | 1240 | 1230 | 1220 | 1210 | 1200 | 1190 | 1180 | 1170 | 1160 | 1150 | 1140
[9 empty] | Res PV - Daggett, CA - Constant | 3782.0442 | 2897.3828 | 2897.3828 | 2897.3828 | 2897.3828 | 2897.3828 | 2857.3828 | 2857.3828 | 2857.3828 | 2857.3828 | 2857.3828 | 2857.3828 | 2857.3828 | 2857.3828 | 2857.3828 | 2857.3828 | 2857.3828 | 2857.3828 | 2857.3828 | 2857.3828 | 2857.3828 | 2857.3828 | 2857.3828 | 2857.3828 | 2857.3828 | 2857.3828 | 2857.3828 | 2857.3828 | 2857.3828 | 2857.3828 | 2857.3828 | 2857.3828 | 2857.3828 | 2857.3828 | 2857.3828
[10 empty] | 2016 | 2017 | 2018 | 2019 | 2020 | 2021 | 2022 | 2023 | 2024 | 2025 | 2026 | 2027 | 2028 | 2029 | 2030 | 2031 | 2032 | 2033 | 2034 | 2035 | 2036 | 2037 | 2038 | 2039 | 2040 | 2041 | 2042 | 2043 | 2044 | 2045 | 2046 | 2047 | 2048 | 2049 | 2050
[8 empty] | Overnight Capital Cost ($/kW) | Res PV - Seattle - Low | 3782.0442 | 2897.3828 | 2559.7319 | 2414.4467 | 2256.6021 | 2011.6619 | 1881.4772 | 1791.2926 | 1701.1079 | 1610.9233 | 1520.7386 | 1430.554 | 1340.3693 | 1250.1847 | 1160 | 1101.7655 | 1043.5309 | 985.2964 | 927.0619 | 868.8273 | 810.5928 | 752.3582 | 694.1237 | 635.8892 | 577.6546 | 575.8892 | 574.1237 | 572.3582 | 570.5928 | 568.8273 | 567.0619 | 565.2964 | 563.5309 | 561.7655 | 560
[9 empty] | Res PV - Seattle - Mid | 3782.0442 | 2897.3828 | 2725.5799 | 2586.7779 | 2305.8132 | 2115.789 | 2011.074 | 1946.3589 | 1881.6439 | 1816.9289 | 1752.2138 | 1687.4988 | 1622.7837 | 1558.0687 | 1493.3537 | 1468.0183 | 1442.6829 | 1417.3476 | 1392.0122 | 1366.6768 | 1341.3415 | 1316.0061 | 1290.6707 | 1265.3354 | 1240 | 1230 | 1220 | 1210 | 1200 | 1190 | 1180 | 1170 | 1160 | 1150 | 1140
[9 empty] | Res PV - Seattle - Constant | 3782.0442 | 2897.3828 | 2897.3828 | 2897.3828 | 2897.3828 | 2897.3828 | 2857.3828 | 2857.3828 | 2857.3828 | 2857.3828 | 2857.3828 | 2857.3828 | 2857.3828 | 2857.3828 | 2857.3828 | 2857.3828 | 2857.3828 | 2857.3828 | 2857.3828 | 2857.3828 | 2857.3828 | 2857.3828 | 2857.3828 | 2857.3828 | 2857.3828 | 2857.3828 | 2857.3828 | 2857.3828 | 2857.3828 | 2857.3828 | 2857.3828 | 2857.3828 | 2857.3828 | 2857.3828 | 2857.3828
[9 empty] | Res PV - Chicago - Low | 3782.0442 | 2897.3828 | 2559.7319 | 2414.4467 | 2256.6021 | 2011.6619 | 1881.4772 | 1791.2926 | 1701.1079 | 1610.9233 | 1520.7386 | 1430.554 | 1340.3693 | 1250.1847 | 1160 | 1101.7655 | 1043.5309 | 985.2964 | 927.0619 | 868.8273 | 810.5928 | 752.3582 | 694.1237 | 635.8892 | 577.6546 | 575.8892 | 574.1237 | 572.3582 | 570.5928 | 568.8273 | 567.0619 | 565.2964 | 563.5309 | 561.7655 | 560
[9 empty] | Res PV - Chicago - Mid | 3782.0442 | 2897.3828 | 2725.5799 | 2586.7779 | 2305.8132 | 2115.789 | 2011.074 | 1946.3589 | 1881.6439 | 1816.9289 | 1752.2138 | 1687.4988 | 1622.7837 | 1558.0687 | 1493.3537 | 1468.0183 | 1442.6829 | 1417.3476 | 1392.0122 | 1366.6768 | 1341.3415 | 1316.0061 | 1290.6707 | 1265.3354 | 1240 | 1230 | 1220 | 1210 | 1200 | 1190 | 1180 | 1170 | 1160 | 1150 | 1140
[9 empty] | Res PV - Chicago - Constant | 3782.0442 | 2897.3828 | 2897.3828 | 2897.3828 | 2897.3828 | 2897.3828 | 2857.3828 | 2857.3828 | 2857.3828 | 2857.3828 | 2857.3828 | 2857.3828 | 2857.3828 | 2857.3828 | 2857.3828 | 2857.3828 | 2857.3828 | 2857.3828 | 2857.3828 | 2857.3828 | 2857.3828 | 2857.3828 | 2857.3828 | 2857.3828 | 2857.3828 | 2857.3828 | 2857.3828 | 2857.3828 | 2857.3828 | 2857.3828 | 2857.3828 | 2857.3828 | 2857.3828 | 2857.3828 | 2857.3828
[9 empty] | Res PV - Kansas City - Low | 3782.0442 | 2897.3828 | 2559.7319 | 2414.4467 | 2256.6021 | 2011.6619 | 1881.4772 | 1791.2926 | 1701.1079 | 1610.9233 | 1520.7386 | 1430.554 | 1340.3693 | 1250.1847 | 1160 | 1101.7655 | 1043.5309 | 985.2964 | 927.0619 | 868.8273 | 810.5928 | 752.3582 | 694.1237 | 635.8892 | 577.6546 | 575.8892 | 574.1237 | 572.3582 | 570.5928 | 568.8273 | 567.0619 | 565.2964 | 563.5309 | 561.7655 | 560
[9 empty] | Res PV - Kansas City - Mid | 3782.0442 | 2897.3828 | 2725.5799 | 2586.7779 | 2305.8132 | 2115.789 | 2011.074 | 1946.3589 | 1881.6439 | 1816.9289 | 1752.2138 | 1687.4988 | 1622.7837 | 1558.0687 | 1493.3537 | 1468.0183 | 1442.6829 | 1417.3476 | 1392.0122 | 1366.6768 | 1341.3415 | 1316.0061 | 1290.6707 | 1265.3354 | 1240 | 1230 | 1220 | 1210 | 1200 | 1190 | 1180 | 1170 | 1160 | 1150 | 1140
[9 empty] | Res PV - Kansas City - Constant | 3782.0442 | 2897.3828 | 2897.3828 | 2897.3828 | 2897.3828 | 2897.3828 | 2857.3828 | 2857.3828 | 2857.3828 | 2857.3828 | 2857.3828 | 2857.3828 | 2857.3828 | 2857.3828 | 2857.3828 | 2857.3828 | 2857.3828 | 2857.3828 | 2857.3828 | 2857.3828 | 2857.3828 | 2857.3828 | 2857.3828 | 2857.3828 | 2857.3828 | 2857.3828 | 2857.3828 | 2857.3828 | 2857.3828 | 2857.3828 | 2857.3828 | 2857.3828 | 2857.3828 | 2857.3828 | 2857.3828
[9 empty] | Res PV - Los Angeles - Low | 3782.0442 | 2897.3828 | 2559.7319 | 2414.4467 | 2256.6021 | 2011.6619 | 1881.4772 | 1791.2926 | 1701.1079 | 1610.9233 | 1520.7386 | 1430.554 | 1340.3693 | 1250.1847 | 1160 | 1101.7655 | 1043.5309 | 985.2964 | 927.0619 | 868.8273 | 810.5928 | 752.3582 | 694.1237 | 635.8892 | 577.6546 | 575.8892 | 574.1237 | 572.3582 | 570.5928 | 568.8273 | 567.0619 | 565.2964 | 563.5309 | 561.7655 | 560
[9 empty] | Res PV - Los Angeles - Mid | 3782.0442 | 2897.3828 | 2725.5799 | 2586.7779 | 2305.8132 | 2115.789 | 2011.074 | 1946.3589 | 1881.6439 | 1816.9289 | 1752.2138 | 1687.4988 | 1622.7837 | 1558.0687 | 1493.3537 | 1468.0183 | 1442.6829 | 1417.3476 | 1392.0122 | 1366.6768 | 1341.3415 | 1316.0061 | 1290.6707 | 1265.3354 | 1240 | 1230 | 1220 | 1210 | 1200 | 1190 | 1180 | 1170 | 1160 | 1150 | 1140
[9 empty] | Res PV - Los Angeles - Constant | 3782.0442 | 2897.3828 | 2897.3828 | 2897.3828 | 2897.3828 | 2897.3828 | 2857.3828 | 2857.3828 | 2857.3828 | 2857.3828 | 2857.3828 | 2857.3828 | 2857.3828 | 2857.3828 | 2857.3828 | 2857.3828 | 2857.3828 | 2857.3828 | 2857.3828 | 2857.3828 | 2857.3828 | 2857.3828 | 2857.3828 | 2857.3828 | 2857.3828 | 2857.3828 | 2857.3828 | 2857.3828 | 2857.3828 | 2857.3828 | 2857.3828 | 2857.3828 | 2857.3828 | 2857.3828 | 2857.3828
[9 empty] | Res PV - Daggett, CA - Low | 3782.0442 | 2897.3828 | 2559.7319 | 2414.4467 | 2256.6021 | 2011.6619 | 1881.4772 | 1791.2926 | 1701.1079 | 1610.9233 | 1520.7386 | 1430.554 | 1340.3693 | 1250.1847 | 1160 | 1101.7655 | 1043.5309 | 985.2964 | 927.0619 | 868.8273 | 810.5928 | 752.3582 | 694.1237 | 635.8892 | 577.6546 | 575.8892 | 574.1237 | 572.3582 | 570.5928 | 568.8273 | 567.0619 | 565.2964 | 563.5309 | 561.7655 | 560
[9 empty] | Res PV - Daggett, CA - Mid | 3782.0442 | 2897.3828 | 2725.5799 | 2586.7779 | 2305.8132 | 2115.789 | 2011.074 | 1946.3589 | 1881.6439 | 1816.9289 | 1752.2138 | 1687.4988 | 1622.7837 | 1558.0687 | 1493.3537 | 1468.0183 | 1442.6829 | 1417.3476 | 1392.0122 | 1366.6768 | 1341.3415 | 1316.0061 | 1290.6707 | 1265.3354 | 1240 | 1230 | 1220 | 1210 | 1200 | 1190 | 1180 | 1170 | 1160 | 1150 | 1140
[9 empty] | Res PV - Daggett, CA - Constant | 3782.0442 | 2897.3828 | 2897.3828 | 2897.3828 | 2897.3828 | 2897.3828 | 2857.3828 | 2857.3828 | 2857.3828 | 2857.3828 | 2857.3828 | 2857.3828 | 2857.3828 | 2857.3828 | 2857.3828 | 2857.3828 | 2857.3828 | 2857.3828 | 2857.3828 | 2857.3828 | 2857.3828 | 2857.3828 | 2857.3828 | 2857.3828 | 2857.3828 | 2857.3828 | 2857.3828 | 2857.3828 | 2857.3828 | 2857.3828 | 2857.3828 | 2857.3828 | 2857.3828 | 2857.3828 | 2857.3828
[10 empty] | 2016 | 2017 | 2018 | 2019 | 2020 | 2021 | 2022 | 2023 | 2024 | 2025 | 2026 | 2027 | 2028 | 2029 | 2030 | 2031 | 2032 | 2033 | 2034 | 2035 | 2036 | 2037 | 2038 | 2039 | 2040 | 2041 | 2042 | 2043 | 2044 | 2045 | 2046 | 2047 | 2048 | 2049 | 2050
[8 empty] | Fixed Operation and Maintenance Expenses ($/kW-yr) | Res PV - Seattle - Low | 22.6923 | 17.3843 | 15.3584 | 14.4867 | 13.5396 | 12.07 | 11.5289 | 10.9878 | 10.4466 | 9.9055 | 9.3644 | 8.8233 | 8.2822 | 7.7411 | 7.2 | 6.8506 | 6.5012 | 6.1518 | 5.8024 | 5.453 | 5.1036 | 4.7541 | 4.4047 | 4.0553 | 3.7059 | 3.6953 | 3.6847 | 3.6741 | 3.6636 | 3.653 | 3.6424 | 3.6318 | 3.6212 | 3.6106 | 3.6
[9 empty] | Res PV - Seattle - Mid | 22.6923 | 17.3843 | 16.3535 | 15.5207 | 13.8349 | 12.6947 | 12.3064 | 11.9182 | 11.5299 | 11.1416 | 10.7533 | 10.365 | 9.9767 | 9.5884 | 9.2001 | 9.0481 | 8.8961 | 8.7441 | 8.5921 | 8.4401 | 8.288 | 8.136 | 7.984 | 7.832 | 7.68 | 7.62 | 7.56 | 7.5 | 7.44 | 7.38 | 7.32 | 7.26 | 7.2 | 7.14 | 7.08
[9 empty] | Res PV - Seattle - Constant | 22.6923 | 17.3843 | 17.3843 | 17.3843 | 17.3843 | 17.3843 | 17.3843 | 17.3843 | 17.3843 | 17.3843 | 17.3843 | 17.3843 | 17.3843 | 17.3843 | 17.3843 | 17.3843 | 17.3843 | 17.3843 | 17.3843 | 17.3843 | 17.3843 | 17.3843 | 17.3843 | 17.3843 | 17.3843 | 17.3843 | 17.3843 | 17.3843 | 17.3843 | 17.3843 | 17.3843 | 17.3843 | 17.3843 | 17.3843 | 17.3843
[9 empty] | Res PV - Chicago - Low | 22.6923 | 17.3843 | 15.3584 | 14.4867 | 13.5396 | 12.07 | 11.5289 | 10.9878 | 10.4466 | 9.9055 | 9.3644 | 8.8233 | 8.2822 | 7.7411 | 7.2 | 6.8506 | 6.5012 | 6.1518 | 5.8024 | 5.453 | 5.1036 | 4.7541 | 4.4047 | 4.0553 | 3.7059 | 3.6953 | 3.6847 | 3.6741 | 3.6636 | 3.653 | 3.6424 | 3.6318 | 3.6212 | 3.6106 | 3.6
[9 empty] | Res PV - Chicago - Mid | 22.6923 | 17.3843 | 16.3535 | 15.5207 | 13.8349 | 12.6947 | 12.3064 | 11.9182 | 11.5299 | 11.1416 | 10.7533 | 10.365 | 9.9767 | 9.5884 | 9.2001 | 9.0481 | 8.8961 | 8.7441 | 8.5921 | 8.4401 | 8.288 | 8.136 | 7.984 | 7.832 | 7.68 | 7.62 | 7.56 | 7.5 | 7.44 | 7.38 | 7.32 | 7.26 | 7.2 | 7.14 | 7.08
[9 empty] | Res PV - Chicago - Constant | 22.6923 | 17.3843 | 17.3843 | 17.3843 | 17.3843 | 17.3843 | 17.3843 | 17.3843 | 17.3843 | 17.3843 | 17.3843 | 17.3843 | 17.3843 | 17.3843 | 17.3843 | 17.3843 | 17.3843 | 17.3843 | 17.3843 | 17.3843 | 17.3843 | 17.3843 | 17.3843 | 17.3843 | 17.3843 | 17.3843 | 17.3843 | 17.3843 | 17.3843 | 17.3843 | 17.3843 | 17.3843 | 17.3843 | 17.3843 | 17.3843
[9 empty] | Res PV - Kansas City - Low | 22.6923 | 17.3843 | 15.3584 | 14.4867 | 13.5396 | 12.07 | 11.5289 | 10.9878 | 10.4466 | 9.9055 | 9.3644 | 8.8233 | 8.2822 | 7.7411 | 7.2 | 6.8506 | 6.5012 | 6.1518 | 5.8024 | 5.453 | 5.1036 | 4.7541 | 4.4047 | 4.0553 | 3.7059 | 3.6953 | 3.6847 | 3.6741 | 3.6636 | 3.653 | 3.6424 | 3.6318 | 3.6212 | 3.6106 | 3.6
[9 empty] | Res PV - Kansas City - Mid | 22.6923 | 17.3843 | 16.3535 | 15.5207 | 13.8349 | 12.6947 | 12.3064 | 11.9182 | 11.5299 | 11.1416 | 10.7533 | 10.365 | 9.9767 | 9.5884 | 9.2001 | 9.0481 | 8.8961 | 8.7441 | 8.5921 | 8.4401 | 8.288 | 8.136 | 7.984 | 7.832 | 7.68 | 7.62 | 7.56 | 7.5 | 7.44 | 7.38 | 7.32 | 7.26 | 7.2 | 7.14 | 7.08
[9 empty] | Res PV - Kansas City - Constant | 22.6923 | 17.3843 | 17.3843 | 17.3843 | 17.3843 | 17.3843 | 17.3843 | 17.3843 | 17.3843 | 17.3843 | 17.3843 | 17.3843 | 17.3843 | 17.3843 | 17.3843 | 17.3843 | 17.3843 | 17.3843 | 17.3843 | 17.3843 | 17.3843 | 17.3843 | 17.3843 | 17.3843 | 17.3843 | 17.3843 | 17.3843 | 17.3843 | 17.3843 | 17.3843 | 17.3843 | 17.3843 | 17.3843 | 17.3843 | 17.3843
[9 empty] | Res PV - Los Angeles - Low | 22.6923 | 17.3843 | 15.3584 | 14.4867 | 13.5396 | 12.07 | 11.5289 | 10.9878 | 10.4466 | 9.9055 | 9.3644 | 8.8233 | 8.2822 | 7.7411 | 7.2 | 6.8506 | 6.5012 | 6.1518 | 5.8024 | 5.453 | 5.1036 | 4.7541 | 4.4047 | 4.0553 | 3.7059 | 3.6953 | 3.6847 | 3.6741 | 3.6636 | 3.653 | 3.6424 | 3.6318 | 3.6212 | 3.6106 | 3.6
[9 empty] | Res PV - Los Angeles - Mid | 22.6923 | 17.3843 | 16.3535 | 15.5207 | 13.8349 | 12.6947 | 12.3064 | 11.9182 | 11.5299 | 11.1416 | 10.7533 | 10.365 | 9.9767 | 9.5884 | 9.2001 | 9.0481 | 8.8961 | 8.7441 | 8.5921 | 8.4401 | 8.288 | 8.136 | 7.984 | 7.832 | 7.68 | 7.62 | 7.56 | 7.5 | 7.44 | 7.38 | 7.32 | 7.26 | 7.2 | 7.14 | 7.08
[9 empty] | Res PV - Los Angeles - Constant | 22.6923 | 17.3843 | 17.3843 | 17.3843 | 17.3843 | 17.3843 | 17.3843 | 17.3843 | 17.3843 | 17.3843 | 17.3843 | 17.3843 | 17.3843 | 17.3843 | 17.3843 | 17.3843 | 17.3843 | 17.3843 | 17.3843 | 17.3843 | 17.3843 | 17.3843 | 17.3843 | 17.3843 | 17.3843 | 17.3843 | 17.3843 | 17.3843 | 17.3843 | 17.3843 | 17.3843 | 17.3843 | 17.3843 | 17.3843 | 17.3843
[9 empty] | Res PV - Daggett, CA - Low | 22.6923 | 17.3843 | 15.3584 | 14.4867 | 13.5396 | 12.07 | 11.5289 | 10.9878 | 10.4466 | 9.9055 | 9.3644 | 8.8233 | 8.2822 | 7.7411 | 7.2 | 6.8506 | 6.5012 | 6.1518 | 5.8024 | 5.453 | 5.1036 | 4.7541 | 4.4047 | 4.0553 | 3.7059 | 3.6953 | 3.6847 | 3.6741 | 3.6636 | 3.653 | 3.6424 | 3.6318 | 3.6212 | 3.6106 | 3.6
[9 empty] | Res PV - Daggett, CA - Mid | 22.6923 | 17.3843 | 16.3535 | 15.5207 | 13.8349 | 12.6947 | 12.3064 | 11.9182 | 11.5299 | 11.1416 | 10.7533 | 10.365 | 9.9767 | 9.5884 | 9.2001 | 9.0481 | 8.8961 | 8.7441 | 8.5921 | 8.4401 | 8.288 | 8.136 | 7.984 | 7.832 | 7.68 | 7.62 | 7.56 | 7.5 | 7.44 | 7.38 | 7.32 | 7.26 | 7.2 | 7.14 | 7.08
[9 empty] | Res PV - Daggett, CA - Constant | 22.6923 | 17.3843 | 17.3843 | 17.3843 | 17.3843 | 17.3843 | 17.3843 | 17.3843 | 17.3843 | 17.3843 | 17.3843 | 17.3843 | 17.3843 | 17.3843 | 17.3843 | 17.3843 | 17.3843 | 17.3843 | 17.3843 | 17.3843 | 17.3843 | 17.3843 | 17.3843 | 17.3843 | 17.3843 | 17.3843 | 17.3843 | 17.3843 | 17.3843 | 17.3843 | 17.3843 | 17.3843 | 17.3843 | 17.3843 | 17.3843
[10 empty] | 2016 | 2017 | 2018 | 2019 | 2020 | 2021 | 2022 | 2023 | 2024 | 2025 | 2026 | 2027 | 2028 | 2029 | 2030 | 2031 | 2032 | 2033 | 2034 | 2035 | 2036 | 2037 | 2038 | 2039 | 2040 | 2041 | 2042 | 2043 | 2044 | 2045 | 2046 | 2047 | 2048 | 2049 | 2050
[8 empty] | Variable Operation and Maintenance Expenses ($/MWh) | Res PV - Seattle - Low | 0 | 0 | 0 | 0 | 0 | 0 | 0 | 0 | 0 | 0 | 0 | 0 | 0 | 0 | 0 | 0 | 0 | 0 | 0 | 0 | 0 | 0 | 0 | 0 | 0 | 0 | 0 | 0 | 0 | 0 | 0 | 0 | 0 | 0 | 0
[9 empty] | Res PV - Seattle - Mid | 0 | 0 | 0 | 0 | 0 | 0 | 0 | 0 | 0 | 0 | 0 | 0 | 0 | 0 | 0 | 0 | 0 | 0 | 0 | 0 | 0 | 0 | 0 | 0 | 0 | 0 | 0 | 0 | 0 | 0 | 0 | 0 | 0 | 0 | 0
[9 empty] | Res PV - Seattle - Constant | 0 | 0 | 0 | 0 | 0 | 0 | 0 | 0 | 0 | 0 | 0 | 0 | 0 | 0 | 0 | 0 | 0 | 0 | 0 | 0 | 0 | 0 | 0 | 0 | 0 | 0 | 0 | 0 | 0 | 0 | 0 | 0 | 0 | 0 | 0
[9 empty] | Res PV - Chicago - Low | 0 | 0 | 0 | 0 | 0 | 0 | 0 | 0 | 0 | 0 | 0 | 0 | 0 | 0 | 0 | 0 | 0 | 0 | 0 | 0 | 0 | 0 | 0 | 0 | 0 | 0 | 0 | 0 | 0 | 0 | 0 | 0 | 0 | 0 | 0
[9 empty] | Res PV - Chicago - Mid | 0 | 0 | 0 | 0 | 0 | 0 | 0 | 0 | 0 | 0 | 0 | 0 | 0 | 0 | 0 | 0 | 0 | 0 | 0 | 0 | 0 | 0 | 0 | 0 | 0 | 0 | 0 | 0 | 0 | 0 | 0 | 0 | 0 | 0 | 0
[9 empty] | Res PV - Chicago - Constant | 0 | 0 | 0 | 0 | 0 | 0 | 0 | 0 | 0 | 0 | 0 | 0 | 0 | 0 | 0 | 0 | 0 | 0 | 0 | 0 | 0 | 0 | 0 | 0 | 0 | 0 | 0 | 0 | 0 | 0 | 0 | 0 | 0 | 0 | 0
[9 empty] | Res PV - Kansas City - Low | 0 | 0 | 0 | 0 | 0 | 0 | 0 | 0 | 0 | 0 | 0 | 0 | 0 | 0 | 0 | 0 | 0 | 0 | 0 | 0 | 0 | 0 | 0 | 0 | 0 | 0 | 0 | 0 | 0 | 0 | 0 | 0 | 0 | 0 | 0
[9 empty] | Res PV - Kansas City - Mid | 0 | 0 | 0 | 0 | 0 | 0 | 0 | 0 | 0 | 0 | 0 | 0 | 0 | 0 | 0 | 0 | 0 | 0 | 0 | 0 | 0 | 0 | 0 | 0 | 0 | 0 | 0 | 0 | 0 | 0 | 0 | 0 | 0 | 0 | 0
[9 empty] | Res PV - Kansas City - Constant | 0 | 0 | 0 | 0 | 0 | 0 | 0 | 0 | 0 | 0 | 0 | 0 | 0 | 0 | 0 | 0 | 0 | 0 | 0 | 0 | 0 | 0 | 0 | 0 | 0 | 0 | 0 | 0 | 0 | 0 | 0 | 0 | 0 | 0 | 0
[9 empty] | Res PV - Los Angeles - Low | 0 | 0 | 0 | 0 | 0 | 0 | 0 | 0 | 0 | 0 | 0 | 0 | 0 | 0 | 0 | 0 | 0 | 0 | 0 | 0 | 0 | 0 | 0 | 0 | 0 | 0 | 0 | 0 | 0 | 0 | 0 | 0 | 0 | 0 | 0
[9 empty] | Res PV - Los Angeles - Mid | 0 | 0 | 0 | 0 | 0 | 0 | 0 | 0 | 0 | 0 | 0 | 0 | 0 | 0 | 0 | 0 | 0 | 0 | 0 | 0 | 0 | 0 | 0 | 0 | 0 | 0 | 0 | 0 | 0 | 0 | 0 | 0 | 0 | 0 | 0
[9 empty] | Res PV - Los Angeles - Constant | 0 | 0 | 0 | 0 | 0 | 0 | 0 | 0 | 0 | 0 | 0 | 0 | 0 | 0 | 0 | 0 | 0 | 0 | 0 | 0 | 0 | 0 | 0 | 0 | 0 | 0 | 0 | 0 | 0 | 0 | 0 | 0 | 0 | 0 | 0
[9 empty] | Res PV - Daggett, CA - Low | 0 | 0 | 0 | 0 | 0 | 0 | 0 | 0 | 0 | 0 | 0 | 0 | 0 | 0 | 0 | 0 | 0 | 0 | 0 | 0 | 0 | 0 | 0 | 0 | 0 | 0 | 0 | 0 | 0 | 0 | 0 | 0 | 0 | 0 | 0
[9 empty] | Res PV - Daggett, CA - Mid | 0 | 0 | 0 | 0 | 0 | 0 | 0 | 0 | 0 | 0 | 0 | 0 | 0 | 0 | 0 | 0 | 0 | 0 | 0 | 0 | 0 | 0 | 0 | 0 | 0 | 0 | 0 | 0 | 0 | 0 | 0 | 0 | 0 | 0 | 0
[9 empty] | Res PV - Daggett, CA - Constant | 0 | 0 | 0 | 0 | 0 | 0 | 0 | 0 | 0 | 0 | 0 | 0 | 0 | 0 | 0 | 0 | 0 | 0 | 0 | 0 | 0 | 0 | 0 | 0 | 0 | 0 | 0 | 0 | 0 | 0 | 0 | 0 | 0 | 0 | 0
[10 empty] | 2016 | 2017 | 2018 | 2019 | 2020 | 2021 | 2022 | 2023 | 2024 | 2025 | 2026 | 2027 | 2028 | 2029 | 2030 | 2031 | 2032 | 2033 | 2034 | 2035 | 2036 | 2037 | 2038 | 2039 | 2040 | 2041 | 2042 | 2043 | 2044 | 2045 | 2046 | 2047 | 2048 | 2049 | 2050
[6 empty] | Finance |  | Assumptions | Inflation Rate | 2.5% | 2.5% | 2.5% | 2.5% | 2.5% | 2.5% | 2.5% | 2.5% | 2.5% | 2.5% | 2.5% | 2.5% | 2.5% | 2.5% | 2.5% | 2.5% | 2.5% | 2.5% | 2.5% | 2.5% | 2.5% | 2.5% | 2.5% | 2.5% | 2.5% | 2.5% | 2.5% | 2.5% | 2.5% | 2.5% | 2.5% | 2.5% | 2.5% | 2.5% | 2.5%
[9 empty] | Interest Rate Nominal - Low | 3.73% | 3.73% | 3.73% | 3.73% | 3.73% | 3.73% | 3.73% | 3.73% | 3.73% | 3.73% | 3.73% | 3.73% | 3.73% | 3.73% | 3.73% | 3.73% | 3.73% | 3.73% | 3.73% | 3.73% | 3.73% | 3.73% | 3.73% | 3.73% | 3.73% | 3.73% | 3.73% | 3.73% | 3.73% | 3.73% | 3.73% | 3.73% | 3.73% | 3.73% | 3.73%
[9 empty] | Interest Rate Nominal - Mid | 3.73% | 3.73% | 3.73% | 3.73% | 3.73% | 3.73% | 3.73% | 3.73% | 3.73% | 3.73% | 3.73% | 3.73% | 3.73% | 3.73% | 3.73% | 3.73% | 3.73% | 3.73% | 3.73% | 3.73% | 3.73% | 3.73% | 3.73% | 3.73% | 3.73% | 3.73% | 3.73% | 3.73% | 3.73% | 3.73% | 3.73% | 3.73% | 3.73% | 3.73% | 3.73%
[9 empty] | Interest Rate Nominal - Constant | 3.73% | 3.73% | 3.73% | 3.73% | 3.73% | 3.73% | 3.73% | 3.73% | 3.73% | 3.73% | 3.73% | 3.73% | 3.73% | 3.73% | 3.73% | 3.73% | 3.73% | 3.73% | 3.73% | 3.73% | 3.73% | 3.73% | 3.73% | 3.73% | 3.73% | 3.73% | 3.73% | 3.73% | 3.73% | 3.73% | 3.73% | 3.73% | 3.73% | 3.73% | 3.73%
[9 empty] | Calculated Interest Rate Real - Low | 1.2% | 1.2% | 1.2% | 1.2% | 1.2% | 1.2% | 1.2% | 1.2% | 1.2% | 1.2% | 1.2% | 1.2% | 1.2% | 1.2% | 1.2% | 1.2% | 1.2% | 1.2% | 1.2% | 1.2% | 1.2% | 1.2% | 1.2% | 1.2% | 1.2% | 1.2% | 1.2% | 1.2% | 1.2% | 1.2% | 1.2% | 1.2% | 1.2% | 1.2% | 1.2%
[9 empty] | Calculated Interest Rate Real - Mid | 1.2% | 1.2% | 1.2% | 1.2% | 1.2% | 1.2% | 1.2% | 1.2% | 1.2% | 1.2% | 1.2% | 1.2% | 1.2% | 1.2% | 1.2% | 1.2% | 1.2% | 1.2% | 1.2% | 1.2% | 1.2% | 1.2% | 1.2% | 1.2% | 1.2% | 1.2% | 1.2% | 1.2% | 1.2% | 1.2% | 1.2% | 1.2% | 1.2% | 1.2% | 1.2%
[9 empty] | Calculated Interest Rate Real - Constant | 1.2% | 1.2% | 1.2% | 1.2% | 1.2% | 1.2% | 1.2% | 1.2% | 1.2% | 1.2% | 1.2% | 1.2% | 1.2% | 1.2% | 1.2% | 1.2% | 1.2% | 1.2% | 1.2% | 1.2% | 1.2% | 1.2% | 1.2% | 1.2% | 1.2% | 1.2% | 1.2% | 1.2% | 1.2% | 1.2% | 1.2% | 1.2% | 1.2% | 1.2% | 1.2%
[9 empty] | Interest During Construction - Nominal | 3.73% | 3.73% | 3.73% | 3.73% | 3.73% | 3.73% | 3.73% | 3.73% | 3.73% | 3.73% | 3.73% | 3.73% | 3.73% | 3.73% | 3.73% | 3.73% | 3.73% | 3.73% | 3.73% | 3.73% | 3.73% | 3.73% | 3.73% | 3.73% | 3.73% | 3.73% | 3.73% | 3.73% | 3.73% | 3.73% | 3.73% | 3.73% | 3.73% | 3.73% | 3.73%
[9 empty] | Rate of Return on Equity Nominal - Low | 9.03% | 9.03% | 9.03% | 9.03% | 9.03% | 9.03% | 9.03% | 9.03% | 9.03% | 9.03% | 9.03% | 9.03% | 9.03% | 9.03% | 9.03% | 9.03% | 9.03% | 9.03% | 9.03% | 9.03% | 9.03% | 9.03% | 9.03% | 9.03% | 9.03% | 9.03% | 9.03% | 9.03% | 9.03% | 9.03% | 9.03% | 9.03% | 9.03% | 9.03% | 9.03%
[9 empty] | Rate of Return on Equity Nominal - Mid | 9.03% | 9.03% | 9.03% | 9.03% | 9.03% | 9.03% | 9.03% | 9.03% | 9.03% | 9.03% | 9.03% | 9.03% | 9.03% | 9.03% | 9.03% | 9.03% | 9.03% | 9.03% | 9.03% | 9.03% | 9.03% | 9.03% | 9.03% | 9.03% | 9.03% | 9.03% | 9.03% | 9.03% | 9.03% | 9.03% | 9.03% | 9.03% | 9.03% | 9.03% | 9.03%
[9 empty] | Rate of Return on Equity Nominal - Constant | 9.03% | 9.03% | 9.03% | 9.03% | 9.03% | 9.03% | 9.03% | 9.03% | 9.03% | 9.03% | 9.03% | 9.03% | 9.03% | 9.03% | 9.03% | 9.03% | 9.03% | 9.03% | 9.03% | 9.03% | 9.03% | 9.03% | 9.03% | 9.03% | 9.03% | 9.03% | 9.03% | 9.03% | 9.03% | 9.03% | 9.03% | 9.03% | 9.03% | 9.03% | 9.03%
[9 empty] | Calculated Rate of Return on Equity Real - Low | 6.371% | 6.371% | 6.371% | 6.371% | 6.371% | 6.371% | 6.371% | 6.371% | 6.371% | 6.371% | 6.371% | 6.371% | 6.371% | 6.371% | 6.371% | 6.371% | 6.371% | 6.371% | 6.371% | 6.371% | 6.371% | 6.371% | 6.371% | 6.371% | 6.371% | 6.371% | 6.371% | 6.371% | 6.371% | 6.371% | 6.371% | 6.371% | 6.371% | 6.371% | 6.371%
[9 empty] | Calculated Rate of Return on Equity Real - Mid | 6.371% | 6.371% | 6.371% | 6.371% | 6.371% | 6.371% | 6.371% | 6.371% | 6.371% | 6.371% | 6.371% | 6.371% | 6.371% | 6.371% | 6.371% | 6.371% | 6.371% | 6.371% | 6.371% | 6.371% | 6.371% | 6.371% | 6.371% | 6.371% | 6.371% | 6.371% | 6.371% | 6.371% | 6.371% | 6.371% | 6.371% | 6.371% | 6.371% | 6.371% | 6.371%
[9 empty] | Calculated Rate of Return on Equity Real - Constant | 6.371% | 6.371% | 6.371% | 6.371% | 6.371% | 6.371% | 6.371% | 6.371% | 6.371% | 6.371% | 6.371% | 6.371% | 6.371% | 6.371% | 6.371% | 6.371% | 6.371% | 6.371% | 6.371% | 6.371% | 6.371% | 6.371% | 6.371% | 6.371% | 6.371% | 6.371% | 6.371% | 6.371% | 6.371% | 6.371% | 6.371% | 6.371% | 6.371% | 6.371% | 6.371%
[9 empty] | Debt Fraction - Low | 60% | 60.71% | 61.43% | 62.14% | 62.86% | 63.57% | 64.29% | 65% | 65.71% | 66.43% | 67.14% | 67.86% | 68.57% | 69.29% | 70% | 70% | 70% | 70% | 70% | 70% | 70% | 70% | 70% | 70% | 70% | 70% | 70% | 70% | 70% | 70% | 70% | 70% | 70% | 70% | 70%
[9 empty] | Debt Fraction - Mid | 60% | 60.36% | 60.71% | 61.07% | 61.43% | 61.79% | 62.14% | 62.5% | 62.86% | 63.21% | 63.57% | 63.93% | 64.29% | 64.64% | 65% | 65% | 65% | 65% | 65% | 65% | 65% | 65% | 65% | 65% | 65% | 65% | 65% | 65% | 65% | 65% | 65% | 65% | 65% | 65% | 65%
[9 empty] | Debt Fraction - Constant | 60% | 60% | 60% | 60% | 60% | 60% | 60% | 60% | 60% | 60% | 60% | 60% | 60% | 60% | 60% | 60% | 60% | 60% | 60% | 60% | 60% | 60% | 60% | 60% | 60% | 60% | 60% | 60% | 60% | 60% | 60% | 60% | 60% | 60% | 60%
[9 empty] | Tax Rate (Federal and State) | 25.74% | 25.74% | 25.74% | 25.74% | 25.74% | 25.74% | 25.74% | 25.74% | 25.74% | 25.74% | 25.74% | 25.74% | 25.74% | 25.74% | 25.74% | 25.74% | 25.74% | 25.74% | 25.74% | 25.74% | 25.74% | 25.74% | 25.74% | 25.74% | 25.74% | 25.74% | 25.74% | 25.74% | 25.74% | 25.74% | 25.74% | 25.74% | 25.74% | 25.74% | 25.74%
[9 empty] | WACC Nominal - Low | 5.274% | 5.229% | 5.185% | 5.14% | 5.095% | 5.05% | 5.006% | 4.961% | 4.916% | 4.872% | 4.827% | 4.782% | 4.737% | 4.693% | 4.648% | 4.648% | 4.648% | 4.648% | 4.648% | 4.648% | 4.648% | 4.648% | 4.648% | 4.648% | 4.648% | 4.648% | 4.648% | 4.648% | 4.648% | 4.648% | 4.648% | 4.648% | 4.648% | 4.648% | 4.648%
[9 empty] | WACC Nominal - Mid | 5.274% | 5.252% | 5.229% | 5.207% | 5.185% | 5.162% | 5.14% | 5.117% | 5.095% | 5.073% | 5.05% | 5.028% | 5.006% | 4.983% | 4.961% | 4.961% | 4.961% | 4.961% | 4.961% | 4.961% | 4.961% | 4.961% | 4.961% | 4.961% | 4.961% | 4.961% | 4.961% | 4.961% | 4.961% | 4.961% | 4.961% | 4.961% | 4.961% | 4.961% | 4.961%
[9 empty] | WACC Nominal - Constant | 5.274% | 5.274% | 5.274% | 5.274% | 5.274% | 5.274% | 5.274% | 5.274% | 5.274% | 5.274% | 5.274% | 5.274% | 5.274% | 5.274% | 5.274% | 5.274% | 5.274% | 5.274% | 5.274% | 5.274% | 5.274% | 5.274% | 5.274% | 5.274% | 5.274% | 5.274% | 5.274% | 5.274% | 5.274% | 5.274% | 5.274% | 5.274% | 5.274% | 5.274% | 5.274%
[9 empty] | WACC Real - Low | 2.706% | 2.663% | 2.619% | 2.575% | 2.532% | 2.488% | 2.445% | 2.401% | 2.357% | 2.314% | 2.27% | 2.226% | 2.183% | 2.139% | 2.096% | 2.096% | 2.096% | 2.096% | 2.096% | 2.096% | 2.096% | 2.096% | 2.096% | 2.096% | 2.096% | 2.096% | 2.096% | 2.096% | 2.096% | 2.096% | 2.096% | 2.096% | 2.096% | 2.096% | 2.096%
[9 empty] | WACC Real - Mid | 2.706% | 2.684% | 2.663% | 2.641% | 2.619% | 2.597% | 2.575% | 2.554% | 2.532% | 2.51% | 2.488% | 2.466% | 2.445% | 2.423% | 2.401% | 2.401% | 2.401% | 2.401% | 2.401% | 2.401% | 2.401% | 2.401% | 2.401% | 2.401% | 2.401% | 2.401% | 2.401% | 2.401% | 2.401% | 2.401% | 2.401% | 2.401% | 2.401% | 2.401% | 2.401%
[9 empty] | WACC Real - Constant | 2.706% | 2.706% | 2.706% | 2.706% | 2.706% | 2.706% | 2.706% | 2.706% | 2.706% | 2.706% | 2.706% | 2.706% | 2.706% | 2.706% | 2.706% | 2.706% | 2.706% | 2.706% | 2.706% | 2.706% | 2.706% | 2.706% | 2.706% | 2.706% | 2.706% | 2.706% | 2.706% | 2.706% | 2.706% | 2.706% | 2.706% | 2.706% | 2.706% | 2.706% | 2.706%
[9 empty] | Capital Recovery Factor (CRF) Nominal - Low | 6.71% | 6.676% | 6.643% | 6.609% | 6.576% | 6.543% | 6.509% | 6.476% | 6.443% | 6.41% | 6.377% | 6.344% | 6.312% | 6.279% | 6.246% | 6.246% | 6.246% | 6.246% | 6.246% | 6.246% | 6.246% | 6.246% | 6.246% | 6.246% | 6.246% | 6.246% | 6.246% | 6.246% | 6.246% | 6.246% | 6.246% | 6.246% | 6.246% | 6.246% | 6.246%
[9 empty] | Capital Recovery Factor (CRF) Nominal - Mid | 6.71% | 6.693% | 6.676% | 6.659% | 6.643% | 6.626% | 6.609% | 6.592% | 6.576% | 6.559% | 6.543% | 6.526% | 6.509% | 6.493% | 6.476% | 6.476% | 6.476% | 6.476% | 6.476% | 6.476% | 6.476% | 6.476% | 6.476% | 6.476% | 6.476% | 6.476% | 6.476% | 6.476% | 6.476% | 6.476% | 6.476% | 6.476% | 6.476% | 6.476% | 6.476%
[9 empty] | Capital Recovery Factor (CRF) Nominal - Constant | 6.71% | 6.71% | 6.71% | 6.71% | 6.71% | 6.71% | 6.71% | 6.71% | 6.71% | 6.71% | 6.71% | 6.71% | 6.71% | 6.71% | 6.71% | 6.71% | 6.71% | 6.71% | 6.71% | 6.71% | 6.71% | 6.71% | 6.71% | 6.71% | 6.71% | 6.71% | 6.71% | 6.71% | 6.71% | 6.71% | 6.71% | 6.71% | 6.71% | 6.71% | 6.71%
[9 empty] | Capital Recovery Factor (CRF) Real - Low | 4.91% | 4.882% | 4.854% | 4.826% | 4.798% | 4.77% | 4.743% | 4.715% | 4.687% | 4.66% | 4.632% | 4.605% | 4.578% | 4.551% | 4.524% | 4.524% | 4.524% | 4.524% | 4.524% | 4.524% | 4.524% | 4.524% | 4.524% | 4.524% | 4.524% | 4.524% | 4.524% | 4.524% | 4.524% | 4.524% | 4.524% | 4.524% | 4.524% | 4.524% | 4.524%
[9 empty] | Capital Recovery Factor (CRF) Real - Mid | 4.91% | 4.896% | 4.882% | 4.868% | 4.854% | 4.84% | 4.826% | 4.812% | 4.798% | 4.784% | 4.77% | 4.756% | 4.743% | 4.729% | 4.715% | 4.715% | 4.715% | 4.715% | 4.715% | 4.715% | 4.715% | 4.715% | 4.715% | 4.715% | 4.715% | 4.715% | 4.715% | 4.715% | 4.715% | 4.715% | 4.715% | 4.715% | 4.715% | 4.715% | 4.715%
[9 empty] | Capital Recovery Factor (CRF) Real - Constant | 4.91% | 4.91% | 4.91% | 4.91% | 4.91% | 4.91% | 4.91% | 4.91% | 4.91% | 4.91% | 4.91% | 4.91% | 4.91% | 4.91% | 4.91% | 4.91% | 4.91% | 4.91% | 4.91% | 4.91% | 4.91% | 4.91% | 4.91% | 4.91% | 4.91% | 4.91% | 4.91% | 4.91% | 4.91% | 4.91% | 4.91% | 4.91% | 4.91% | 4.91% | 4.91%
[10 empty] | 2016 | 2017 | 2018 | 2019 | 2020 | 2021 | 2022 | 2023 | 2024 | 2025 | 2026 | 2027 | 2028 | 2029 | 2030 | 2031 | 2032 | 2033 | 2034 | 2035 | 2036 | 2037 | 2038 | 2039 | 2040 | 2041 | 2042 | 2043 | 2044 | 2045 | 2046 | 2047 | 2048 | 2049 | 2050
[8 empty] | Weighted Average Cost of Capital (WACC) (Nominal) (%) | Res PV - Seattle - Low | 5.274% | 5.229% | 5.185% | 5.14% | 5.095% | 5.05% | 5.006% | 4.961% | 4.916% | 4.872% | 4.827% | 4.782% | 4.737% | 4.693% | 4.648% | 4.648% | 4.648% | 4.648% | 4.648% | 4.648% | 4.648% | 4.648% | 4.648% | 4.648% | 4.648% | 4.648% | 4.648% | 4.648% | 4.648% | 4.648% | 4.648% | 4.648% | 4.648% | 4.648% | 4.648%
[9 empty] | Res PV - Seattle - Mid | 5.274% | 5.252% | 5.229% | 5.207% | 5.185% | 5.162% | 5.14% | 5.117% | 5.095% | 5.073% | 5.05% | 5.028% | 5.006% | 4.983% | 4.961% | 4.961% | 4.961% | 4.961% | 4.961% | 4.961% | 4.961% | 4.961% | 4.961% | 4.961% | 4.961% | 4.961% | 4.961% | 4.961% | 4.961% | 4.961% | 4.961% | 4.961% | 4.961% | 4.961% | 4.961%
[9 empty] | Res PV - Seattle - Constant | 5.274% | 5.274% | 5.274% | 5.274% | 5.274% | 5.274% | 5.274% | 5.274% | 5.274% | 5.274% | 5.274% | 5.274% | 5.274% | 5.274% | 5.274% | 5.274% | 5.274% | 5.274% | 5.274% | 5.274% | 5.274% | 5.274% | 5.274% | 5.274% | 5.274% | 5.274% | 5.274% | 5.274% | 5.274% | 5.274% | 5.274% | 5.274% | 5.274% | 5.274% | 5.274%
[9 empty] | Res PV - Chicago - Low | 5.274% | 5.229% | 5.185% | 5.14% | 5.095% | 5.05% | 5.006% | 4.961% | 4.916% | 4.872% | 4.827% | 4.782% | 4.737% | 4.693% | 4.648% | 4.648% | 4.648% | 4.648% | 4.648% | 4.648% | 4.648% | 4.648% | 4.648% | 4.648% | 4.648% | 4.648% | 4.648% | 4.648% | 4.648% | 4.648% | 4.648% | 4.648% | 4.648% | 4.648% | 4.648%
[9 empty] | Res PV - Chicago - Mid | 5.274% | 5.252% | 5.229% | 5.207% | 5.185% | 5.162% | 5.14% | 5.117% | 5.095% | 5.073% | 5.05% | 5.028% | 5.006% | 4.983% | 4.961% | 4.961% | 4.961% | 4.961% | 4.961% | 4.961% | 4.961% | 4.961% | 4.961% | 4.961% | 4.961% | 4.961% | 4.961% | 4.961% | 4.961% | 4.961% | 4.961% | 4.961% | 4.961% | 4.961% | 4.961%
[9 empty] | Res PV - Chicago - Constant | 5.274% | 5.274% | 5.274% | 5.274% | 5.274% | 5.274% | 5.274% | 5.274% | 5.274% | 5.274% | 5.274% | 5.274% | 5.274% | 5.274% | 5.274% | 5.274% | 5.274% | 5.274% | 5.274% | 5.274% | 5.274% | 5.274% | 5.274% | 5.274% | 5.274% | 5.274% | 5.274% | 5.274% | 5.274% | 5.274% | 5.274% | 5.274% | 5.274% | 5.274% | 5.274%
[9 empty] | Res PV - Kansas City - Low | 5.274% | 5.229% | 5.185% | 5.14% | 5.095% | 5.05% | 5.006% | 4.961% | 4.916% | 4.872% | 4.827% | 4.782% | 4.737% | 4.693% | 4.648% | 4.648% | 4.648% | 4.648% | 4.648% | 4.648% | 4.648% | 4.648% | 4.648% | 4.648% | 4.648% | 4.648% | 4.648% | 4.648% | 4.648% | 4.648% | 4.648% | 4.648% | 4.648% | 4.648% | 4.648%
[9 empty] | Res PV - Kansas City - Mid | 5.274% | 5.252% | 5.229% | 5.207% | 5.185% | 5.162% | 5.14% | 5.117% | 5.095% | 5.073% | 5.05% | 5.028% | 5.006% | 4.983% | 4.961% | 4.961% | 4.961% | 4.961% | 4.961% | 4.961% | 4.961% | 4.961% | 4.961% | 4.961% | 4.961% | 4.961% | 4.961% | 4.961% | 4.961% | 4.961% | 4.961% | 4.961% | 4.961% | 4.961% | 4.961%
[9 empty] | Res PV - Kansas City - Constant | 5.274% | 5.274% | 5.274% | 5.274% | 5.274% | 5.274% | 5.274% | 5.274% | 5.274% | 5.274% | 5.274% | 5.274% | 5.274% | 5.274% | 5.274% | 5.274% | 5.274% | 5.274% | 5.274% | 5.274% | 5.274% | 5.274% | 5.274% | 5.274% | 5.274% | 5.274% | 5.274% | 5.274% | 5.274% | 5.274% | 5.274% | 5.274% | 5.274% | 5.274% | 5.274%
[9 empty] | Res PV - Los Angeles - Low | 5.274% | 5.229% | 5.185% | 5.14% | 5.095% | 5.05% | 5.006% | 4.961% | 4.916% | 4.872% | 4.827% | 4.782% | 4.737% | 4.693% | 4.648% | 4.648% | 4.648% | 4.648% | 4.648% | 4.648% | 4.648% | 4.648% | 4.648% | 4.648% | 4.648% | 4.648% | 4.648% | 4.648% | 4.648% | 4.648% | 4.648% | 4.648% | 4.648% | 4.648% | 4.648%
[9 empty] | Res PV - Los Angeles - Mid | 5.274% | 5.252% | 5.229% | 5.207% | 5.185% | 5.162% | 5.14% | 5.117% | 5.095% | 5.073% | 5.05% | 5.028% | 5.006% | 4.983% | 4.961% | 4.961% | 4.961% | 4.961% | 4.961% | 4.961% | 4.961% | 4.961% | 4.961% | 4.961% | 4.961% | 4.961% | 4.961% | 4.961% | 4.961% | 4.961% | 4.961% | 4.961% | 4.961% | 4.961% | 4.961%
[9 empty] | Res PV - Los Angeles - Constant | 5.274% | 5.274% | 5.274% | 5.274% | 5.274% | 5.274% | 5.274% | 5.274% | 5.274% | 5.274% | 5.274% | 5.274% | 5.274% | 5.274% | 5.274% | 5.274% | 5.274% | 5.274% | 5.274% | 5.274% | 5.274% | 5.274% | 5.274% | 5.274% | 5.274% | 5.274% | 5.274% | 5.274% | 5.274% | 5.274% | 5.274% | 5.274% | 5.274% | 5.274% | 5.274%
[9 empty] | Res PV - Daggett, CA - Low | 5.274% | 5.229% | 5.185% | 5.14% | 5.095% | 5.05% | 5.006% | 4.961% | 4.916% | 4.872% | 4.827% | 4.782% | 4.737% | 4.693% | 4.648% | 4.648% | 4.648% | 4.648% | 4.648% | 4.648% | 4.648% | 4.648% | 4.648% | 4.648% | 4.648% | 4.648% | 4.648% | 4.648% | 4.648% | 4.648% | 4.648% | 4.648% | 4.648% | 4.648% | 4.648%
[9 empty] | Res PV - Daggett, CA - Mid | 5.274% | 5.252% | 5.229% | 5.207% | 5.185% | 5.162% | 5.14% | 5.117% | 5.095% | 5.073% | 5.05% | 5.028% | 5.006% | 4.983% | 4.961% | 4.961% | 4.961% | 4.961% | 4.961% | 4.961% | 4.961% | 4.961% | 4.961% | 4.961% | 4.961% | 4.961% | 4.961% | 4.961% | 4.961% | 4.961% | 4.961% | 4.961% | 4.961% | 4.961% | 4.961%
[9 empty] | Res PV - Daggett, CA - Constant | 5.274% | 5.274% | 5.274% | 5.274% | 5.274% | 5.274% | 5.274% | 5.274% | 5.274% | 5.274% | 5.274% | 5.274% | 5.274% | 5.274% | 5.274% | 5.274% | 5.274% | 5.274% | 5.274% | 5.274% | 5.274% | 5.274% | 5.274% | 5.274% | 5.274% | 5.274% | 5.274% | 5.274% | 5.274% | 5.274% | 5.274% | 5.274% | 5.274% | 5.274% | 5.274%
[10 empty] | 2016 | 2017 | 2018 | 2019 | 2020 | 2021 | 2022 | 2023 | 2024 | 2025 | 2026 | 2027 | 2028 | 2029 | 2030 | 2031 | 2032 | 2033 | 2034 | 2035 | 2036 | 2037 | 2038 | 2039 | 2040 | 2041 | 2042 | 2043 | 2044 | 2045 | 2046 | 2047 | 2048 | 2049 | 2050
[6 empty] | Grid Connection Costs |  | Grid Connection Costs (GCC) ($/kW) | Res PV - Seattle - Low | 0 | 0 | 0 | 0 | 0 | 0 | 0 | 0 | 0 | 0 | 0 | 0 | 0 | 0 | 0 | 0 | 0 | 0 | 0 | 0 | 0 | 0 | 0 | 0 | 0 | 0 | 0 | 0 | 0 | 0 | 0 | 0 | 0 | 0 | 0
[9 empty] | Res PV - Seattle - Mid | 0 | 0 | 0 | 0 | 0 | 0 | 0 | 0 | 0 | 0 | 0 | 0 | 0 | 0 | 0 | 0 | 0 | 0 | 0 | 0 | 0 | 0 | 0 | 0 | 0 | 0 | 0 | 0 | 0 | 0 | 0 | 0 | 0 | 0 | 0
[9 empty] | Res PV - Seattle - Constant | 0 | 0 | 0 | 0 | 0 | 0 | 0 | 0 | 0 | 0 | 0 | 0 | 0 | 0 | 0 | 0 | 0 | 0 | 0 | 0 | 0 | 0 | 0 | 0 | 0 | 0 | 0 | 0 | 0 | 0 | 0 | 0 | 0 | 0 | 0
[9 empty] | Res PV - Chicago - Low | 0 | 0 | 0 | 0 | 0 | 0 | 0 | 0 | 0 | 0 | 0 | 0 | 0 | 0 | 0 | 0 | 0 | 0 | 0 | 0 | 0 | 0 | 0 | 0 | 0 | 0 | 0 | 0 | 0 | 0 | 0 | 0 | 0 | 0 | 0
[9 empty] | Res PV - Chicago - Mid | 0 | 0 | 0 | 0 | 0 | 0 | 0 | 0 | 0 | 0 | 0 | 0 | 0 | 0 | 0 | 0 | 0 | 0 | 0 | 0 | 0 | 0 | 0 | 0 | 0 | 0 | 0 | 0 | 0 | 0 | 0 | 0 | 0 | 0 | 0
[9 empty] | Res PV - Chicago - Constant | 0 | 0 | 0 | 0 | 0 | 0 | 0 | 0 | 0 | 0 | 0 | 0 | 0 | 0 | 0 | 0 | 0 | 0 | 0 | 0 | 0 | 0 | 0 | 0 | 0 | 0 | 0 | 0 | 0 | 0 | 0 | 0 | 0 | 0 | 0
[9 empty] | Res PV - Kansas City - Low | 0 | 0 | 0 | 0 | 0 | 0 | 0 | 0 | 0 | 0 | 0 | 0 | 0 | 0 | 0 | 0 | 0 | 0 | 0 | 0 | 0 | 0 | 0 | 0 | 0 | 0 | 0 | 0 | 0 | 0 | 0 | 0 | 0 | 0 | 0
[9 empty] | Res PV - Kansas City - Mid | 0 | 0 | 0 | 0 | 0 | 0 | 0 | 0 | 0 | 0 | 0 | 0 | 0 | 0 | 0 | 0 | 0 | 0 | 0 | 0 | 0 | 0 | 0 | 0 | 0 | 0 | 0 | 0 | 0 | 0 | 0 | 0 | 0 | 0 | 0
[9 empty] | Res PV - Kansas City - Constant | 0 | 0 | 0 | 0 | 0 | 0 | 0 | 0 | 0 | 0 | 0 | 0 | 0 | 0 | 0 | 0 | 0 | 0 | 0 | 0 | 0 | 0 | 0 | 0 | 0 | 0 | 0 | 0 | 0 | 0 | 0 | 0 | 0 | 0 | 0
[9 empty] | Res PV - Los Angeles - Low | 0 | 0 | 0 | 0 | 0 | 0 | 0 | 0 | 0 | 0 | 0 | 0 | 0 | 0 | 0 | 0 | 0 | 0 | 0 | 0 | 0 | 0 | 0 | 0 | 0 | 0 | 0 | 0 | 0 | 0 | 0 | 0 | 0 | 0 | 0
[9 empty] | Res PV - Los Angeles - Mid | 0 | 0 | 0 | 0 | 0 | 0 | 0 | 0 | 0 | 0 | 0 | 0 | 0 | 0 | 0 | 0 | 0 | 0 | 0 | 0 | 0 | 0 | 0 | 0 | 0 | 0 | 0 | 0 | 0 | 0 | 0 | 0 | 0 | 0 | 0
[9 empty] | Res PV - Los Angeles - Constant | 0 | 0 | 0 | 0 | 0 | 0 | 0 | 0 | 0 | 0 | 0 | 0 | 0 | 0 | 0 | 0 | 0 | 0 | 0 | 0 | 0 | 0 | 0 | 0 | 0 | 0 | 0 | 0 | 0 | 0 | 0 | 0 | 0 | 0 | 0
[9 empty] | Res PV - Daggett, CA - Low | 0 | 0 | 0 | 0 | 0 | 0 | 0 | 0 | 0 | 0 | 0 | 0 | 0 | 0 | 0 | 0 | 0 | 0 | 0 | 0 | 0 | 0 | 0 | 0 | 0 | 0 | 0 | 0 | 0 | 0 | 0 | 0 | 0 | 0 | 0
[9 empty] | Res PV - Daggett, CA - Mid | 0 | 0 | 0 | 0 | 0 | 0 | 0 | 0 | 0 | 0 | 0 | 0 | 0 | 0 | 0 | 0 | 0 | 0 | 0 | 0 | 0 | 0 | 0 | 0 | 0 | 0 | 0 | 0 | 0 | 0 | 0 | 0 | 0 | 0 | 0
[9 empty] | Res PV - Daggett, CA - Constant | 0 | 0 | 0 | 0 | 0 | 0 | 0 | 0 | 0 | 0 | 0 | 0 | 0 | 0 | 0 | 0 | 0 | 0 | 0 | 0 | 0 | 0 | 0 | 0 | 0 | 0 | 0 | 0 | 0 | 0 | 0 | 0 | 0 | 0 | 0
[10 empty] | 2016 | 2017 | 2018 | 2019 | 2020 | 2021 | 2022 | 2023 | 2024 | 2025 | 2026 | 2027 | 2028 | 2029 | 2030 | 2031 | 2032 | 2033 | 2034 | 2035 | 2036 | 2037 | 2038 | 2039 | 2040 | 2041 | 2042 | 2043 | 2044 | 2045 | 2046 | 2047 | 2048 | 2049 | 2050
[6 empty] | LCOE |  | Levelized Cost of Energy ($/MWh) | Res PV - Seattle - Low | 196.7204 | 149.7215 | 131.4087 | 123.1386 | 114.3338 | 101.2542 | 94.2949 | 89.1953 | 84.1579 | 79.1823 | 74.2681 | 69.4147 | 64.6218 | 59.8889 | 55.2155 | 52.3971 | 49.5849 | 46.7788 | 43.9788 | 41.1849 | 38.397 | 35.6152 | 32.8394 | 30.0696 | 27.3057 | 27.1936 | 27.0817 | 26.97 | 26.8586 | 26.7474 | 26.6364 | 26.5257 | 26.4152 | 26.3049 | 26.167
[9 empty] | Res PV - Seattle - Mid | 196.7204 | 150.2046 | 140.8283 | 133.2118 | 118.3475 | 108.2326 | 102.7498 | 99.1191 | 95.5112 | 91.9262 | 88.3638 | 84.824 | 81.3067 | 77.8118 | 74.3393 | 73.0377 | 71.7377 | 70.4392 | 69.1423 | 67.8469 | 66.5531 | 65.2609 | 63.9702 | 62.681 | 61.3935 | 60.8636 | 60.3343 | 59.8057 | 59.2777 | 58.7503 | 58.2236 | 57.6975 | 57.172 | 56.6472 | 56.0895
[9 empty] | Res PV - Seattle - Constant | 196.7204 | 150.7054 | 150.7054 | 150.7054 | 150.7054 | 150.7054 | 148.8425 | 148.8425 | 148.8425 | 148.8425 | 148.8425 | 148.8425 | 148.8425 | 148.8425 | 148.8425 | 148.8425 | 148.8425 | 148.8425 | 148.8425 | 148.8425 | 148.8425 | 148.8425 | 148.8425 | 148.8425 | 148.8425 | 148.8425 | 148.8425 | 148.8425 | 148.8425 | 148.8425 | 148.8425 | 148.8425 | 148.8425 | 148.8425 | 148.8425
[9 empty] | Res PV - Chicago - Low | 167.4236 | 127.4241 | 111.8385 | 104.8001 | 97.3064 | 86.1748 | 80.2519 | 75.9117 | 71.6245 | 67.39 | 63.2076 | 59.077 | 54.9979 | 50.9698 | 46.9924 | 44.5938 | 42.2004 | 39.8122 | 37.4292 | 35.0514 | 32.6787 | 30.3112 | 27.9487 | 25.5914 | 23.2392 | 23.1437 | 23.0485 | 22.9535 | 22.8586 | 22.764 | 22.6695 | 22.5753 | 22.4813 | 22.3874 | 22.27
[9 empty] | Res PV - Chicago - Mid | 167.4236 | 127.8352 | 119.8553 | 113.3731 | 100.7225 | 92.1139 | 87.4476 | 84.3576 | 81.2871 | 78.2359 | 75.2041 | 72.1915 | 69.198 | 66.2236 | 63.2682 | 62.1605 | 61.054 | 59.9489 | 58.8452 | 57.7427 | 56.6416 | 55.5418 | 54.4433 | 53.3462 | 52.2503 | 51.7994 | 51.3489 | 50.899 | 50.4497 | 50.0009 | 49.5526 | 49.1048 | 48.6576 | 48.2109 | 47.7363
[9 empty] | Res PV - Chicago - Constant | 167.4236 | 128.2614 | 128.2614 | 128.2614 | 128.2614 | 128.2614 | 126.6759 | 126.6759 | 126.6759 | 126.6759 | 126.6759 | 126.6759 | 126.6759 | 126.6759 | 126.6759 | 126.6759 | 126.6759 | 126.6759 | 126.6759 | 126.6759 | 126.6759 | 126.6759 | 126.6759 | 126.6759 | 126.6759 | 126.6759 | 126.6759 | 126.6759 | 126.6759 | 126.6759 | 126.6759 | 126.6759 | 126.6759 | 126.6759 | 126.6759
[9 empty] | Res PV - Kansas City - Low | 152.7441 | 116.2517 | 102.0327 | 95.6113 | 88.7747 | 78.6191 | 73.2156 | 69.2559 | 65.3446 | 61.4813 | 57.6656 | 53.8972 | 50.1758 | 46.5009 | 42.8722 | 40.6839 | 38.5003 | 36.3215 | 34.1475 | 31.9781 | 29.8135 | 27.6535 | 25.4982 | 23.3476 | 21.2016 | 21.1145 | 21.0276 | 20.9409 | 20.8544 | 20.7681 | 20.6819 | 20.5959 | 20.5101 | 20.4245 | 20.3174
[9 empty] | Res PV - Kansas City - Mid | 152.7441 | 116.6268 | 109.3465 | 103.4327 | 91.8913 | 84.0375 | 79.7803 | 76.9613 | 74.1599 | 71.3763 | 68.6103 | 65.8618 | 63.1308 | 60.4172 | 57.721 | 56.7103 | 55.7009 | 54.6927 | 53.6857 | 52.6799 | 51.6753 | 50.672 | 49.6698 | 48.6689 | 47.6691 | 47.2577 | 46.8467 | 46.4363 | 46.0263 | 45.6169 | 45.2079 | 44.7994 | 44.3914 | 43.9839 | 43.5509
[9 empty] | Res PV - Kansas City - Constant | 152.7441 | 117.0156 | 117.0156 | 117.0156 | 117.0156 | 117.0156 | 115.5692 | 115.5692 | 115.5692 | 115.5692 | 115.5692 | 115.5692 | 115.5692 | 115.5692 | 115.5692 | 115.5692 | 115.5692 | 115.5692 | 115.5692 | 115.5692 | 115.5692 | 115.5692 | 115.5692 | 115.5692 | 115.5692 | 115.5692 | 115.5692 | 115.5692 | 115.5692 | 115.5692 | 115.5692 | 115.5692 | 115.5692 | 115.5692 | 115.5692
[9 empty] | Res PV - Los Angeles - Low | 135.9401 | 103.4624 | 90.8077 | 85.0928 | 79.0083 | 69.9699 | 65.1608 | 61.6368 | 58.1558 | 54.7175 | 51.3216 | 47.9678 | 44.6558 | 41.3851 | 38.1557 | 36.2081 | 34.2648 | 32.3257 | 30.3908 | 28.4601 | 26.5336 | 24.6112 | 22.6931 | 20.779 | 18.8692 | 18.7916 | 18.7143 | 18.6371 | 18.5601 | 18.4833 | 18.4066 | 18.3301 | 18.2538 | 18.1776 | 18.0822
[9 empty] | Res PV - Los Angeles - Mid | 135.9401 | 103.7962 | 97.3169 | 92.0537 | 81.782 | 74.7922 | 71.0034 | 68.4945 | 66.0013 | 63.5239 | 61.0622 | 58.6161 | 56.1856 | 53.7705 | 51.3709 | 50.4714 | 49.573 | 48.6757 | 47.7795 | 46.8844 | 45.9904 | 45.0974 | 44.2055 | 43.3146 | 42.4249 | 42.0587 | 41.693 | 41.3277 | 40.9628 | 40.5984 | 40.2344 | 39.8708 | 39.5077 | 39.145 | 38.7597
[9 empty] | Res PV - Los Angeles - Constant | 135.9401 | 104.1423 | 104.1423 | 104.1423 | 104.1423 | 104.1423 | 102.855 | 102.855 | 102.855 | 102.855 | 102.855 | 102.855 | 102.855 | 102.855 | 102.855 | 102.855 | 102.855 | 102.855 | 102.855 | 102.855 | 102.855 | 102.855 | 102.855 | 102.855 | 102.855 | 102.855 | 102.855 | 102.855 | 102.855 | 102.855 | 102.855 | 102.855 | 102.855 | 102.855 | 102.855
[9 empty] | Res PV - Daggett, CA - Low | 118.9725 | 90.5486 | 79.4733 | 74.4718 | 69.1467 | 61.2365 | 57.0277 | 53.9435 | 50.897 | 47.8879 | 44.9158 | 41.9806 | 39.082 | 36.2196 | 33.3932 | 31.6887 | 29.9879 | 28.2909 | 26.5975 | 24.9078 | 23.2217 | 21.5393 | 19.8606 | 18.1855 | 16.514 | 16.4461 | 16.3784 | 16.3109 | 16.2435 | 16.1763 | 16.1092 | 16.0422 | 15.9754 | 15.9087 | 15.8253
[9 empty] | Res PV - Daggett, CA - Mid | 118.9725 | 90.8407 | 85.1701 | 80.5638 | 71.5742 | 65.4569 | 62.141 | 59.9452 | 57.7633 | 55.5951 | 53.4406 | 51.2998 | 49.1727 | 47.059 | 44.9589 | 44.1717 | 43.3855 | 42.6002 | 41.8158 | 41.0324 | 40.25 | 39.4685 | 38.6879 | 37.9082 | 37.1295 | 36.8091 | 36.489 | 36.1693 | 35.85 | 35.531 | 35.2125 | 34.8943 | 34.5765 | 34.2591 | 33.9218
[9 empty] | Res PV - Daggett, CA - Constant | 118.9725 | 91.1436 | 91.1436 | 91.1436 | 91.1436 | 91.1436 | 90.0169 | 90.0169 | 90.0169 | 90.0169 | 90.0169 | 90.0169 | 90.0169 | 90.0169 | 90.0169 | 90.0169 | 90.0169 | 90.0169 | 90.0169 | 90.0169 | 90.0169 | 90.0169 | 90.0169 | 90.0169 | 90.0169 | 90.0169 | 90.0169 | 90.0169 | 90.0169 | 90.0169 | 90.0169 | 90.0169 | 90.0169 | 90.0169 | 90.0169
[10 empty] | 2016 | 2017 | 2018 | 2019 | 2020 | 2021 | 2022 | 2023 | 2024 | 2025 | 2026 | 2027 | 2028 | 2029 | 2030 | 2031 | 2032 | 2033 | 2034 | 2035 | 2036 | 2037 | 2038 | 2039 | 2040 | 2041 | 2042 | 2043 | 2044 | 2045 | 2046 | 2047 | 2048 | 2049 | 2050
[6 empty] | Additional Factors |  | Tax Credit | 10 year CRF - Low | 11.61% | 11.61% | 11.61% | 11.61% | 11.61% | 11.61% | 11.61% | 11.61% | 11.61% | 11.61% | 11.61% | 11.61% | 11.61% | 11.61% | 11.61% | 11.61% | 11.61% | 11.61% | 11.61% | 11.61% | 11.61% | 11.61% | 11.61% | 11.61% | 11.61% | 11.61% | 11.61% | 11.61% | 11.61% | 11.61% | 11.61% | 11.61% | 11.61% | 11.61% | 11.61%
[9 empty] | 10 year CRF - Mid | 11.61% | 11.61% | 11.61% | 11.61% | 11.61% | 11.61% | 11.61% | 11.61% | 11.61% | 11.61% | 11.61% | 11.61% | 11.61% | 11.61% | 11.61% | 11.61% | 11.61% | 11.61% | 11.61% | 11.61% | 11.61% | 11.61% | 11.61% | 11.61% | 11.61% | 11.61% | 11.61% | 11.61% | 11.61% | 11.61% | 11.61% | 11.61% | 11.61% | 11.61% | 11.61%
[9 empty] | 10 year CRF - Constant | 11.61% | 11.61% | 11.61% | 11.61% | 11.61% | 11.61% | 11.61% | 11.61% | 11.61% | 11.61% | 11.61% | 11.61% | 11.61% | 11.61% | 11.61% | 11.61% | 11.61% | 11.61% | 11.61% | 11.61% | 11.61% | 11.61% | 11.61% | 11.61% | 11.61% | 11.61% | 11.61% | 11.61% | 11.61% | 11.61% | 11.61% | 11.61% | 11.61% | 11.61% | 11.61%
Schedule | bar: 2016 to 2050
[9 empty] | PVD - Low | 0.86849 | 0.86948 | 0.87048 | 0.87147 | 0.87247 | 0.87347 | 0.87448 | 0.87548 | 0.87649 | 0.87749 | 0.8785 | 0.87952 | 0.88053 | 0.88155 | 0.88256 | 0.88256 | 0.88256 | 0.88256 | 0.88256 | 0.88256 | 0.88256 | 0.88256 | 0.88256 | 0.88256 | 0.88256 | 0.88256 | 0.88256 | 0.88256 | 0.88256 | 0.88256 | 0.88256 | 0.88256 | 0.88256 | 0.88256 | 0.88256
[9 empty] | PVD - Mid | 0.86849 | 0.86899 | 0.86948 | 0.86998 | 0.87048 | 0.87097 | 0.87147 | 0.87197 | 0.87247 | 0.87297 | 0.87347 | 0.87397 | 0.87448 | 0.87498 | 0.87548 | 0.87548 | 0.87548 | 0.87548 | 0.87548 | 0.87548 | 0.87548 | 0.87548 | 0.87548 | 0.87548 | 0.87548 | 0.87548 | 0.87548 | 0.87548 | 0.87548 | 0.87548 | 0.87548 | 0.87548 | 0.87548 | 0.87548 | 0.87548
[9 empty] | PVD - Constant | 0.86849 | 0.86849 | 0.86849 | 0.86849 | 0.86849 | 0.86849 | 0.86849 | 0.86849 | 0.86849 | 0.86849 | 0.86849 | 0.86849 | 0.86849 | 0.86849 | 0.86849 | 0.86849 | 0.86849 | 0.86849 | 0.86849 | 0.86849 | 0.86849 | 0.86849 | 0.86849 | 0.86849 | 0.86849 | 0.86849 | 0.86849 | 0.86849 | 0.86849 | 0.86849 | 0.86849 | 0.86849 | 0.86849 | 0.86849 | 0.86849
[9 empty] | PFF - Low | 1.0456 | 1.0452 | 1.0449 | 1.0445 | 1.0442 | 1.0439 | 1.0435 | 1.0432 | 1.0428 | 1.0425 | 1.0421 | 1.0418 | 1.0414 | 1.0411 | 1.0407 | 1.0407 | 1.0407 | 1.0407 | 1.0407 | 1.0407 | 1.0407 | 1.0407 | 1.0407 | 1.0407 | 1.0407 | 1.0407 | 1.0407 | 1.0407 | 1.0407 | 1.0407 | 1.0407 | 1.0407 | 1.0407 | 1.0407 | 1.0407
[9 empty] | PFF - Mid | 1.0456 | 1.0454 | 1.0452 | 1.0451 | 1.0449 | 1.0447 | 1.0445 | 1.0444 | 1.0442 | 1.044 | 1.0439 | 1.0437 | 1.0435 | 1.0433 | 1.0432 | 1.0432 | 1.0432 | 1.0432 | 1.0432 | 1.0432 | 1.0432 | 1.0432 | 1.0432 | 1.0432 | 1.0432 | 1.0432 | 1.0432 | 1.0432 | 1.0432 | 1.0432 | 1.0432 | 1.0432 | 1.0432 | 1.0432 | 1.0432
[9 empty] | PFF - Constant | 1.0456 | 1.0456 | 1.0456 | 1.0456 | 1.0456 | 1.0456 | 1.0456 | 1.0456 | 1.0456 | 1.0456 | 1.0456 | 1.0456 | 1.0456 | 1.0456 | 1.0456 | 1.0456 | 1.0456 | 1.0456 | 1.0456 | 1.0456 | 1.0456 | 1.0456 | 1.0456 | 1.0456 | 1.0456 | 1.0456 | 1.0456 | 1.0456 | 1.0456 | 1.0456 | 1.0456 | 1.0456 | 1.0456 | 1.0456 | 1.0456
[9 empty] | Year (Low) | 2016 | 2017 | 2018 | 2019 | 2020 | 2021 | 2022 | 2023 | 2024 | 2025 | 2026 | 2027 | 2028 | 2029 | 2030 | 2031 | 2032 | 2033 | 2034 | 2035 | 2036 | 2037 | 2038 | 2039 | 2040 | 2041 | 2042 | 2043 | 2044 | 2045 | 2046 | 2047 | 2048 | 2049 | 2050
[7 empty] | 0.2 | Depreciation Factor | 1 | 0.9499 | 0.95031 | 0.95071 | 0.95111 | 0.95152 | 0.95192 | 0.95233 | 0.95274 | 0.95314 | 0.95355 | 0.95395 | 0.95436 | 0.95477 | 0.95518 | 0.95559 | 0.95559 | 0.95559 | 0.95559 | 0.95559 | 0.95559 | 0.95559 | 0.95559 | 0.95559 | 0.95559 | 0.95559 | 0.95559 | 0.95559 | 0.95559 | 0.95559 | 0.95559 | 0.95559 | 0.95559 | 0.95559 | 0.95559 | 0.95559
[7 empty] | 0.32 |  | 2 | 0.90232 | 0.90308 | 0.90385 | 0.90462 | 0.90539 | 0.90616 | 0.90693 | 0.9077 | 0.90848 | 0.90925 | 0.91003 | 0.91081 | 0.91158 | 0.91236 | 0.91314 | 0.91314 | 0.91314 | 0.91314 | 0.91314 | 0.91314 | 0.91314 | 0.91314 | 0.91314 | 0.91314 | 0.91314 | 0.91314 | 0.91314 | 0.91314 | 0.91314 | 0.91314 | 0.91314 | 0.91314 | 0.91314 | 0.91314 | 0.91314
[7 empty] | 0.192 |  | 3 | 0.85711 | 0.8582 | 0.8593 | 0.8604 | 0.8615 | 0.8626 | 0.8637 | 0.8648 | 0.86591 | 0.86702 | 0.86813 | 0.86924 | 0.87035 | 0.87147 | 0.87259 | 0.87259 | 0.87259 | 0.87259 | 0.87259 | 0.87259 | 0.87259 | 0.87259 | 0.87259 | 0.87259 | 0.87259 | 0.87259 | 0.87259 | 0.87259 | 0.87259 | 0.87259 | 0.87259 | 0.87259 | 0.87259 | 0.87259 | 0.87259
[7 empty] | 0.1152 |  | 4 | 0.81417 | 0.81556 | 0.81695 | 0.81834 | 0.81973 | 0.82113 | 0.82253 | 0.82393 | 0.82533 | 0.82674 | 0.82815 | 0.82957 | 0.83099 | 0.83241 | 0.83383 | 0.83383 | 0.83383 | 0.83383 | 0.83383 | 0.83383 | 0.83383 | 0.83383 | 0.83383 | 0.83383 | 0.83383 | 0.83383 | 0.83383 | 0.83383 | 0.83383 | 0.83383 | 0.83383 | 0.83383 | 0.83383 | 0.83383 | 0.83383
[7 empty] | 0.1152 |  | 5 | 0.77338 | 0.77503 | 0.77668 | 0.77833 | 0.77999 | 0.78165 | 0.78332 | 0.78499 | 0.78666 | 0.78834 | 0.79002 | 0.79171 | 0.7934 | 0.7951 | 0.7968 | 0.7968 | 0.7968 | 0.7968 | 0.7968 | 0.7968 | 0.7968 | 0.7968 | 0.7968 | 0.7968 | 0.7968 | 0.7968 | 0.7968 | 0.7968 | 0.7968 | 0.7968 | 0.7968 | 0.7968 | 0.7968 | 0.7968 | 0.7968
[7 empty] | 0.0576 |  | 6 | 0.73464 | 0.73652 | 0.7384 | 0.74028 | 0.74217 | 0.74407 | 0.74597 | 0.74788 | 0.7498 | 0.75172 | 0.75364 | 0.75558 | 0.75751 | 0.75946 | 0.76141 | 0.76141 | 0.76141 | 0.76141 | 0.76141 | 0.76141 | 0.76141 | 0.76141 | 0.76141 | 0.76141 | 0.76141 | 0.76141 | 0.76141 | 0.76141 | 0.76141 | 0.76141 | 0.76141 | 0.76141 | 0.76141 | 0.76141 | 0.76141
[9 empty] | Year (Mid) | 2016 | 2017 | 2018 | 2019 | 2020 | 2021 | 2022 | 2023 | 2024 | 2025 | 2026 | 2027 | 2028 | 2029 | 2030 | 2031 | 2032 | 2033 | 2034 | 2035 | 2036 | 2037 | 2038 | 2039 | 2040 | 2041 | 2042 | 2043 | 2044 | 2045 | 2046 | 2047 | 2048 | 2049 | 2050
[9 empty] | 1 | 0.9499 | 0.9501 | 0.95031 | 0.95051 | 0.95071 | 0.95091 | 0.95111 | 0.95132 | 0.95152 | 0.95172 | 0.95192 | 0.95213 | 0.95233 | 0.95253 | 0.95274 | 0.95274 | 0.95274 | 0.95274 | 0.95274 | 0.95274 | 0.95274 | 0.95274 | 0.95274 | 0.95274 | 0.95274 | 0.95274 | 0.95274 | 0.95274 | 0.95274 | 0.95274 | 0.95274 | 0.95274 | 0.95274 | 0.95274 | 0.95274
[9 empty] | 2 | 0.90232 | 0.9027 | 0.90308 | 0.90347 | 0.90385 | 0.90423 | 0.90462 | 0.905 | 0.90539 | 0.90577 | 0.90616 | 0.90655 | 0.90693 | 0.90732 | 0.9077 | 0.9077 | 0.9077 | 0.9077 | 0.9077 | 0.9077 | 0.9077 | 0.9077 | 0.9077 | 0.9077 | 0.9077 | 0.9077 | 0.9077 | 0.9077 | 0.9077 | 0.9077 | 0.9077 | 0.9077 | 0.9077 | 0.9077 | 0.9077
[9 empty] | 3 | 0.85711 | 0.85766 | 0.8582 | 0.85875 | 0.8593 | 0.85985 | 0.8604 | 0.86095 | 0.8615 | 0.86205 | 0.8626 | 0.86315 | 0.8637 | 0.86425 | 0.8648 | 0.8648 | 0.8648 | 0.8648 | 0.8648 | 0.8648 | 0.8648 | 0.8648 | 0.8648 | 0.8648 | 0.8648 | 0.8648 | 0.8648 | 0.8648 | 0.8648 | 0.8648 | 0.8648 | 0.8648 | 0.8648 | 0.8648 | 0.8648
[9 empty] | 4 | 0.81417 | 0.81486 | 0.81556 | 0.81625 | 0.81695 | 0.81764 | 0.81834 | 0.81903 | 0.81973 | 0.82043 | 0.82113 | 0.82183 | 0.82253 | 0.82323 | 0.82393 | 0.82393 | 0.82393 | 0.82393 | 0.82393 | 0.82393 | 0.82393 | 0.82393 | 0.82393 | 0.82393 | 0.82393 | 0.82393 | 0.82393 | 0.82393 | 0.82393 | 0.82393 | 0.82393 | 0.82393 | 0.82393 | 0.82393 | 0.82393
[9 empty] | 5 | 0.77338 | 0.77421 | 0.77503 | 0.77585 | 0.77668 | 0.7775 | 0.77833 | 0.77916 | 0.77999 | 0.78082 | 0.78165 | 0.78248 | 0.78332 | 0.78415 | 0.78499 | 0.78499 | 0.78499 | 0.78499 | 0.78499 | 0.78499 | 0.78499 | 0.78499 | 0.78499 | 0.78499 | 0.78499 | 0.78499 | 0.78499 | 0.78499 | 0.78499 | 0.78499 | 0.78499 | 0.78499 | 0.78499 | 0.78499 | 0.78499
[9 empty] | 6 | 0.73464 | 0.73558 | 0.73652 | 0.73745 | 0.7384 | 0.73934 | 0.74028 | 0.74123 | 0.74217 | 0.74312 | 0.74407 | 0.74502 | 0.74597 | 0.74693 | 0.74788 | 0.74788 | 0.74788 | 0.74788 | 0.74788 | 0.74788 | 0.74788 | 0.74788 | 0.74788 | 0.74788 | 0.74788 | 0.74788 | 0.74788 | 0.74788 | 0.74788 | 0.74788 | 0.74788 | 0.74788 | 0.74788 | 0.74788 | 0.74788
[9 empty] | Year (Constant) | 2016 | 2017 | 2018 | 2019 | 2020 | 2021 | 2022 | 2023 | 2024 | 2025 | 2026 | 2027 | 2028 | 2029 | 2030 | 2031 | 2032 | 2033 | 2034 | 2035 | 2036 | 2037 | 2038 | 2039 | 2040 | 2041 | 2042 | 2043 | 2044 | 2045 | 2046 | 2047 | 2048 | 2049 | 2050
[9 empty] | 1 | 0.9499 | 0.9499 | 0.9499 | 0.9499 | 0.9499 | 0.9499 | 0.9499 | 0.9499 | 0.9499 | 0.9499 | 0.9499 | 0.9499 | 0.9499 | 0.9499 | 0.9499 | 0.9499 | 0.9499 | 0.9499 | 0.9499 | 0.9499 | 0.9499 | 0.9499 | 0.9499 | 0.9499 | 0.9499 | 0.9499 | 0.9499 | 0.9499 | 0.9499 | 0.9499 | 0.9499 | 0.9499 | 0.9499 | 0.9499 | 0.9499
[9 empty] | 2 | 0.90232 | 0.90232 | 0.90232 | 0.90232 | 0.90232 | 0.90232 | 0.90232 | 0.90232 | 0.90232 | 0.90232 | 0.90232 | 0.90232 | 0.90232 | 0.90232 | 0.90232 | 0.90232 | 0.90232 | 0.90232 | 0.90232 | 0.90232 | 0.90232 | 0.90232 | 0.90232 | 0.90232 | 0.90232 | 0.90232 | 0.90232 | 0.90232 | 0.90232 | 0.90232 | 0.90232 | 0.90232 | 0.90232 | 0.90232 | 0.90232
[9 empty] | 3 | 0.85711 | 0.85711 | 0.85711 | 0.85711 | 0.85711 | 0.85711 | 0.85711 | 0.85711 | 0.85711 | 0.85711 | 0.85711 | 0.85711 | 0.85711 | 0.85711 | 0.85711 | 0.85711 | 0.85711 | 0.85711 | 0.85711 | 0.85711 | 0.85711 | 0.85711 | 0.85711 | 0.85711 | 0.85711 | 0.85711 | 0.85711 | 0.85711 | 0.85711 | 0.85711 | 0.85711 | 0.85711 | 0.85711 | 0.85711 | 0.85711
[9 empty] | 4 | 0.81417 | 0.81417 | 0.81417 | 0.81417 | 0.81417 | 0.81417 | 0.81417 | 0.81417 | 0.81417 | 0.81417 | 0.81417 | 0.81417 | 0.81417 | 0.81417 | 0.81417 | 0.81417 | 0.81417 | 0.81417 | 0.81417 | 0.81417 | 0.81417 | 0.81417 | 0.81417 | 0.81417 | 0.81417 | 0.81417 | 0.81417 | 0.81417 | 0.81417 | 0.81417 | 0.81417 | 0.81417 | 0.81417 | 0.81417 | 0.81417
[9 empty] | 5 | 0.77338 | 0.77338 | 0.77338 | 0.77338 | 0.77338 | 0.77338 | 0.77338 | 0.77338 | 0.77338 | 0.77338 | 0.77338 | 0.77338 | 0.77338 | 0.77338 | 0.77338 | 0.77338 | 0.77338 | 0.77338 | 0.77338 | 0.77338 | 0.77338 | 0.77338 | 0.77338 | 0.77338 | 0.77338 | 0.77338 | 0.77338 | 0.77338 | 0.77338 | 0.77338 | 0.77338 | 0.77338 | 0.77338 | 0.77338 | 0.77338
[9 empty] | 6 | 0.73464 | 0.73464 | 0.73464 | 0.73464 | 0.73464 | 0.73464 | 0.73464 | 0.73464 | 0.73464 | 0.73464 | 0.73464 | 0.73464 | 0.73464 | 0.73464 | 0.73464 | 0.73464 | 0.73464 | 0.73464 | 0.73464 | 0.73464 | 0.73464 | 0.73464 | 0.73464 | 0.73464 | 0.73464 | 0.73464 | 0.73464 | 0.73464 | 0.73464 | 0.73464 | 0.73464 | 0.73464 | 0.73464 | 0.73464 | 0.73464
[8 empty] | Tariff Schedule | ($/Wdc) | 0 | 0 | 0.1 | 0.09 | 0.06 | 0.04 | 0 | 0 | 0 | 0 | 0 | 0 | 0 | 0 | 0 | 0 | 0 | 0 | 0 | 0 | 0 | 0 | 0 | 0 | 0 | 0 | 0 | 0 | 0 | 0 | 0 | 0 | 0 | 0 | 0
|  |  |  | X |  | Graphics | bar: 2025 to 2050
Values overlap for all cases
Values overlap for all cases
|  | X |  |  | Data Sources for Default Inputs | bar: 2016 to 2031
Current Costs:
[6 empty] | Available Capacity (GW) |  |  |  | 2017: Pieter Gagnon, Robert Margolis, Jennifer Melius, Caleb Phillips, Ryan Elmore. (2016). Rooftop Solar Photovoltaic Technical Potential in the United States: A Detailed Assessment. NREL TP-6A20-65298
[6 empty] | Net Capacity Factor (%) |  |  |  | 2017: National Renewable Energy Laboratory. PVWATTS v5. Representative of national range of capacity factors.
[6 empty] | Overnight Capital Cost ($/kW) |  |  |  | 2017: Feldman et al (2015) Photovoltaic System Pricing Trends: 2015 Edition. NREL/PR-6A20-64898
[6 empty] | Fixed Operating Expenses ($/kW-yr) |  |  |  | 2017: Jones-Albertus, R et al (2015). Technology Advances Needed for Photovoltaics to Achieve Widespread Grid Price Parity. Jones-Albertus, R et al (2015). Technology Advances Needed for Photovoltaics to Achieve Widespread Grid Price Parity. Jones-Albertus, R et al (2015). Technology Advances Needed for Photovoltaics to Achieve Widespread Grid Price Parity.
[6 empty] | Variable Operating Expenses ($/MWh) |  |  |  | 2017: Jones-Albertus, R et al (2015). Technology Advances Needed for Photovoltaics to Achieve Widespread Grid Price Parity.
[6 empty] | Grid Feature Cost ($/kW) |  |  |  | 2017: N/A
[6 empty] | Spur Line Cost ($/kW) |  |  |  | 2017: N/A
Future Projections Costs:
[6 empty] | Net Capacity Factor (%) |  |  |  | 2017: Jones-Albertus, R et al (2015). Technology Advances Needed for Photovoltaics to Achieve Widespread Grid Price Parity.
[6 empty] | Overnight Capital Cost ($/kW) |  |  |  | 2017: Feldman et al (2015) Photovoltaic System Pricing Trends: 2015 Edition. NREL/PR-6A20-64898
[6 empty] | Fixed Operating Expenses ($/kW-yr) |  |  |  | 2017: Jones-Albertus, R et al (2015). Technology Advances Needed for Photovoltaics to Achieve Widespread Grid Price Parity.
[6 empty] | Variable Operating Expenses ($/MWh) |  |  |  | 2017: Jones-Albertus, R et al (2015). Technology Advances Needed for Photovoltaics to Achieve Widespread Grid Price Parity.
[6 empty] | Grid Connection Cost ($/kW) |  |  |  | 2017: N/A
X
?
?
?
?
?
?
?
?
?
?
?
?
?
?
?
?
?
?
?
?
?
?
?
?
?
?
?
?
?
?
?
?
Future Projections
Current (2016)
Current (2015)
Future Projections
Future Projections
Future Projections
Current Costs
Data Sources
Future Projections
Graphics
?
?
?
?
?
?
?
?
?
?
?
?
?
?
?
?
?
?
?
?
?
?
?
?
?
?
?
?
?
?
?
?
Current (2016)
Future Projections
Current (2015)
Future Projections
Future Projections
Future Projections
Current (2016)
Current Costs
Data Sources
Future Projections
Graphics
?
?
?
?
?
?
?
?
?
?
?
?
?
?
?
?
?
?
?
?
?
?
?
?
?
?
?
?
?
?
?
?
Future Projections
Current (2015)
Future Projections
Future Projections
Future Projections
Current Costs
Data Sources
Future Projections
Graphics
?
?
?
?
?
?
?
?
?
?
?
?
?
?
?
?
?
?
?
?
?
?
?
?
?
?
?
?
?
?
?
?
Future Projections
Current (2015)
Future Projections
Future Projections
Future Projections
Current Costs
Data Sources
Future Projections
Graphics
R&D Financials
Financial Assumption
Market Factors Financials
Choose a Capital Recovery Period (CRP)
20 year
30 year
Technology Life (30 years)
CustomCRP
Group Box 53
Apply Finances to all Technologies
Apply CRP to all Technologies
Note on T26: bsigrin: Source: Pieter Gagnon, Robert Margolis, Jennifer Melius, Caleb Phillips, Ryan Elmore. (2016). Rooftop Solar Photovoltaic Technical Potential in the United States: A Detailed Assessment. NREL TP-6A20-65298
Note on S54: bsigrin: Assume time value of construction is negligible

## DSCF
| 2017 | 2018 | 2019 | 2020 | 2021 | 2022 | 2023 | 2024 | 2025 | 2026 | 2027 | 2028 | 2029 | 2030 | 2031 | 2032 | 2033 | 2034 | 2035 | 2036 | 2037 | 2038 | 2039 | 2040 | 2041 | 2042 | 2043 | 2044 | 2045 | 2046 | 2047 | 2048 | 2049 | 2050
Capacity Factor | 0.16534 | 0.16548 | 0.16562 | 0.16576 | 0.1659 | 0.16604 | 0.16619 | 0.16633 | 0.16647 | 0.16661 | 0.16675 | 0.1669 | 0.16704 | 0.16718 | 0.16732 | 0.16746 | 0.1676 | 0.16775 | 0.16789 | 0.16803 | 0.16817 | 0.16831 | 0.16846 | 0.1686 | 0.16874 | 0.16888 | 0.16902 | 0.16916 | 0.16931 | 0.16945 | 0.16959 | 0.16973 | 0.16987 | 0.17016