## About
CpUDSC Cost per Unit Distributed Solar Capacity
Sources: | Price Trajectory
NREL
2018
Annual Technology Baseline 2019
https://atb.nrel.gov/
"Solar - PV Dist. Res" tab
Solar DC to AC Derate Value
Jens Schoene, EnerNex
2015
Production Levels of Utility-Scale and Residential-Scale PV Systems
http://brattle.com/system/publications/pdfs/000/005/188/original/Comparative_Generation_Costs_of_Utility-Scale_and_Residential-Scale_PV_in_Xcel_Energy_Colorado's_Service_Area.pdf?1436797265
This document is included as Appendix B of a report by Brattle Group. It is on Page 10 of the EnerNex report, which is Page 70 of the PDF

## Solar - PV Dist. Res
Solar Distributed Residential PV Inputs | [9 empty] | https://atb.nrel.gov/electricity/2019/index.html?t=sr
Inputs
[8 empty] | Take me to: | [9 empty] | Calculated
| X |  |  |  | Current Costs
[6 empty] | Techno-Economic Cost and Performance Parameters |  | Net Capacity Factor (%) | Res PV - Seattle | 12.58% |  |  | Basis Year: |  | 2017
[9 empty] | Res PV - Chicago | 14.79%
[9 empty] | Res PV - Kansas City | 16.21% |  |  | Residential Solar Photovoltaic
[9 empty] | Res PV - Los Angeles | 18.21%
[9 empty] | Res PV - Daggett, CA | 20.81%
Representative Dist. Res system is fixed-tilt roof mounted with capacity of 5 kW
[8 empty] | Annual Energy Production (kWh/kW) | Res PV - Seattle | 1102.3825 |  |  | Overnight Capital Cost, Capacity Factor, Fixed O&M, and Variable O&M costs
[9 empty] | Res PV - Chicago | 1295.2845 |  |  | represent $/kW DC; however LCOE reflects $/MWh AC.
[9 empty] | Res PV - Kansas City | 1419.7678 |  |  | Capacity factors chosen here to reflect range of across the continental U.S. using NREL PVWATTS
[9 empty] | Res PV - Los Angeles | 1595.2692
[9 empty] | Res PV - Daggett, CA | 1822.7832
[17 empty] | Available | Available
[8 empty] | CAPEX ($/kW) | Res PV - Seattle | 2769.7352 | [6 empty] | Capacity | Generation
[9 empty] | Res PV - Chicago | 2769.7352 | [6 empty] | (GW) | (GWh)
[9 empty] | Res PV - Kansas City | 2769.7352 | [6 empty] | 731 | 926000
[9 empty] | Res PV - Los Angeles | 2769.7352
[9 empty] | Res PV - Daggett, CA | 2769.7352
[13 empty] | Res PV - Seattle | Res PV - Seattle | ATB values reflect annual average capacity factor over life of plant including estimated degradation, starting at 0.75% per year, reducing to 0.3% and 0.5% annual degradation by 2050 for the low- and mid-cases.
[8 empty] | Construction Financing Cost ($/kW) | Res PV - Seattle | 0 |  |  | Res PV - Chicago | Res PV - Chicago
[9 empty] | Res PV - Chicago | 0 |  |  | Res PV - Kansas City | Res PV - Kansas City
[9 empty] | Res PV - Kansas City | 0 |  |  | Res PV - Los Angeles | Res PV - Los Angeles
[9 empty] | Res PV - Los Angeles | 0 |  |  | Res PV - Daggett, CA | Res PV - Daggett, CA
[9 empty] | Res PV - Daggett, CA | 0
Financial Assumptions:
[8 empty] | Overnight Capital Cost ($/kW) | Res PV - Seattle | 2769.7352 |  |  | Inflation Rate |  |  |  | 2.5%
[9 empty] | Res PV - Chicago | 2769.7352 |  |  | Capital Recovery Period (Years) |  |  |  | 30
[9 empty] | Res PV - Kansas City | 2769.7352 |  |  | Interest Rate Nominal - Mid |  |  |  | 3.73%
[9 empty] | Res PV - Los Angeles | 2769.7352
[9 empty] | Res PV - Daggett, CA | 2769.7352
[13 empty] | Calculated Interest Rate Real - Mid |  |  |  | 1.2%
[8 empty] | Fixed Operation and Maintenance Expenses ($/kW/yr) | Res PV - Seattle | 24.2003 |  |  | Interest During Construction - Nominal |  |  |  | 3.73%
[9 empty] | Res PV - Chicago | 24.2003 |  |  | Rate of Return on Equity Nominal - Mid |  |  |  | 9.03%
[9 empty] | Res PV - Kansas City | 24.2003 |  |  | Calculated Rate of Return on Equity Real - Mid |  |  |  | 6.371%
[9 empty] | Res PV - Los Angeles | 24.2003
[9 empty] | Res PV - Daggett, CA | 24.2003
[13 empty] | Debt Fraction - Mid |  |  |  | 60%
[8 empty] | Variable Operation and Maintenance Expenses ($/MWh) | Res PV - Seattle | 0 |  |  | Tax Rate (Federal and State) |  |  |  | 25.74%
[9 empty] | Res PV - Chicago | 0 |  |  | WACC Nominal - Mid |  |  |  | 5.274%
[9 empty] | Res PV - Kansas City | 0 |  |  | WACC Real - Mid |  |  |  | 2.706%
[9 empty] | Res PV - Los Angeles | 0
[9 empty] | Res PV - Daggett, CA | 0
[13 empty] | Depreciation Period |  |  |  | 5
[13 empty] | Construction Finance Factor |  |  |  | 1
[6 empty] | Finance |  | Weighted Average Cost of Capital (WACC) (Nominal) (%) | Res PV - Seattle | 5.274% |  |  | Present Value of Depreciation |  |  |  | 0.86849
[9 empty] | Res PV - Chicago | 5.274% |  |  | Project Finance Factor |  |  |  | 1.0456
[9 empty] | Res PV - Kansas City | 5.274% |  |  | Capital Recovery Factor (CRF) Nominal - Mid |  |  |  | 6.71%
[9 empty] | Res PV - Los Angeles | 5.274%
[9 empty] | Res PV - Daggett, CA | 5.274%
[13 empty] | Capital Recovery Factor (CRF) Real - Mid |  |  |  | 4.91%
[6 empty] | Grid Connection Costs |  | Grid Connection Costs (GCC) ($/kW) | Res PV - Seattle | 0 |  |  | Construction Duration yrs |  | 0
[9 empty] | Res PV - Chicago | 0 |  |  | Year | Capital | Accumulated
[9 empty] | Res PV - Kansas City | 0 |  |  | Index | Fraction | Interest
[9 empty] | Res PV - Los Angeles | 0
[9 empty] | Res PV - Daggett, CA | 0
[13 empty] | 0 | 100% | 1.0137
[8 empty] | Grid Feature Costs ($/kW) | Res PV - Seattle | 0 |  |  | 1 | 0% | 1.0419
[9 empty] | Res PV - Chicago | 0 |  |  | 2 | 0% | 1.0712
[9 empty] | Res PV - Kansas City | 0
[9 empty] | Res PV - Los Angeles | 0
[9 empty] | Res PV - Daggett, CA | 0
[12 empty] | MACRS yr | 1 | 2 | 3 | 4 | 5 | 6
[8 empty] | Onshore Spur Line Costs ($/kW) | Res PV - Seattle | 0 |  | Depreciation | 0.2 | 0.32 | 0.192 | 0.1152 | 0.1152 | 0.0576
[9 empty] | Res PV - Chicago | 0 |  | Fraction
[9 empty] | Res PV - Kansas City | 0 |  | Depreciation | 0.9499 | 0.90232 | 0.85711 | 0.81417 | 0.77338 | 0.73464
[9 empty] | Res PV - Los Angeles | 0
[9 empty] | Res PV - Daggett, CA | 0
Factor
[6 empty] | LCOE |  | Levelized Cost of Energy ($/MWh) | Res PV - Seattle | 150.9436
[9 empty] | Res PV - Chicago | 128.4641
[9 empty] | Res PV - Kansas City | 117.2006
[9 empty] | Res PV - Los Angeles | 104.3069
[9 empty] | Res PV - Daggett, CA | 91.2876
[8 empty] | Overnight Levelized Cost of Energy ($/MWh) | Res PV - Seattle | 150.9436
[9 empty] | Res PV - Chicago | 128.4641
[9 empty] | Res PV - Kansas City | 117.2006
[9 empty] | Res PV - Los Angeles | 104.3069
[9 empty] | Res PV - Daggett, CA | 91.2876
***Note: For future projections, low, mid, and high refer to the resulting low, mid, and high LCOE projections.
|  |  | X |  | Future Projections
[10 empty] | 2017 | 2018 | 2019 | 2020 | 2021 | 2022 | 2023 | 2024 | 2025 | 2026 | 2027 | 2028 | 2029 | 2030 | 2031 | 2032 | 2033 | 2034 | 2035 | 2036 | 2037 | 2038 | 2039 | 2040 | 2041 | 2042 | 2043 | 2044 | 2045 | 2046 | 2047 | 2048 | 2049 | 2050
[6 empty] | Techno-Economic Cost and Performance Parameters |  | Net Capacity Factor (%) | Res PV - Seattle - Low | 12.58% | 12.6% | 12.62% | 12.64% | 12.66% | 12.68% | 12.69% | 12.71% | 12.73% | 12.75% | 12.77% | 12.78% | 12.8% | 12.82% | 12.84% | 12.86% | 12.88% | 12.89% | 12.91% | 12.93% | 12.95% | 12.97% | 12.98% | 13% | 13.02% | 13.04% | 13.06% | 13.08% | 13.09% | 13.11% | 13.13% | 13.15% | 13.17% | 13.18%
[9 empty] | Res PV - Seattle - Mid | 12.58% | 12.59% | 12.6% | 12.61% | 12.62% | 12.62% | 12.63% | 12.64% | 12.65% | 12.66% | 12.67% | 12.67% | 12.68% | 12.69% | 12.7% | 12.71% | 12.71% | 12.72% | 12.73% | 12.74% | 12.75% | 12.75% | 12.76% | 12.77% | 12.78% | 12.79% | 12.8% | 12.8% | 12.81% | 12.82% | 12.83% | 12.84% | 12.84% | 12.85%
[9 empty] | Res PV - Seattle - Constant | 12.58% | 12.58% | 12.58% | 12.58% | 12.58% | 12.58% | 12.58% | 12.58% | 12.58% | 12.58% | 12.58% | 12.58% | 12.58% | 12.58% | 12.58% | 12.58% | 12.58% | 12.58% | 12.58% | 12.58% | 12.58% | 12.58% | 12.58% | 12.58% | 12.58% | 12.58% | 12.58% | 12.58% | 12.58% | 12.58% | 12.58% | 12.58% | 12.58% | 12.58%
[9 empty] | Res PV - Chicago - Low | 14.79% | 14.81% | 14.83% | 14.85% | 14.87% | 14.89% | 14.91% | 14.94% | 14.96% | 14.98% | 15% | 15.02% | 15.04% | 15.06% | 15.09% | 15.11% | 15.13% | 15.15% | 15.17% | 15.19% | 15.21% | 15.23% | 15.26% | 15.28% | 15.3% | 15.32% | 15.34% | 15.36% | 15.38% | 15.41% | 15.43% | 15.45% | 15.47% | 15.49%
[9 empty] | Res PV - Chicago - Mid | 14.79% | 14.8% | 14.81% | 14.81% | 14.82% | 14.83% | 14.84% | 14.85% | 14.86% | 14.87% | 14.88% | 14.89% | 14.9% | 14.91% | 14.92% | 14.93% | 14.94% | 14.95% | 14.96% | 14.97% | 14.98% | 14.99% | 15% | 15.01% | 15.02% | 15.02% | 15.03% | 15.04% | 15.05% | 15.06% | 15.07% | 15.08% | 15.09% | 15.1%
[9 empty] | Res PV - Chicago - Constant | 14.79% | 14.79% | 14.79% | 14.79% | 14.79% | 14.79% | 14.79% | 14.79% | 14.79% | 14.79% | 14.79% | 14.79% | 14.79% | 14.79% | 14.79% | 14.79% | 14.79% | 14.79% | 14.79% | 14.79% | 14.79% | 14.79% | 14.79% | 14.79% | 14.79% | 14.79% | 14.79% | 14.79% | 14.79% | 14.79% | 14.79% | 14.79% | 14.79% | 14.79%
[9 empty] | Res PV - Kansas City - Low | 16.21% | 16.23% | 16.25% | 16.28% | 16.3% | 16.32% | 16.35% | 16.37% | 16.39% | 16.42% | 16.44% | 16.46% | 16.49% | 16.51% | 16.54% | 16.56% | 16.58% | 16.61% | 16.63% | 16.65% | 16.68% | 16.7% | 16.72% | 16.75% | 16.77% | 16.79% | 16.82% | 16.84% | 16.86% | 16.89% | 16.91% | 16.93% | 16.96% | 16.98%
[9 empty] | Res PV - Kansas City - Mid | 16.21% | 16.22% | 16.23% | 16.24% | 16.25% | 16.26% | 16.27% | 16.28% | 16.29% | 16.3% | 16.31% | 16.32% | 16.33% | 16.34% | 16.35% | 16.36% | 16.37% | 16.39% | 16.4% | 16.41% | 16.42% | 16.43% | 16.44% | 16.45% | 16.46% | 16.47% | 16.48% | 16.49% | 16.5% | 16.51% | 16.52% | 16.53% | 16.54% | 16.55%
[9 empty] | Res PV - Kansas City - Constant | 16.21% | 16.21% | 16.21% | 16.21% | 16.21% | 16.21% | 16.21% | 16.21% | 16.21% | 16.21% | 16.21% | 16.21% | 16.21% | 16.21% | 16.21% | 16.21% | 16.21% | 16.21% | 16.21% | 16.21% | 16.21% | 16.21% | 16.21% | 16.21% | 16.21% | 16.21% | 16.21% | 16.21% | 16.21% | 16.21% | 16.21% | 16.21% | 16.21% | 16.21%
[9 empty] | Res PV - Los Angeles - Low | 18.21% | 18.24% | 18.26% | 18.29% | 18.32% | 18.34% | 18.37% | 18.4% | 18.42% | 18.45% | 18.47% | 18.5% | 18.53% | 18.55% | 18.58% | 18.61% | 18.63% | 18.66% | 18.68% | 18.71% | 18.74% | 18.76% | 18.79% | 18.82% | 18.84% | 18.87% | 18.89% | 18.92% | 18.95% | 18.97% | 19% | 19.03% | 19.05% | 19.08%
[9 empty] | Res PV - Los Angeles - Mid | 18.21% | 18.22% | 18.23% | 18.25% | 18.26% | 18.27% | 18.28% | 18.29% | 18.3% | 18.32% | 18.33% | 18.34% | 18.35% | 18.36% | 18.38% | 18.39% | 18.4% | 18.41% | 18.42% | 18.43% | 18.45% | 18.46% | 18.47% | 18.48% | 18.49% | 18.5% | 18.52% | 18.53% | 18.54% | 18.55% | 18.56% | 18.58% | 18.59% | 18.6%
[9 empty] | Res PV - Los Angeles - Constant | 18.21% | 18.21% | 18.21% | 18.21% | 18.21% | 18.21% | 18.21% | 18.21% | 18.21% | 18.21% | 18.21% | 18.21% | 18.21% | 18.21% | 18.21% | 18.21% | 18.21% | 18.21% | 18.21% | 18.21% | 18.21% | 18.21% | 18.21% | 18.21% | 18.21% | 18.21% | 18.21% | 18.21% | 18.21% | 18.21% | 18.21% | 18.21% | 18.21% | 18.21%
[9 empty] | Res PV - Daggett, CA - Low | 20.81% | 20.84% | 20.87% | 20.9% | 20.93% | 20.96% | 20.99% | 21.02% | 21.05% | 21.08% | 21.11% | 21.14% | 21.17% | 21.2% | 21.23% | 21.26% | 21.29% | 21.32% | 21.35% | 21.38% | 21.41% | 21.44% | 21.47% | 21.5% | 21.53% | 21.56% | 21.59% | 21.62% | 21.65% | 21.68% | 21.71% | 21.74% | 21.77% | 21.8%
[9 empty] | Res PV - Daggett, CA - Mid | 20.81% | 20.82% | 20.83% | 20.85% | 20.86% | 20.88% | 20.89% | 20.9% | 20.92% | 20.93% | 20.94% | 20.96% | 20.97% | 20.98% | 21% | 21.01% | 21.02% | 21.04% | 21.05% | 21.06% | 21.08% | 21.09% | 21.1% | 21.12% | 21.13% | 21.14% | 21.16% | 21.17% | 21.18% | 21.2% | 21.21% | 21.22% | 21.24% | 21.25%
[9 empty] | Res PV - Daggett, CA - Constant | 20.81% | 20.81% | 20.81% | 20.81% | 20.81% | 20.81% | 20.81% | 20.81% | 20.81% | 20.81% | 20.81% | 20.81% | 20.81% | 20.81% | 20.81% | 20.81% | 20.81% | 20.81% | 20.81% | 20.81% | 20.81% | 20.81% | 20.81% | 20.81% | 20.81% | 20.81% | 20.81% | 20.81% | 20.81% | 20.81% | 20.81% | 20.81% | 20.81% | 20.81%
[10 empty] | 2017 | 2018 | 2019 | 2020 | 2021 | 2022 | 2023 | 2024 | 2025 | 2026 | 2027 | 2028 | 2029 | 2030 | 2031 | 2032 | 2033 | 2034 | 2035 | 2036 | 2037 | 2038 | 2039 | 2040 | 2041 | 2042 | 2043 | 2044 | 2045 | 2046 | 2047 | 2048 | 2049 | 2050
[8 empty] | Annual Energy Production (kWh/kW) | Res PV - Seattle - Low | 1102.3825 | 1103.9752 | 1105.5679 | 1107.1606 | 1108.7532 | 1110.3459 | 1111.9386 | 1113.5313 | 1115.124 | 1116.7167 | 1118.3093 | 1119.902 | 1121.4947 | 1123.0874 | 1124.6801 | 1126.2728 | 1127.8654 | 1129.4581 | 1131.0508 | 1132.6435 | 1134.2362 | 1135.8289 | 1137.4215 | 1139.0142 | 1140.6069 | 1142.1996 | 1143.7923 | 1145.385 | 1146.9776 | 1148.5703 | 1150.163 | 1151.7557 | 1153.3484 | 1154.9411
[9 empty] | Res PV - Seattle - Mid | 1102.3825 | 1103.0942 | 1103.8058 | 1104.5174 | 1105.2291 | 1105.9407 | 1106.6524 | 1107.364 | 1108.0756 | 1108.7873 | 1109.4989 | 1110.2106 | 1110.9222 | 1111.6338 | 1112.3455 | 1113.0571 | 1113.7688 | 1114.4804 | 1115.192 | 1115.9037 | 1116.6153 | 1117.327 | 1118.0386 | 1118.7502 | 1119.4619 | 1120.1735 | 1120.8852 | 1121.5968 | 1122.3085 | 1123.0201 | 1123.7317 | 1124.4434 | 1125.155 | 1125.8667
[9 empty] | Res PV - Seattle - Constant | 1102.3825 | 1102.3825 | 1102.3825 | 1102.3825 | 1102.3825 | 1102.3825 | 1102.3825 | 1102.3825 | 1102.3825 | 1102.3825 | 1102.3825 | 1102.3825 | 1102.3825 | 1102.3825 | 1102.3825 | 1102.3825 | 1102.3825 | 1102.3825 | 1102.3825 | 1102.3825 | 1102.3825 | 1102.3825 | 1102.3825 | 1102.3825 | 1102.3825 | 1102.3825 | 1102.3825 | 1102.3825 | 1102.3825 | 1102.3825 | 1102.3825 | 1102.3825 | 1102.3825 | 1102.3825
[9 empty] | Res PV - Chicago - Low | 1295.2845 | 1297.1558 | 1299.0272 | 1300.8986 | 1302.77 | 1304.6414 | 1306.5127 | 1308.3841 | 1310.2555 | 1312.1269 | 1313.9983 | 1315.8696 | 1317.741 | 1319.6124 | 1321.4838 | 1323.3552 | 1325.2265 | 1327.0979 | 1328.9693 | 1330.8407 | 1332.7121 | 1334.5835 | 1336.4548 | 1338.3262 | 1340.1976 | 1342.069 | 1343.9404 | 1345.8117 | 1347.6831 | 1349.5545 | 1351.4259 | 1353.2973 | 1355.1686 | 1357.04
[9 empty] | Res PV - Chicago - Mid | 1295.2845 | 1296.1206 | 1296.9568 | 1297.793 | 1298.6291 | 1299.4653 | 1300.3015 | 1301.1376 | 1301.9738 | 1302.81 | 1303.6461 | 1304.4823 | 1305.3185 | 1306.1546 | 1306.9908 | 1307.827 | 1308.6631 | 1309.4993 | 1310.3355 | 1311.1716 | 1312.0078 | 1312.844 | 1313.6802 | 1314.5163 | 1315.3525 | 1316.1887 | 1317.0248 | 1317.861 | 1318.6972 | 1319.5333 | 1320.3695 | 1321.2057 | 1322.0418 | 1322.878
[9 empty] | Res PV - Chicago - Constant | 1295.2845 | 1295.2845 | 1295.2845 | 1295.2845 | 1295.2845 | 1295.2845 | 1295.2845 | 1295.2845 | 1295.2845 | 1295.2845 | 1295.2845 | 1295.2845 | 1295.2845 | 1295.2845 | 1295.2845 | 1295.2845 | 1295.2845 | 1295.2845 | 1295.2845 | 1295.2845 | 1295.2845 | 1295.2845 | 1295.2845 | 1295.2845 | 1295.2845 | 1295.2845 | 1295.2845 | 1295.2845 | 1295.2845 | 1295.2845 | 1295.2845 | 1295.2845 | 1295.2845 | 1295.2845
[9 empty] | Res PV - Kansas City - Low | 1419.7678 | 1421.819 | 1423.8703 | 1425.9215 | 1427.9727 | 1430.024 | 1432.0752 | 1434.1264 | 1436.1777 | 1438.2289 | 1440.2801 | 1442.3313 | 1444.3826 | 1446.4338 | 1448.485 | 1450.5363 | 1452.5875 | 1454.6387 | 1456.69 | 1458.7412 | 1460.7924 | 1462.8436 | 1464.8949 | 1466.9461 | 1468.9973 | 1471.0486 | 1473.0998 | 1475.151 | 1477.2022 | 1479.2535 | 1481.3047 | 1483.3559 | 1485.4072 | 1487.4584
[9 empty] | Res PV - Kansas City - Mid | 1419.7678 | 1420.6843 | 1421.6009 | 1422.5174 | 1423.4339 | 1424.3505 | 1425.267 | 1426.1835 | 1427.1 | 1428.0166 | 1428.9331 | 1429.8496 | 1430.7661 | 1431.6827 | 1432.5992 | 1433.5157 | 1434.4323 | 1435.3488 | 1436.2653 | 1437.1818 | 1438.0984 | 1439.0149 | 1439.9314 | 1440.848 | 1441.7645 | 1442.681 | 1443.5975 | 1444.5141 | 1445.4306 | 1446.3471 | 1447.2636 | 1448.1802 | 1449.0967 | 1450.0132
[9 empty] | Res PV - Kansas City - Constant | 1419.7678 | 1419.7678 | 1419.7678 | 1419.7678 | 1419.7678 | 1419.7678 | 1419.7678 | 1419.7678 | 1419.7678 | 1419.7678 | 1419.7678 | 1419.7678 | 1419.7678 | 1419.7678 | 1419.7678 | 1419.7678 | 1419.7678 | 1419.7678 | 1419.7678 | 1419.7678 | 1419.7678 | 1419.7678 | 1419.7678 | 1419.7678 | 1419.7678 | 1419.7678 | 1419.7678 | 1419.7678 | 1419.7678 | 1419.7678 | 1419.7678 | 1419.7678 | 1419.7678 | 1419.7678
[9 empty] | Res PV - Los Angeles - Low | 1595.2692 | 1597.574 | 1599.8788 | 1602.1836 | 1604.4884 | 1606.7931 | 1609.0979 | 1611.4027 | 1613.7075 | 1616.0123 | 1618.3171 | 1620.6219 | 1622.9267 | 1625.2315 | 1627.5362 | 1629.841 | 1632.1458 | 1634.4506 | 1636.7554 | 1639.0602 | 1641.365 | 1643.6698 | 1645.9745 | 1648.2793 | 1650.5841 | 1652.8889 | 1655.1937 | 1657.4985 | 1659.8033 | 1662.1081 | 1664.4128 | 1666.7176 | 1669.0224 | 1671.3272
[9 empty] | Res PV - Los Angeles - Mid | 1595.2692 | 1596.299 | 1597.3289 | 1598.3587 | 1599.3885 | 1600.4183 | 1601.4481 | 1602.478 | 1603.5078 | 1604.5376 | 1605.5674 | 1606.5973 | 1607.6271 | 1608.6569 | 1609.6867 | 1610.7165 | 1611.7464 | 1612.7762 | 1613.806 | 1614.8358 | 1615.8657 | 1616.8955 | 1617.9253 | 1618.9551 | 1619.9849 | 1621.0148 | 1622.0446 | 1623.0744 | 1624.1042 | 1625.1341 | 1626.1639 | 1627.1937 | 1628.2235 | 1629.2533
[9 empty] | Res PV - Los Angeles - Constant | 1595.2692 | 1595.2692 | 1595.2692 | 1595.2692 | 1595.2692 | 1595.2692 | 1595.2692 | 1595.2692 | 1595.2692 | 1595.2692 | 1595.2692 | 1595.2692 | 1595.2692 | 1595.2692 | 1595.2692 | 1595.2692 | 1595.2692 | 1595.2692 | 1595.2692 | 1595.2692 | 1595.2692 | 1595.2692 | 1595.2692 | 1595.2692 | 1595.2692 | 1595.2692 | 1595.2692 | 1595.2692 | 1595.2692 | 1595.2692 | 1595.2692 | 1595.2692 | 1595.2692 | 1595.2692
[9 empty] | Res PV - Daggett, CA - Low | 1822.7832 | 1825.4167 | 1828.0502 | 1830.6837 | 1833.3172 | 1835.9507 | 1838.5841 | 1841.2176 | 1843.8511 | 1846.4846 | 1849.1181 | 1851.7516 | 1854.3851 | 1857.0186 | 1859.6521 | 1862.2856 | 1864.9191 | 1867.5526 | 1870.186 | 1872.8195 | 1875.453 | 1878.0865 | 1880.72 | 1883.3535 | 1885.987 | 1888.6205 | 1891.254 | 1893.8875 | 1896.521 | 1899.1545 | 1901.788 | 1904.4214 | 1907.0549 | 1909.6884
[9 empty] | Res PV - Daggett, CA - Mid | 1822.7832 | 1823.9599 | 1825.1366 | 1826.3133 | 1827.49 | 1828.6667 | 1829.8434 | 1831.02 | 1832.1967 | 1833.3734 | 1834.5501 | 1835.7268 | 1836.9035 | 1838.0802 | 1839.2569 | 1840.4336 | 1841.6103 | 1842.787 | 1843.9637 | 1845.1404 | 1846.3171 | 1847.4938 | 1848.6704 | 1849.8471 | 1851.0238 | 1852.2005 | 1853.3772 | 1854.5539 | 1855.7306 | 1856.9073 | 1858.084 | 1859.2607 | 1860.4374 | 1861.6141
[9 empty] | Res PV - Daggett, CA - Constant | 1822.7832 | 1822.7832 | 1822.7832 | 1822.7832 | 1822.7832 | 1822.7832 | 1822.7832 | 1822.7832 | 1822.7832 | 1822.7832 | 1822.7832 | 1822.7832 | 1822.7832 | 1822.7832 | 1822.7832 | 1822.7832 | 1822.7832 | 1822.7832 | 1822.7832 | 1822.7832 | 1822.7832 | 1822.7832 | 1822.7832 | 1822.7832 | 1822.7832 | 1822.7832 | 1822.7832 | 1822.7832 | 1822.7832 | 1822.7832 | 1822.7832 | 1822.7832 | 1822.7832 | 1822.7832
[10 empty] | 2017 | 2018 | 2019 | 2020 | 2021 | 2022 | 2023 | 2024 | 2025 | 2026 | 2027 | 2028 | 2029 | 2030 | 2031 | 2032 | 2033 | 2034 | 2035 | 2036 | 2037 | 2038 | 2039 | 2040 | 2041 | 2042 | 2043 | 2044 | 2045 | 2046 | 2047 | 2048 | 2049 | 2050
[8 empty] | CAPEX ($/kW) | Res PV - Seattle - Low | 2769.7352 | 2639.7973 | 2346.066 | 2217.0323 | 2075.6523 | 1934.2723 | 1792.8922 | 1651.5122 | 1510.1321 | 1368.7521 | 1227.372 | 1085.992 | 944.6119 | 803.2319 | 783.7623 | 764.2927 | 744.8231 | 725.3535 | 705.8839 | 686.4143 | 666.9447 | 647.4752 | 628.0056 | 608.536 | 599.2235 | 589.9111 | 580.5987 | 571.2862 | 561.9738 | 559.579 | 557.1843 | 554.7895 | 552.3948 | 550
[9 empty] | Res PV - Seattle - Mid | 2769.7352 | 2639.7973 | 2575.3202 | 2510.8431 | 2400.6082 | 2290.3733 | 2180.1384 | 2069.9035 | 1959.6686 | 1849.4337 | 1739.1988 | 1628.9639 | 1518.729 | 1408.4941 | 1381.7373 | 1354.9804 | 1328.2236 | 1301.4667 | 1274.7099 | 1247.953 | 1221.1962 | 1194.4393 | 1167.6825 | 1140.9256 | 1129.4438 | 1117.9619 | 1106.48 | 1094.9982 | 1083.5163 | 1080.8131 | 1078.1098 | 1075.4065 | 1072.7033 | 1070
[9 empty] | Res PV - Seattle - Constant | 2769.7352 | 2639.7973 | 2639.7973 | 2639.7973 | 2639.7973 | 2639.7973 | 2639.7973 | 2639.7973 | 2639.7973 | 2639.7973 | 2639.7973 | 2639.7973 | 2639.7973 | 2639.7973 | 2639.7973 | 2639.7973 | 2639.7973 | 2639.7973 | 2639.7973 | 2639.7973 | 2639.7973 | 2639.7973 | 2639.7973 | 2639.7973 | 2639.7973 | 2639.7973 | 2639.7973 | 2639.7973 | 2639.7973 | 2639.7973 | 2639.7973 | 2639.7973 | 2639.7973 | 2639.7973
[9 empty] | Res PV - Chicago - Low | 2769.7352 | 2639.7973 | 2346.066 | 2217.0323 | 2075.6523 | 1934.2723 | 1792.8922 | 1651.5122 | 1510.1321 | 1368.7521 | 1227.372 | 1085.992 | 944.6119 | 803.2319 | 783.7623 | 764.2927 | 744.8231 | 725.3535 | 705.8839 | 686.4143 | 666.9447 | 647.4752 | 628.0056 | 608.536 | 599.2235 | 589.9111 | 580.5987 | 571.2862 | 561.9738 | 559.579 | 557.1843 | 554.7895 | 552.3948 | 550
[9 empty] | Res PV - Chicago - Mid | 2769.7352 | 2639.7973 | 2575.3202 | 2510.8431 | 2400.6082 | 2290.3733 | 2180.1384 | 2069.9035 | 1959.6686 | 1849.4337 | 1739.1988 | 1628.9639 | 1518.729 | 1408.4941 | 1381.7373 | 1354.9804 | 1328.2236 | 1301.4667 | 1274.7099 | 1247.953 | 1221.1962 | 1194.4393 | 1167.6825 | 1140.9256 | 1129.4438 | 1117.9619 | 1106.48 | 1094.9982 | 1083.5163 | 1080.8131 | 1078.1098 | 1075.4065 | 1072.7033 | 1070
[9 empty] | Res PV - Chicago - Constant | 2769.7352 | 2639.7973 | 2639.7973 | 2639.7973 | 2639.7973 | 2639.7973 | 2639.7973 | 2639.7973 | 2639.7973 | 2639.7973 | 2639.7973 | 2639.7973 | 2639.7973 | 2639.7973 | 2639.7973 | 2639.7973 | 2639.7973 | 2639.7973 | 2639.7973 | 2639.7973 | 2639.7973 | 2639.7973 | 2639.7973 | 2639.7973 | 2639.7973 | 2639.7973 | 2639.7973 | 2639.7973 | 2639.7973 | 2639.7973 | 2639.7973 | 2639.7973 | 2639.7973 | 2639.7973
[9 empty] | Res PV - Kansas City - Low | 2769.7352 | 2639.7973 | 2346.066 | 2217.0323 | 2075.6523 | 1934.2723 | 1792.8922 | 1651.5122 | 1510.1321 | 1368.7521 | 1227.372 | 1085.992 | 944.6119 | 803.2319 | 783.7623 | 764.2927 | 744.8231 | 725.3535 | 705.8839 | 686.4143 | 666.9447 | 647.4752 | 628.0056 | 608.536 | 599.2235 | 589.9111 | 580.5987 | 571.2862 | 561.9738 | 559.579 | 557.1843 | 554.7895 | 552.3948 | 550
[9 empty] | Res PV - Kansas City - Mid | 2769.7352 | 2639.7973 | 2575.3202 | 2510.8431 | 2400.6082 | 2290.3733 | 2180.1384 | 2069.9035 | 1959.6686 | 1849.4337 | 1739.1988 | 1628.9639 | 1518.729 | 1408.4941 | 1381.7373 | 1354.9804 | 1328.2236 | 1301.4667 | 1274.7099 | 1247.953 | 1221.1962 | 1194.4393 | 1167.6825 | 1140.9256 | 1129.4438 | 1117.9619 | 1106.48 | 1094.9982 | 1083.5163 | 1080.8131 | 1078.1098 | 1075.4065 | 1072.7033 | 1070
[9 empty] | Res PV - Kansas City - Constant | 2769.7352 | 2639.7973 | 2639.7973 | 2639.7973 | 2639.7973 | 2639.7973 | 2639.7973 | 2639.7973 | 2639.7973 | 2639.7973 | 2639.7973 | 2639.7973 | 2639.7973 | 2639.7973 | 2639.7973 | 2639.7973 | 2639.7973 | 2639.7973 | 2639.7973 | 2639.7973 | 2639.7973 | 2639.7973 | 2639.7973 | 2639.7973 | 2639.7973 | 2639.7973 | 2639.7973 | 2639.7973 | 2639.7973 | 2639.7973 | 2639.7973 | 2639.7973 | 2639.7973 | 2639.7973
[9 empty] | Res PV - Los Angeles - Low | 2769.7352 | 2639.7973 | 2346.066 | 2217.0323 | 2075.6523 | 1934.2723 | 1792.8922 | 1651.5122 | 1510.1321 | 1368.7521 | 1227.372 | 1085.992 | 944.6119 | 803.2319 | 783.7623 | 764.2927 | 744.8231 | 725.3535 | 705.8839 | 686.4143 | 666.9447 | 647.4752 | 628.0056 | 608.536 | 599.2235 | 589.9111 | 580.5987 | 571.2862 | 561.9738 | 559.579 | 557.1843 | 554.7895 | 552.3948 | 550
[9 empty] | Res PV - Los Angeles - Mid | 2769.7352 | 2639.7973 | 2575.3202 | 2510.8431 | 2400.6082 | 2290.3733 | 2180.1384 | 2069.9035 | 1959.6686 | 1849.4337 | 1739.1988 | 1628.9639 | 1518.729 | 1408.4941 | 1381.7373 | 1354.9804 | 1328.2236 | 1301.4667 | 1274.7099 | 1247.953 | 1221.1962 | 1194.4393 | 1167.6825 | 1140.9256 | 1129.4438 | 1117.9619 | 1106.48 | 1094.9982 | 1083.5163 | 1080.8131 | 1078.1098 | 1075.4065 | 1072.7033 | 1070
[9 empty] | Res PV - Los Angeles - Constant | 2769.7352 | 2639.7973 | 2639.7973 | 2639.7973 | 2639.7973 | 2639.7973 | 2639.7973 | 2639.7973 | 2639.7973 | 2639.7973 | 2639.7973 | 2639.7973 | 2639.7973 | 2639.7973 | 2639.7973 | 2639.7973 | 2639.7973 | 2639.7973 | 2639.7973 | 2639.7973 | 2639.7973 | 2639.7973 | 2639.7973 | 2639.7973 | 2639.7973 | 2639.7973 | 2639.7973 | 2639.7973 | 2639.7973 | 2639.7973 | 2639.7973 | 2639.7973 | 2639.7973 | 2639.7973
[9 empty] | Res PV - Daggett, CA - Low | 2769.7352 | 2639.7973 | 2346.066 | 2217.0323 | 2075.6523 | 1934.2723 | 1792.8922 | 1651.5122 | 1510.1321 | 1368.7521 | 1227.372 | 1085.992 | 944.6119 | 803.2319 | 783.7623 | 764.2927 | 744.8231 | 725.3535 | 705.8839 | 686.4143 | 666.9447 | 647.4752 | 628.0056 | 608.536 | 599.2235 | 589.9111 | 580.5987 | 571.2862 | 561.9738 | 559.579 | 557.1843 | 554.7895 | 552.3948 | 550
[9 empty] | Res PV - Daggett, CA - Mid | 2769.7352 | 2639.7973 | 2575.3202 | 2510.8431 | 2400.6082 | 2290.3733 | 2180.1384 | 2069.9035 | 1959.6686 | 1849.4337 | 1739.1988 | 1628.9639 | 1518.729 | 1408.4941 | 1381.7373 | 1354.9804 | 1328.2236 | 1301.4667 | 1274.7099 | 1247.953 | 1221.1962 | 1194.4393 | 1167.6825 | 1140.9256 | 1129.4438 | 1117.9619 | 1106.48 | 1094.9982 | 1083.5163 | 1080.8131 | 1078.1098 | 1075.4065 | 1072.7033 | 1070
[9 empty] | Res PV - Daggett, CA - Constant | 2769.7352 | 2639.7973 | 2639.7973 | 2639.7973 | 2639.7973 | 2639.7973 | 2639.7973 | 2639.7973 | 2639.7973 | 2639.7973 | 2639.7973 | 2639.7973 | 2639.7973 | 2639.7973 | 2639.7973 | 2639.7973 | 2639.7973 | 2639.7973 | 2639.7973 | 2639.7973 | 2639.7973 | 2639.7973 | 2639.7973 | 2639.7973 | 2639.7973 | 2639.7973 | 2639.7973 | 2639.7973 | 2639.7973 | 2639.7973 | 2639.7973 | 2639.7973 | 2639.7973 | 2639.7973
[10 empty] | 2017 | 2018 | 2019 | 2020 | 2021 | 2022 | 2023 | 2024 | 2025 | 2026 | 2027 | 2028 | 2029 | 2030 | 2031 | 2032 | 2033 | 2034 | 2035 | 2036 | 2037 | 2038 | 2039 | 2040 | 2041 | 2042 | 2043 | 2044 | 2045 | 2046 | 2047 | 2048 | 2049 | 2050
[8 empty] | Overnight Capital Cost ($/kW) | Res PV - Seattle - Low | 2769.7352 | 2639.7973 | 2346.066 | 2217.0323 | 2075.6523 | 1934.2723 | 1792.8922 | 1651.5122 | 1510.1321 | 1368.7521 | 1227.372 | 1085.992 | 944.6119 | 803.2319 | 783.7623 | 764.2927 | 744.8231 | 725.3535 | 705.8839 | 686.4143 | 666.9447 | 647.4752 | 628.0056 | 608.536 | 599.2235 | 589.9111 | 580.5987 | 571.2862 | 561.9738 | 559.579 | 557.1843 | 554.7895 | 552.3948 | 550
[9 empty] | Res PV - Seattle - Mid | 2769.7352 | 2639.7973 | 2575.3202 | 2510.8431 | 2400.6082 | 2290.3733 | 2180.1384 | 2069.9035 | 1959.6686 | 1849.4337 | 1739.1988 | 1628.9639 | 1518.729 | 1408.4941 | 1381.7373 | 1354.9804 | 1328.2236 | 1301.4667 | 1274.7099 | 1247.953 | 1221.1962 | 1194.4393 | 1167.6825 | 1140.9256 | 1129.4438 | 1117.9619 | 1106.48 | 1094.9982 | 1083.5163 | 1080.8131 | 1078.1098 | 1075.4065 | 1072.7033 | 1070
[9 empty] | Res PV - Seattle - Constant | 2769.7352 | 2639.7973 | 2639.7973 | 2639.7973 | 2639.7973 | 2639.7973 | 2639.7973 | 2639.7973 | 2639.7973 | 2639.7973 | 2639.7973 | 2639.7973 | 2639.7973 | 2639.7973 | 2639.7973 | 2639.7973 | 2639.7973 | 2639.7973 | 2639.7973 | 2639.7973 | 2639.7973 | 2639.7973 | 2639.7973 | 2639.7973 | 2639.7973 | 2639.7973 | 2639.7973 | 2639.7973 | 2639.7973 | 2639.7973 | 2639.7973 | 2639.7973 | 2639.7973 | 2639.7973
[9 empty] | Res PV - Chicago - Low | 2769.7352 | 2639.7973 | 2346.066 | 2217.0323 | 2075.6523 | 1934.2723 | 1792.8922 | 1651.5122 | 1510.1321 | 1368.7521 | 1227.372 | 1085.992 | 944.6119 | 803.2319 | 783.7623 | 764.2927 | 744.8231 | 725.3535 | 705.8839 | 686.4143 | 666.9447 | 647.4752 | 628.0056 | 608.536 | 599.2235 | 589.9111 | 580.5987 | 571.2862 | 561.9738 | 559.579 | 557.1843 | 554.7895 | 552.3948 | 550
[9 empty] | Res PV - Chicago - Mid | 2769.7352 | 2639.7973 | 2575.3202 | 2510.8431 | 2400.6082 | 2290.3733 | 2180.1384 | 2069.9035 | 1959.6686 | 1849.4337 | 1739.1988 | 1628.9639 | 1518.729 | 1408.4941 | 1381.7373 | 1354.9804 | 1328.2236 | 1301.4667 | 1274.7099 | 1247.953 | 1221.1962 | 1194.4393 | 1167.6825 | 1140.9256 | 1129.4438 | 1117.9619 | 1106.48 | 1094.9982 | 1083.5163 | 1080.8131 | 1078.1098 | 1075.4065 | 1072.7033 | 1070
[9 empty] | Res PV - Chicago - Constant | 2769.7352 | 2639.7973 | 2639.7973 | 2639.7973 | 2639.7973 | 2639.7973 | 2639.7973 | 2639.7973 | 2639.7973 | 2639.7973 | 2639.7973 | 2639.7973 | 2639.7973 | 2639.7973 | 2639.7973 | 2639.7973 | 2639.7973 | 2639.7973 | 2639.7973 | 2639.7973 | 2639.7973 | 2639.7973 | 2639.7973 | 2639.7973 | 2639.7973 | 2639.7973 | 2639.7973 | 2639.7973 | 2639.7973 | 2639.7973 | 2639.7973 | 2639.7973 | 2639.7973 | 2639.7973
[9 empty] | Res PV - Kansas City - Low | 2769.7352 | 2639.7973 | 2346.066 | 2217.0323 | 2075.6523 | 1934.2723 | 1792.8922 | 1651.5122 | 1510.1321 | 1368.7521 | 1227.372 | 1085.992 | 944.6119 | 803.2319 | 783.7623 | 764.2927 | 744.8231 | 725.3535 | 705.8839 | 686.4143 | 666.9447 | 647.4752 | 628.0056 | 608.536 | 599.2235 | 589.9111 | 580.5987 | 571.2862 | 561.9738 | 559.579 | 557.1843 | 554.7895 | 552.3948 | 550
[9 empty] | Res PV - Kansas City - Mid | 2769.7352 | 2639.7973 | 2575.3202 | 2510.8431 | 2400.6082 | 2290.3733 | 2180.1384 | 2069.9035 | 1959.6686 | 1849.4337 | 1739.1988 | 1628.9639 | 1518.729 | 1408.4941 | 1381.7373 | 1354.9804 | 1328.2236 | 1301.4667 | 1274.7099 | 1247.953 | 1221.1962 | 1194.4393 | 1167.6825 | 1140.9256 | 1129.4438 | 1117.9619 | 1106.48 | 1094.9982 | 1083.5163 | 1080.8131 | 1078.1098 | 1075.4065 | 1072.7033 | 1070
[9 empty] | Res PV - Kansas City - Constant | 2769.7352 | 2639.7973 | 2639.7973 | 2639.7973 | 2639.7973 | 2639.7973 | 2639.7973 | 2639.7973 | 2639.7973 | 2639.7973 | 2639.7973 | 2639.7973 | 2639.7973 | 2639.7973 | 2639.7973 | 2639.7973 | 2639.7973 | 2639.7973 | 2639.7973 | 2639.7973 | 2639.7973 | 2639.7973 | 2639.7973 | 2639.7973 | 2639.7973 | 2639.7973 | 2639.7973 | 2639.7973 | 2639.7973 | 2639.7973 | 2639.7973 | 2639.7973 | 2639.7973 | 2639.7973
[9 empty] | Res PV - Los Angeles - Low | 2769.7352 | 2639.7973 | 2346.066 | 2217.0323 | 2075.6523 | 1934.2723 | 1792.8922 | 1651.5122 | 1510.1321 | 1368.7521 | 1227.372 | 1085.992 | 944.6119 | 803.2319 | 783.7623 | 764.2927 | 744.8231 | 725.3535 | 705.8839 | 686.4143 | 666.9447 | 647.4752 | 628.0056 | 608.536 | 599.2235 | 589.9111 | 580.5987 | 571.2862 | 561.9738 | 559.579 | 557.1843 | 554.7895 | 552.3948 | 550
[9 empty] | Res PV - Los Angeles - Mid | 2769.7352 | 2639.7973 | 2575.3202 | 2510.8431 | 2400.6082 | 2290.3733 | 2180.1384 | 2069.9035 | 1959.6686 | 1849.4337 | 1739.1988 | 1628.9639 | 1518.729 | 1408.4941 | 1381.7373 | 1354.9804 | 1328.2236 | 1301.4667 | 1274.7099 | 1247.953 | 1221.1962 | 1194.4393 | 1167.6825 | 1140.9256 | 1129.4438 | 1117.9619 | 1106.48 | 1094.9982 | 1083.5163 | 1080.8131 | 1078.1098 | 1075.4065 | 1072.7033 | 1070
[9 empty] | Res PV - Los Angeles - Constant | 2769.7352 | 2639.7973 | 2639.7973 | 2639.7973 | 2639.7973 | 2639.7973 | 2639.7973 | 2639.7973 | 2639.7973 | 2639.7973 | 2639.7973 | 2639.7973 | 2639.7973 | 2639.7973 | 2639.7973 | 2639.7973 | 2639.7973 | 2639.7973 | 2639.7973 | 2639.7973 | 2639.7973 | 2639.7973 | 2639.7973 | 2639.7973 | 2639.7973 | 2639.7973 | 2639.7973 | 2639.7973 | 2639.7973 | 2639.7973 | 2639.7973 | 2639.7973 | 2639.7973 | 2639.7973
[9 empty] | Res PV - Daggett, CA - Low | 2769.7352 | 2639.7973 | 2346.066 | 2217.0323 | 2075.6523 | 1934.2723 | 1792.8922 | 1651.5122 | 1510.1321 | 1368.7521 | 1227.372 | 1085.992 | 944.6119 | 803.2319 | 783.7623 | 764.2927 | 744.8231 | 725.3535 | 705.8839 | 686.4143 | 666.9447 | 647.4752 | 628.0056 | 608.536 | 599.2235 | 589.9111 | 580.5987 | 571.2862 | 561.9738 | 559.579 | 557.1843 | 554.7895 | 552.3948 | 550
[9 empty] | Res PV - Daggett, CA - Mid | 2769.7352 | 2639.7973 | 2575.3202 | 2510.8431 | 2400.6082 | 2290.3733 | 2180.1384 | 2069.9035 | 1959.6686 | 1849.4337 | 1739.1988 | 1628.9639 | 1518.729 | 1408.4941 | 1381.7373 | 1354.9804 | 1328.2236 | 1301.4667 | 1274.7099 | 1247.953 | 1221.1962 | 1194.4393 | 1167.6825 | 1140.9256 | 1129.4438 | 1117.9619 | 1106.48 | 1094.9982 | 1083.5163 | 1080.8131 | 1078.1098 | 1075.4065 | 1072.7033 | 1070
[9 empty] | Res PV - Daggett, CA - Constant | 2769.7352 | 2639.7973 | 2639.7973 | 2639.7973 | 2639.7973 | 2639.7973 | 2639.7973 | 2639.7973 | 2639.7973 | 2639.7973 | 2639.7973 | 2639.7973 | 2639.7973 | 2639.7973 | 2639.7973 | 2639.7973 | 2639.7973 | 2639.7973 | 2639.7973 | 2639.7973 | 2639.7973 | 2639.7973 | 2639.7973 | 2639.7973 | 2639.7973 | 2639.7973 | 2639.7973 | 2639.7973 | 2639.7973 | 2639.7973 | 2639.7973 | 2639.7973 | 2639.7973 | 2639.7973
[10 empty] | 2017 | 2018 | 2019 | 2020 | 2021 | 2022 | 2023 | 2024 | 2025 | 2026 | 2027 | 2028 | 2029 | 2030 | 2031 | 2032 | 2033 | 2034 | 2035 | 2036 | 2037 | 2038 | 2039 | 2040 | 2041 | 2042 | 2043 | 2044 | 2045 | 2046 | 2047 | 2048 | 2049 | 2050
[8 empty] | Fixed Operation and Maintenance Expenses ($/kW-yr) | Res PV - Seattle - Low | 23.4278 | 21.4755 | 18.7685 | 17.7363 | 16.6052 | 15.4742 | 14.3431 | 13.2121 | 12.0811 | 10.95 | 9.819 | 8.6879 | 7.5569 | 6.4259 | 6.2701 | 6.1143 | 5.9586 | 5.8028 | 5.6471 | 5.4913 | 5.3356 | 5.1798 | 5.024 | 4.8683 | 4.7938 | 4.7193 | 4.6448 | 4.5703 | 4.4958 | 4.4766 | 4.4575 | 4.4383 | 4.4192 | 4.4
[9 empty] | Res PV - Seattle - Mid | 23.4278 | 21.4755 | 20.6026 | 20.0867 | 19.2049 | 18.323 | 17.4411 | 16.5592 | 15.6773 | 14.7955 | 13.9136 | 13.0317 | 12.1498 | 11.268 | 11.0539 | 10.8398 | 10.6258 | 10.4117 | 10.1977 | 9.9836 | 9.7696 | 9.5555 | 9.3415 | 9.1274 | 9.0356 | 8.9437 | 8.8518 | 8.76 | 8.6681 | 8.6465 | 8.6249 | 8.6033 | 8.5816 | 8.56
[9 empty] | Res PV - Seattle - Constant | 23.4278 | 21.4755 | 21.4755 | 21.4755 | 21.4755 | 21.4755 | 21.4755 | 21.4755 | 21.4755 | 21.4755 | 21.4755 | 21.4755 | 21.4755 | 21.4755 | 21.4755 | 21.4755 | 21.4755 | 21.4755 | 21.4755 | 21.4755 | 21.4755 | 21.4755 | 21.4755 | 21.4755 | 21.4755 | 21.4755 | 21.4755 | 21.4755 | 21.4755 | 21.4755 | 21.4755 | 21.4755 | 21.4755 | 21.4755
[9 empty] | Res PV - Chicago - Low | 23.4278 | 21.4755 | 18.7685 | 17.7363 | 16.6052 | 15.4742 | 14.3431 | 13.2121 | 12.0811 | 10.95 | 9.819 | 8.6879 | 7.5569 | 6.4259 | 6.2701 | 6.1143 | 5.9586 | 5.8028 | 5.6471 | 5.4913 | 5.3356 | 5.1798 | 5.024 | 4.8683 | 4.7938 | 4.7193 | 4.6448 | 4.5703 | 4.4958 | 4.4766 | 4.4575 | 4.4383 | 4.4192 | 4.4
[9 empty] | Res PV - Chicago - Mid | 23.4278 | 21.4755 | 20.6026 | 20.0867 | 19.2049 | 18.323 | 17.4411 | 16.5592 | 15.6773 | 14.7955 | 13.9136 | 13.0317 | 12.1498 | 11.268 | 11.0539 | 10.8398 | 10.6258 | 10.4117 | 10.1977 | 9.9836 | 9.7696 | 9.5555 | 9.3415 | 9.1274 | 9.0356 | 8.9437 | 8.8518 | 8.76 | 8.6681 | 8.6465 | 8.6249 | 8.6033 | 8.5816 | 8.56
[9 empty] | Res PV - Chicago - Constant | 23.4278 | 21.4755 | 21.4755 | 21.4755 | 21.4755 | 21.4755 | 21.4755 | 21.4755 | 21.4755 | 21.4755 | 21.4755 | 21.4755 | 21.4755 | 21.4755 | 21.4755 | 21.4755 | 21.4755 | 21.4755 | 21.4755 | 21.4755 | 21.4755 | 21.4755 | 21.4755 | 21.4755 | 21.4755 | 21.4755 | 21.4755 | 21.4755 | 21.4755 | 21.4755 | 21.4755 | 21.4755 | 21.4755 | 21.4755
[9 empty] | Res PV - Kansas City - Low | 23.4278 | 21.4755 | 18.7685 | 17.7363 | 16.6052 | 15.4742 | 14.3431 | 13.2121 | 12.0811 | 10.95 | 9.819 | 8.6879 | 7.5569 | 6.4259 | 6.2701 | 6.1143 | 5.9586 | 5.8028 | 5.6471 | 5.4913 | 5.3356 | 5.1798 | 5.024 | 4.8683 | 4.7938 | 4.7193 | 4.6448 | 4.5703 | 4.4958 | 4.4766 | 4.4575 | 4.4383 | 4.4192 | 4.4
[9 empty] | Res PV - Kansas City - Mid | 23.4278 | 21.4755 | 20.6026 | 20.0867 | 19.2049 | 18.323 | 17.4411 | 16.5592 | 15.6773 | 14.7955 | 13.9136 | 13.0317 | 12.1498 | 11.268 | 11.0539 | 10.8398 | 10.6258 | 10.4117 | 10.1977 | 9.9836 | 9.7696 | 9.5555 | 9.3415 | 9.1274 | 9.0356 | 8.9437 | 8.8518 | 8.76 | 8.6681 | 8.6465 | 8.6249 | 8.6033 | 8.5816 | 8.56
[9 empty] | Res PV - Kansas City - Constant | 23.4278 | 21.4755 | 21.4755 | 21.4755 | 21.4755 | 21.4755 | 21.4755 | 21.4755 | 21.4755 | 21.4755 | 21.4755 | 21.4755 | 21.4755 | 21.4755 | 21.4755 | 21.4755 | 21.4755 | 21.4755 | 21.4755 | 21.4755 | 21.4755 | 21.4755 | 21.4755 | 21.4755 | 21.4755 | 21.4755 | 21.4755 | 21.4755 | 21.4755 | 21.4755 | 21.4755 | 21.4755 | 21.4755 | 21.4755
[9 empty] | Res PV - Los Angeles - Low | 23.4278 | 21.4755 | 18.7685 | 17.7363 | 16.6052 | 15.4742 | 14.3431 | 13.2121 | 12.0811 | 10.95 | 9.819 | 8.6879 | 7.5569 | 6.4259 | 6.2701 | 6.1143 | 5.9586 | 5.8028 | 5.6471 | 5.4913 | 5.3356 | 5.1798 | 5.024 | 4.8683 | 4.7938 | 4.7193 | 4.6448 | 4.5703 | 4.4958 | 4.4766 | 4.4575 | 4.4383 | 4.4192 | 4.4
[9 empty] | Res PV - Los Angeles - Mid | 23.4278 | 21.4755 | 20.6026 | 20.0867 | 19.2049 | 18.323 | 17.4411 | 16.5592 | 15.6773 | 14.7955 | 13.9136 | 13.0317 | 12.1498 | 11.268 | 11.0539 | 10.8398 | 10.6258 | 10.4117 | 10.1977 | 9.9836 | 9.7696 | 9.5555 | 9.3415 | 9.1274 | 9.0356 | 8.9437 | 8.8518 | 8.76 | 8.6681 | 8.6465 | 8.6249 | 8.6033 | 8.5816 | 8.56
[9 empty] | Res PV - Los Angeles - Constant | 23.4278 | 21.4755 | 21.4755 | 21.4755 | 21.4755 | 21.4755 | 21.4755 | 21.4755 | 21.4755 | 21.4755 | 21.4755 | 21.4755 | 21.4755 | 21.4755 | 21.4755 | 21.4755 | 21.4755 | 21.4755 | 21.4755 | 21.4755 | 21.4755 | 21.4755 | 21.4755 | 21.4755 | 21.4755 | 21.4755 | 21.4755 | 21.4755 | 21.4755 | 21.4755 | 21.4755 | 21.4755 | 21.4755 | 21.4755
[9 empty] | Res PV - Daggett, CA - Low | 23.4278 | 21.4755 | 18.7685 | 17.7363 | 16.6052 | 15.4742 | 14.3431 | 13.2121 | 12.0811 | 10.95 | 9.819 | 8.6879 | 7.5569 | 6.4259 | 6.2701 | 6.1143 | 5.9586 | 5.8028 | 5.6471 | 5.4913 | 5.3356 | 5.1798 | 5.024 | 4.8683 | 4.7938 | 4.7193 | 4.6448 | 4.5703 | 4.4958 | 4.4766 | 4.4575 | 4.4383 | 4.4192 | 4.4
[9 empty] | Res PV - Daggett, CA - Mid | 23.4278 | 21.4755 | 20.6026 | 20.0867 | 19.2049 | 18.323 | 17.4411 | 16.5592 | 15.6773 | 14.7955 | 13.9136 | 13.0317 | 12.1498 | 11.268 | 11.0539 | 10.8398 | 10.6258 | 10.4117 | 10.1977 | 9.9836 | 9.7696 | 9.5555 | 9.3415 | 9.1274 | 9.0356 | 8.9437 | 8.8518 | 8.76 | 8.6681 | 8.6465 | 8.6249 | 8.6033 | 8.5816 | 8.56
[9 empty] | Res PV - Daggett, CA - Constant | 23.4278 | 21.4755 | 21.4755 | 21.4755 | 21.4755 | 21.4755 | 21.4755 | 21.4755 | 21.4755 | 21.4755 | 21.4755 | 21.4755 | 21.4755 | 21.4755 | 21.4755 | 21.4755 | 21.4755 | 21.4755 | 21.4755 | 21.4755 | 21.4755 | 21.4755 | 21.4755 | 21.4755 | 21.4755 | 21.4755 | 21.4755 | 21.4755 | 21.4755 | 21.4755 | 21.4755 | 21.4755 | 21.4755 | 21.4755
[10 empty] | 2017 | 2018 | 2019 | 2020 | 2021 | 2022 | 2023 | 2024 | 2025 | 2026 | 2027 | 2028 | 2029 | 2030 | 2031 | 2032 | 2033 | 2034 | 2035 | 2036 | 2037 | 2038 | 2039 | 2040 | 2041 | 2042 | 2043 | 2044 | 2045 | 2046 | 2047 | 2048 | 2049 | 2050
[8 empty] | Variable Operation and Maintenance Expenses ($/MWh) | Res PV - Seattle - Low | 0 | 0 | 0 | 0 | 0 | 0 | 0 | 0 | 0 | 0 | 0 | 0 | 0 | 0 | 0 | 0 | 0 | 0 | 0 | 0 | 0 | 0 | 0 | 0 | 0 | 0 | 0 | 0 | 0 | 0 | 0 | 0 | 0 | 0
[9 empty] | Res PV - Seattle - Mid | 0 | 0 | 0 | 0 | 0 | 0 | 0 | 0 | 0 | 0 | 0 | 0 | 0 | 0 | 0 | 0 | 0 | 0 | 0 | 0 | 0 | 0 | 0 | 0 | 0 | 0 | 0 | 0 | 0 | 0 | 0 | 0 | 0 | 0
[9 empty] | Res PV - Seattle - Constant | 0 | 0 | 0 | 0 | 0 | 0 | 0 | 0 | 0 | 0 | 0 | 0 | 0 | 0 | 0 | 0 | 0 | 0 | 0 | 0 | 0 | 0 | 0 | 0 | 0 | 0 | 0 | 0 | 0 | 0 | 0 | 0 | 0 | 0
[9 empty] | Res PV - Chicago - Low | 0 | 0 | 0 | 0 | 0 | 0 | 0 | 0 | 0 | 0 | 0 | 0 | 0 | 0 | 0 | 0 | 0 | 0 | 0 | 0 | 0 | 0 | 0 | 0 | 0 | 0 | 0 | 0 | 0 | 0 | 0 | 0 | 0 | 0
[9 empty] | Res PV - Chicago - Mid | 0 | 0 | 0 | 0 | 0 | 0 | 0 | 0 | 0 | 0 | 0 | 0 | 0 | 0 | 0 | 0 | 0 | 0 | 0 | 0 | 0 | 0 | 0 | 0 | 0 | 0 | 0 | 0 | 0 | 0 | 0 | 0 | 0 | 0
[9 empty] | Res PV - Chicago - Constant | 0 | 0 | 0 | 0 | 0 | 0 | 0 | 0 | 0 | 0 | 0 | 0 | 0 | 0 | 0 | 0 | 0 | 0 | 0 | 0 | 0 | 0 | 0 | 0 | 0 | 0 | 0 | 0 | 0 | 0 | 0 | 0 | 0 | 0
[9 empty] | Res PV - Kansas City - Low | 0 | 0 | 0 | 0 | 0 | 0 | 0 | 0 | 0 | 0 | 0 | 0 | 0 | 0 | 0 | 0 | 0 | 0 | 0 | 0 | 0 | 0 | 0 | 0 | 0 | 0 | 0 | 0 | 0 | 0 | 0 | 0 | 0 | 0
[9 empty] | Res PV - Kansas City - Mid | 0 | 0 | 0 | 0 | 0 | 0 | 0 | 0 | 0 | 0 | 0 | 0 | 0 | 0 | 0 | 0 | 0 | 0 | 0 | 0 | 0 | 0 | 0 | 0 | 0 | 0 | 0 | 0 | 0 | 0 | 0 | 0 | 0 | 0
[9 empty] | Res PV - Kansas City - Constant | 0 | 0 | 0 | 0 | 0 | 0 | 0 | 0 | 0 | 0 | 0 | 0 | 0 | 0 | 0 | 0 | 0 | 0 | 0 | 0 | 0 | 0 | 0 | 0 | 0 | 0 | 0 | 0 | 0 | 0 | 0 | 0 | 0 | 0
[9 empty] | Res PV - Los Angeles - Low | 0 | 0 | 0 | 0 | 0 | 0 | 0 | 0 | 0 | 0 | 0 | 0 | 0 | 0 | 0 | 0 | 0 | 0 | 0 | 0 | 0 | 0 | 0 | 0 | 0 | 0 | 0 | 0 | 0 | 0 | 0 | 0 | 0 | 0
[9 empty] | Res PV - Los Angeles - Mid | 0 | 0 | 0 | 0 | 0 | 0 | 0 | 0 | 0 | 0 | 0 | 0 | 0 | 0 | 0 | 0 | 0 | 0 | 0 | 0 | 0 | 0 | 0 | 0 | 0 | 0 | 0 | 0 | 0 | 0 | 0 | 0 | 0 | 0
[9 empty] | Res PV - Los Angeles - Constant | 0 | 0 | 0 | 0 | 0 | 0 | 0 | 0 | 0 | 0 | 0 | 0 | 0 | 0 | 0 | 0 | 0 | 0 | 0 | 0 | 0 | 0 | 0 | 0 | 0 | 0 | 0 | 0 | 0 | 0 | 0 | 0 | 0 | 0
[9 empty] | Res PV - Daggett, CA - Low | 0 | 0 | 0 | 0 | 0 | 0 | 0 | 0 | 0 | 0 | 0 | 0 | 0 | 0 | 0 | 0 | 0 | 0 | 0 | 0 | 0 | 0 | 0 | 0 | 0 | 0 | 0 | 0 | 0 | 0 | 0 | 0 | 0 | 0
[9 empty] | Res PV - Daggett, CA - Mid | 0 | 0 | 0 | 0 | 0 | 0 | 0 | 0 | 0 | 0 | 0 | 0 | 0 | 0 | 0 | 0 | 0 | 0 | 0 | 0 | 0 | 0 | 0 | 0 | 0 | 0 | 0 | 0 | 0 | 0 | 0 | 0 | 0 | 0
[9 empty] | Res PV - Daggett, CA - Constant | 0 | 0 | 0 | 0 | 0 | 0 | 0 | 0 | 0 | 0 | 0 | 0 | 0 | 0 | 0 | 0 | 0 | 0 | 0 | 0 | 0 | 0 | 0 | 0 | 0 | 0 | 0 | 0 | 0 | 0 | 0 | 0 | 0 | 0
[10 empty] | 2017 | 2018 | 2019 | 2020 | 2021 | 2022 | 2023 | 2024 | 2025 | 2026 | 2027 | 2028 | 2029 | 2030 | 2031 | 2032 | 2033 | 2034 | 2035 | 2036 | 2037 | 2038 | 2039 | 2040 | 2041 | 2042 | 2043 | 2044 | 2045 | 2046 | 2047 | 2048 | 2049 | 2050
[6 empty] | Finance |  | Assumptions | Inflation Rate | 2.5% | 2.5% | 2.5% | 2.5% | 2.5% | 2.5% | 2.5% | 2.5% | 2.5% | 2.5% | 2.5% | 2.5% | 2.5% | 2.5% | 2.5% | 2.5% | 2.5% | 2.5% | 2.5% | 2.5% | 2.5% | 2.5% | 2.5% | 2.5% | 2.5% | 2.5% | 2.5% | 2.5% | 2.5% | 2.5% | 2.5% | 2.5% | 2.5% | 2.5%
[9 empty] | Interest Rate Nominal - Low | 3.73% | 3.73% | 3.73% | 3.73% | 3.73% | 3.73% | 3.73% | 3.73% | 3.73% | 3.73% | 3.73% | 3.73% | 3.73% | 3.73% | 3.73% | 3.73% | 3.73% | 3.73% | 3.73% | 3.73% | 3.73% | 3.73% | 3.73% | 3.73% | 3.73% | 3.73% | 3.73% | 3.73% | 3.73% | 3.73% | 3.73% | 3.73% | 3.73% | 3.73%
[9 empty] | Interest Rate Nominal - Mid | 3.73% | 3.73% | 3.73% | 3.73% | 3.73% | 3.73% | 3.73% | 3.73% | 3.73% | 3.73% | 3.73% | 3.73% | 3.73% | 3.73% | 3.73% | 3.73% | 3.73% | 3.73% | 3.73% | 3.73% | 3.73% | 3.73% | 3.73% | 3.73% | 3.73% | 3.73% | 3.73% | 3.73% | 3.73% | 3.73% | 3.73% | 3.73% | 3.73% | 3.73%
[9 empty] | Interest Rate Nominal - Constant | 3.73% | 3.73% | 3.73% | 3.73% | 3.73% | 3.73% | 3.73% | 3.73% | 3.73% | 3.73% | 3.73% | 3.73% | 3.73% | 3.73% | 3.73% | 3.73% | 3.73% | 3.73% | 3.73% | 3.73% | 3.73% | 3.73% | 3.73% | 3.73% | 3.73% | 3.73% | 3.73% | 3.73% | 3.73% | 3.73% | 3.73% | 3.73% | 3.73% | 3.73%
[9 empty] | Calculated Interest Rate Real - Low | 1.2% | 1.2% | 1.2% | 1.2% | 1.2% | 1.2% | 1.2% | 1.2% | 1.2% | 1.2% | 1.2% | 1.2% | 1.2% | 1.2% | 1.2% | 1.2% | 1.2% | 1.2% | 1.2% | 1.2% | 1.2% | 1.2% | 1.2% | 1.2% | 1.2% | 1.2% | 1.2% | 1.2% | 1.2% | 1.2% | 1.2% | 1.2% | 1.2% | 1.2%
[9 empty] | Calculated Interest Rate Real - Mid | 1.2% | 1.2% | 1.2% | 1.2% | 1.2% | 1.2% | 1.2% | 1.2% | 1.2% | 1.2% | 1.2% | 1.2% | 1.2% | 1.2% | 1.2% | 1.2% | 1.2% | 1.2% | 1.2% | 1.2% | 1.2% | 1.2% | 1.2% | 1.2% | 1.2% | 1.2% | 1.2% | 1.2% | 1.2% | 1.2% | 1.2% | 1.2% | 1.2% | 1.2%
[9 empty] | Calculated Interest Rate Real - Constant | 1.2% | 1.2% | 1.2% | 1.2% | 1.2% | 1.2% | 1.2% | 1.2% | 1.2% | 1.2% | 1.2% | 1.2% | 1.2% | 1.2% | 1.2% | 1.2% | 1.2% | 1.2% | 1.2% | 1.2% | 1.2% | 1.2% | 1.2% | 1.2% | 1.2% | 1.2% | 1.2% | 1.2% | 1.2% | 1.2% | 1.2% | 1.2% | 1.2% | 1.2%
[9 empty] | Interest During Construction - Nominal | 3.73% | 3.73% | 3.73% | 3.73% | 3.73% | 3.73% | 3.73% | 3.73% | 3.73% | 3.73% | 3.73% | 3.73% | 3.73% | 3.73% | 3.73% | 3.73% | 3.73% | 3.73% | 3.73% | 3.73% | 3.73% | 3.73% | 3.73% | 3.73% | 3.73% | 3.73% | 3.73% | 3.73% | 3.73% | 3.73% | 3.73% | 3.73% | 3.73% | 3.73%
[9 empty] | Rate of Return on Equity Nominal - Low | 9.03% | 9.03% | 9.03% | 9.03% | 9.03% | 9.03% | 9.03% | 9.03% | 9.03% | 9.03% | 9.03% | 9.03% | 9.03% | 9.03% | 9.03% | 9.03% | 9.03% | 9.03% | 9.03% | 9.03% | 9.03% | 9.03% | 9.03% | 9.03% | 9.03% | 9.03% | 9.03% | 9.03% | 9.03% | 9.03% | 9.03% | 9.03% | 9.03% | 9.03%
[9 empty] | Rate of Return on Equity Nominal - Mid | 9.03% | 9.03% | 9.03% | 9.03% | 9.03% | 9.03% | 9.03% | 9.03% | 9.03% | 9.03% | 9.03% | 9.03% | 9.03% | 9.03% | 9.03% | 9.03% | 9.03% | 9.03% | 9.03% | 9.03% | 9.03% | 9.03% | 9.03% | 9.03% | 9.03% | 9.03% | 9.03% | 9.03% | 9.03% | 9.03% | 9.03% | 9.03% | 9.03% | 9.03%
[9 empty] | Rate of Return on Equity Nominal - Constant | 9.03% | 9.03% | 9.03% | 9.03% | 9.03% | 9.03% | 9.03% | 9.03% | 9.03% | 9.03% | 9.03% | 9.03% | 9.03% | 9.03% | 9.03% | 9.03% | 9.03% | 9.03% | 9.03% | 9.03% | 9.03% | 9.03% | 9.03% | 9.03% | 9.03% | 9.03% | 9.03% | 9.03% | 9.03% | 9.03% | 9.03% | 9.03% | 9.03% | 9.03%
[9 empty] | Calculated Rate of Return on Equity Real - Low | 6.371% | 6.371% | 6.371% | 6.371% | 6.371% | 6.371% | 6.371% | 6.371% | 6.371% | 6.371% | 6.371% | 6.371% | 6.371% | 6.371% | 6.371% | 6.371% | 6.371% | 6.371% | 6.371% | 6.371% | 6.371% | 6.371% | 6.371% | 6.371% | 6.371% | 6.371% | 6.371% | 6.371% | 6.371% | 6.371% | 6.371% | 6.371% | 6.371% | 6.371%
[9 empty] | Calculated Rate of Return on Equity Real - Mid | 6.371% | 6.371% | 6.371% | 6.371% | 6.371% | 6.371% | 6.371% | 6.371% | 6.371% | 6.371% | 6.371% | 6.371% | 6.371% | 6.371% | 6.371% | 6.371% | 6.371% | 6.371% | 6.371% | 6.371% | 6.371% | 6.371% | 6.371% | 6.371% | 6.371% | 6.371% | 6.371% | 6.371% | 6.371% | 6.371% | 6.371% | 6.371% | 6.371% | 6.371%
[9 empty] | Calculated Rate of Return on Equity Real - Constant | 6.371% | 6.371% | 6.371% | 6.371% | 6.371% | 6.371% | 6.371% | 6.371% | 6.371% | 6.371% | 6.371% | 6.371% | 6.371% | 6.371% | 6.371% | 6.371% | 6.371% | 6.371% | 6.371% | 6.371% | 6.371% | 6.371% | 6.371% | 6.371% | 6.371% | 6.371% | 6.371% | 6.371% | 6.371% | 6.371% | 6.371% | 6.371% | 6.371% | 6.371%
[9 empty] | Debt Fraction - Low | 60% | 60.77% | 61.54% | 62.31% | 63.08% | 63.85% | 64.62% | 65.38% | 66.15% | 66.92% | 67.69% | 68.46% | 69.23% | 70% | 70% | 70% | 70% | 70% | 70% | 70% | 70% | 70% | 70% | 70% | 70% | 70% | 70% | 70% | 70% | 70% | 70% | 70% | 70% | 70%
[9 empty] | Debt Fraction - Mid | 60% | 60.38% | 60.77% | 61.15% | 61.54% | 61.92% | 62.31% | 62.69% | 63.08% | 63.46% | 63.85% | 64.23% | 64.62% | 65% | 65% | 65% | 65% | 65% | 65% | 65% | 65% | 65% | 65% | 65% | 65% | 65% | 65% | 65% | 65% | 65% | 65% | 65% | 65% | 65%
[9 empty] | Debt Fraction - Constant | 60% | 60% | 60% | 60% | 60% | 60% | 60% | 60% | 60% | 60% | 60% | 60% | 60% | 60% | 60% | 60% | 60% | 60% | 60% | 60% | 60% | 60% | 60% | 60% | 60% | 60% | 60% | 60% | 60% | 60% | 60% | 60% | 60% | 60%
[9 empty] | Tax Rate (Federal and State) | 25.74% | 25.74% | 25.74% | 25.74% | 25.74% | 25.74% | 25.74% | 25.74% | 25.74% | 25.74% | 25.74% | 25.74% | 25.74% | 25.74% | 25.74% | 25.74% | 25.74% | 25.74% | 25.74% | 25.74% | 25.74% | 25.74% | 25.74% | 25.74% | 25.74% | 25.74% | 25.74% | 25.74% | 25.74% | 25.74% | 25.74% | 25.74% | 25.74% | 25.74%
[9 empty] | WACC Nominal - Low | 5.274% | 5.226% | 5.178% | 5.129% | 5.081% | 5.033% | 4.985% | 4.937% | 4.889% | 4.841% | 4.792% | 4.744% | 4.696% | 4.648% | 4.648% | 4.648% | 4.648% | 4.648% | 4.648% | 4.648% | 4.648% | 4.648% | 4.648% | 4.648% | 4.648% | 4.648% | 4.648% | 4.648% | 4.648% | 4.648% | 4.648% | 4.648% | 4.648% | 4.648%
[9 empty] | WACC Nominal - Mid | 5.274% | 5.25% | 5.226% | 5.202% | 5.178% | 5.154% | 5.129% | 5.105% | 5.081% | 5.057% | 5.033% | 5.009% | 4.985% | 4.961% | 4.961% | 4.961% | 4.961% | 4.961% | 4.961% | 4.961% | 4.961% | 4.961% | 4.961% | 4.961% | 4.961% | 4.961% | 4.961% | 4.961% | 4.961% | 4.961% | 4.961% | 4.961% | 4.961% | 4.961%
[9 empty] | WACC Nominal - Constant | 5.274% | 5.274% | 5.274% | 5.274% | 5.274% | 5.274% | 5.274% | 5.274% | 5.274% | 5.274% | 5.274% | 5.274% | 5.274% | 5.274% | 5.274% | 5.274% | 5.274% | 5.274% | 5.274% | 5.274% | 5.274% | 5.274% | 5.274% | 5.274% | 5.274% | 5.274% | 5.274% | 5.274% | 5.274% | 5.274% | 5.274% | 5.274% | 5.274% | 5.274%
[9 empty] | WACC Real - Low | 2.706% | 2.659% | 2.612% | 2.565% | 2.518% | 2.471% | 2.424% | 2.377% | 2.33% | 2.283% | 2.236% | 2.19% | 2.143% | 2.096% | 2.096% | 2.096% | 2.096% | 2.096% | 2.096% | 2.096% | 2.096% | 2.096% | 2.096% | 2.096% | 2.096% | 2.096% | 2.096% | 2.096% | 2.096% | 2.096% | 2.096% | 2.096% | 2.096% | 2.096%
[9 empty] | WACC Real - Mid | 2.706% | 2.683% | 2.659% | 2.636% | 2.612% | 2.589% | 2.565% | 2.542% | 2.518% | 2.495% | 2.471% | 2.448% | 2.424% | 2.401% | 2.401% | 2.401% | 2.401% | 2.401% | 2.401% | 2.401% | 2.401% | 2.401% | 2.401% | 2.401% | 2.401% | 2.401% | 2.401% | 2.401% | 2.401% | 2.401% | 2.401% | 2.401% | 2.401% | 2.401%
[9 empty] | WACC Real - Constant | 2.706% | 2.706% | 2.706% | 2.706% | 2.706% | 2.706% | 2.706% | 2.706% | 2.706% | 2.706% | 2.706% | 2.706% | 2.706% | 2.706% | 2.706% | 2.706% | 2.706% | 2.706% | 2.706% | 2.706% | 2.706% | 2.706% | 2.706% | 2.706% | 2.706% | 2.706% | 2.706% | 2.706% | 2.706% | 2.706% | 2.706% | 2.706% | 2.706% | 2.706%
[9 empty] | Capital Recovery Factor (CRF) Nominal - Low | 6.71% | 6.674% | 6.637% | 6.601% | 6.566% | 6.53% | 6.494% | 6.458% | 6.423% | 6.387% | 6.352% | 6.317% | 6.282% | 6.246% | 6.246% | 6.246% | 6.246% | 6.246% | 6.246% | 6.246% | 6.246% | 6.246% | 6.246% | 6.246% | 6.246% | 6.246% | 6.246% | 6.246% | 6.246% | 6.246% | 6.246% | 6.246% | 6.246% | 6.246%
[9 empty] | Capital Recovery Factor (CRF) Nominal - Mid | 6.71% | 6.692% | 6.674% | 6.655% | 6.637% | 6.619% | 6.601% | 6.584% | 6.566% | 6.548% | 6.53% | 6.512% | 6.494% | 6.476% | 6.476% | 6.476% | 6.476% | 6.476% | 6.476% | 6.476% | 6.476% | 6.476% | 6.476% | 6.476% | 6.476% | 6.476% | 6.476% | 6.476% | 6.476% | 6.476% | 6.476% | 6.476% | 6.476% | 6.476%
[9 empty] | Capital Recovery Factor (CRF) Nominal - Constant | 6.71% | 6.71% | 6.71% | 6.71% | 6.71% | 6.71% | 6.71% | 6.71% | 6.71% | 6.71% | 6.71% | 6.71% | 6.71% | 6.71% | 6.71% | 6.71% | 6.71% | 6.71% | 6.71% | 6.71% | 6.71% | 6.71% | 6.71% | 6.71% | 6.71% | 6.71% | 6.71% | 6.71% | 6.71% | 6.71% | 6.71% | 6.71% | 6.71% | 6.71%
[9 empty] | Capital Recovery Factor (CRF) Real - Low | 4.91% | 4.88% | 4.85% | 4.819% | 4.789% | 4.76% | 4.73% | 4.7% | 4.67% | 4.641% | 4.611% | 4.582% | 4.553% | 4.524% | 4.524% | 4.524% | 4.524% | 4.524% | 4.524% | 4.524% | 4.524% | 4.524% | 4.524% | 4.524% | 4.524% | 4.524% | 4.524% | 4.524% | 4.524% | 4.524% | 4.524% | 4.524% | 4.524% | 4.524%
[9 empty] | Capital Recovery Factor (CRF) Real - Mid | 4.91% | 4.895% | 4.88% | 4.865% | 4.85% | 4.835% | 4.819% | 4.804% | 4.789% | 4.774% | 4.76% | 4.745% | 4.73% | 4.715% | 4.715% | 4.715% | 4.715% | 4.715% | 4.715% | 4.715% | 4.715% | 4.715% | 4.715% | 4.715% | 4.715% | 4.715% | 4.715% | 4.715% | 4.715% | 4.715% | 4.715% | 4.715% | 4.715% | 4.715%
[9 empty] | Capital Recovery Factor (CRF) Real - Constant | 4.91% | 4.91% | 4.91% | 4.91% | 4.91% | 4.91% | 4.91% | 4.91% | 4.91% | 4.91% | 4.91% | 4.91% | 4.91% | 4.91% | 4.91% | 4.91% | 4.91% | 4.91% | 4.91% | 4.91% | 4.91% | 4.91% | 4.91% | 4.91% | 4.91% | 4.91% | 4.91% | 4.91% | 4.91% | 4.91% | 4.91% | 4.91% | 4.91% | 4.91%
[10 empty] | 2017 | 2018 | 2019 | 2020 | 2021 | 2022 | 2023 | 2024 | 2025 | 2026 | 2027 | 2028 | 2029 | 2030 | 2031 | 2032 | 2033 | 2034 | 2035 | 2036 | 2037 | 2038 | 2039 | 2040 | 2041 | 2042 | 2043 | 2044 | 2045 | 2046 | 2047 | 2048 | 2049 | 2050
[8 empty] | Weighted Average Cost of Capital (WACC) (Nominal) (%) | Res PV - Seattle - Low | 5.274% | 5.226% | 5.178% | 5.129% | 5.081% | 5.033% | 4.985% | 4.937% | 4.889% | 4.841% | 4.792% | 4.744% | 4.696% | 4.648% | 4.648% | 4.648% | 4.648% | 4.648% | 4.648% | 4.648% | 4.648% | 4.648% | 4.648% | 4.648% | 4.648% | 4.648% | 4.648% | 4.648% | 4.648% | 4.648% | 4.648% | 4.648% | 4.648% | 4.648%
[9 empty] | Res PV - Seattle - Mid | 5.274% | 5.25% | 5.226% | 5.202% | 5.178% | 5.154% | 5.129% | 5.105% | 5.081% | 5.057% | 5.033% | 5.009% | 4.985% | 4.961% | 4.961% | 4.961% | 4.961% | 4.961% | 4.961% | 4.961% | 4.961% | 4.961% | 4.961% | 4.961% | 4.961% | 4.961% | 4.961% | 4.961% | 4.961% | 4.961% | 4.961% | 4.961% | 4.961% | 4.961%
[9 empty] | Res PV - Seattle - Constant | 5.274% | 5.274% | 5.274% | 5.274% | 5.274% | 5.274% | 5.274% | 5.274% | 5.274% | 5.274% | 5.274% | 5.274% | 5.274% | 5.274% | 5.274% | 5.274% | 5.274% | 5.274% | 5.274% | 5.274% | 5.274% | 5.274% | 5.274% | 5.274% | 5.274% | 5.274% | 5.274% | 5.274% | 5.274% | 5.274% | 5.274% | 5.274% | 5.274% | 5.274%
[9 empty] | Res PV - Chicago - Low | 5.274% | 5.226% | 5.178% | 5.129% | 5.081% | 5.033% | 4.985% | 4.937% | 4.889% | 4.841% | 4.792% | 4.744% | 4.696% | 4.648% | 4.648% | 4.648% | 4.648% | 4.648% | 4.648% | 4.648% | 4.648% | 4.648% | 4.648% | 4.648% | 4.648% | 4.648% | 4.648% | 4.648% | 4.648% | 4.648% | 4.648% | 4.648% | 4.648% | 4.648%
[9 empty] | Res PV - Chicago - Mid | 5.274% | 5.25% | 5.226% | 5.202% | 5.178% | 5.154% | 5.129% | 5.105% | 5.081% | 5.057% | 5.033% | 5.009% | 4.985% | 4.961% | 4.961% | 4.961% | 4.961% | 4.961% | 4.961% | 4.961% | 4.961% | 4.961% | 4.961% | 4.961% | 4.961% | 4.961% | 4.961% | 4.961% | 4.961% | 4.961% | 4.961% | 4.961% | 4.961% | 4.961%
[9 empty] | Res PV - Chicago - Constant | 5.274% | 5.274% | 5.274% | 5.274% | 5.274% | 5.274% | 5.274% | 5.274% | 5.274% | 5.274% | 5.274% | 5.274% | 5.274% | 5.274% | 5.274% | 5.274% | 5.274% | 5.274% | 5.274% | 5.274% | 5.274% | 5.274% | 5.274% | 5.274% | 5.274% | 5.274% | 5.274% | 5.274% | 5.274% | 5.274% | 5.274% | 5.274% | 5.274% | 5.274%
[9 empty] | Res PV - Kansas City - Low | 5.274% | 5.226% | 5.178% | 5.129% | 5.081% | 5.033% | 4.985% | 4.937% | 4.889% | 4.841% | 4.792% | 4.744% | 4.696% | 4.648% | 4.648% | 4.648% | 4.648% | 4.648% | 4.648% | 4.648% | 4.648% | 4.648% | 4.648% | 4.648% | 4.648% | 4.648% | 4.648% | 4.648% | 4.648% | 4.648% | 4.648% | 4.648% | 4.648% | 4.648%
[9 empty] | Res PV - Kansas City - Mid | 5.274% | 5.25% | 5.226% | 5.202% | 5.178% | 5.154% | 5.129% | 5.105% | 5.081% | 5.057% | 5.033% | 5.009% | 4.985% | 4.961% | 4.961% | 4.961% | 4.961% | 4.961% | 4.961% | 4.961% | 4.961% | 4.961% | 4.961% | 4.961% | 4.961% | 4.961% | 4.961% | 4.961% | 4.961% | 4.961% | 4.961% | 4.961% | 4.961% | 4.961%
[9 empty] | Res PV - Kansas City - Constant | 5.274% | 5.274% | 5.274% | 5.274% | 5.274% | 5.274% | 5.274% | 5.274% | 5.274% | 5.274% | 5.274% | 5.274% | 5.274% | 5.274% | 5.274% | 5.274% | 5.274% | 5.274% | 5.274% | 5.274% | 5.274% | 5.274% | 5.274% | 5.274% | 5.274% | 5.274% | 5.274% | 5.274% | 5.274% | 5.274% | 5.274% | 5.274% | 5.274% | 5.274%
[9 empty] | Res PV - Los Angeles - Low | 5.274% | 5.226% | 5.178% | 5.129% | 5.081% | 5.033% | 4.985% | 4.937% | 4.889% | 4.841% | 4.792% | 4.744% | 4.696% | 4.648% | 4.648% | 4.648% | 4.648% | 4.648% | 4.648% | 4.648% | 4.648% | 4.648% | 4.648% | 4.648% | 4.648% | 4.648% | 4.648% | 4.648% | 4.648% | 4.648% | 4.648% | 4.648% | 4.648% | 4.648%
[9 empty] | Res PV - Los Angeles - Mid | 5.274% | 5.25% | 5.226% | 5.202% | 5.178% | 5.154% | 5.129% | 5.105% | 5.081% | 5.057% | 5.033% | 5.009% | 4.985% | 4.961% | 4.961% | 4.961% | 4.961% | 4.961% | 4.961% | 4.961% | 4.961% | 4.961% | 4.961% | 4.961% | 4.961% | 4.961% | 4.961% | 4.961% | 4.961% | 4.961% | 4.961% | 4.961% | 4.961% | 4.961%
[9 empty] | Res PV - Los Angeles - Constant | 5.274% | 5.274% | 5.274% | 5.274% | 5.274% | 5.274% | 5.274% | 5.274% | 5.274% | 5.274% | 5.274% | 5.274% | 5.274% | 5.274% | 5.274% | 5.274% | 5.274% | 5.274% | 5.274% | 5.274% | 5.274% | 5.274% | 5.274% | 5.274% | 5.274% | 5.274% | 5.274% | 5.274% | 5.274% | 5.274% | 5.274% | 5.274% | 5.274% | 5.274%
[9 empty] | Res PV - Daggett, CA - Low | 5.274% | 5.226% | 5.178% | 5.129% | 5.081% | 5.033% | 4.985% | 4.937% | 4.889% | 4.841% | 4.792% | 4.744% | 4.696% | 4.648% | 4.648% | 4.648% | 4.648% | 4.648% | 4.648% | 4.648% | 4.648% | 4.648% | 4.648% | 4.648% | 4.648% | 4.648% | 4.648% | 4.648% | 4.648% | 4.648% | 4.648% | 4.648% | 4.648% | 4.648%
[9 empty] | Res PV - Daggett, CA - Mid | 5.274% | 5.25% | 5.226% | 5.202% | 5.178% | 5.154% | 5.129% | 5.105% | 5.081% | 5.057% | 5.033% | 5.009% | 4.985% | 4.961% | 4.961% | 4.961% | 4.961% | 4.961% | 4.961% | 4.961% | 4.961% | 4.961% | 4.961% | 4.961% | 4.961% | 4.961% | 4.961% | 4.961% | 4.961% | 4.961% | 4.961% | 4.961% | 4.961% | 4.961%
[9 empty] | Res PV - Daggett, CA - Constant | 5.274% | 5.274% | 5.274% | 5.274% | 5.274% | 5.274% | 5.274% | 5.274% | 5.274% | 5.274% | 5.274% | 5.274% | 5.274% | 5.274% | 5.274% | 5.274% | 5.274% | 5.274% | 5.274% | 5.274% | 5.274% | 5.274% | 5.274% | 5.274% | 5.274% | 5.274% | 5.274% | 5.274% | 5.274% | 5.274% | 5.274% | 5.274% | 5.274% | 5.274%
[10 empty] | 2017 | 2018 | 2019 | 2020 | 2021 | 2022 | 2023 | 2024 | 2025 | 2026 | 2027 | 2028 | 2029 | 2030 | 2031 | 2032 | 2033 | 2034 | 2035 | 2036 | 2037 | 2038 | 2039 | 2040 | 2041 | 2042 | 2043 | 2044 | 2045 | 2046 | 2047 | 2048 | 2049 | 2050
[6 empty] | Grid Connection Costs |  | Grid Connection Costs (GCC) ($/kW) | Res PV - Seattle - Low | 0 | 0 | 0 | 0 | 0 | 0 | 0 | 0 | 0 | 0 | 0 | 0 | 0 | 0 | 0 | 0 | 0 | 0 | 0 | 0 | 0 | 0 | 0 | 0 | 0 | 0 | 0 | 0 | 0 | 0 | 0 | 0 | 0 | 0
[9 empty] | Res PV - Seattle - Mid | 0 | 0 | 0 | 0 | 0 | 0 | 0 | 0 | 0 | 0 | 0 | 0 | 0 | 0 | 0 | 0 | 0 | 0 | 0 | 0 | 0 | 0 | 0 | 0 | 0 | 0 | 0 | 0 | 0 | 0 | 0 | 0 | 0 | 0
[9 empty] | Res PV - Seattle - Constant | 0 | 0 | 0 | 0 | 0 | 0 | 0 | 0 | 0 | 0 | 0 | 0 | 0 | 0 | 0 | 0 | 0 | 0 | 0 | 0 | 0 | 0 | 0 | 0 | 0 | 0 | 0 | 0 | 0 | 0 | 0 | 0 | 0 | 0
[9 empty] | Res PV - Chicago - Low | 0 | 0 | 0 | 0 | 0 | 0 | 0 | 0 | 0 | 0 | 0 | 0 | 0 | 0 | 0 | 0 | 0 | 0 | 0 | 0 | 0 | 0 | 0 | 0 | 0 | 0 | 0 | 0 | 0 | 0 | 0 | 0 | 0 | 0
[9 empty] | Res PV - Chicago - Mid | 0 | 0 | 0 | 0 | 0 | 0 | 0 | 0 | 0 | 0 | 0 | 0 | 0 | 0 | 0 | 0 | 0 | 0 | 0 | 0 | 0 | 0 | 0 | 0 | 0 | 0 | 0 | 0 | 0 | 0 | 0 | 0 | 0 | 0
[9 empty] | Res PV - Chicago - Constant | 0 | 0 | 0 | 0 | 0 | 0 | 0 | 0 | 0 | 0 | 0 | 0 | 0 | 0 | 0 | 0 | 0 | 0 | 0 | 0 | 0 | 0 | 0 | 0 | 0 | 0 | 0 | 0 | 0 | 0 | 0 | 0 | 0 | 0
[9 empty] | Res PV - Kansas City - Low | 0 | 0 | 0 | 0 | 0 | 0 | 0 | 0 | 0 | 0 | 0 | 0 | 0 | 0 | 0 | 0 | 0 | 0 | 0 | 0 | 0 | 0 | 0 | 0 | 0 | 0 | 0 | 0 | 0 | 0 | 0 | 0 | 0 | 0
[9 empty] | Res PV - Kansas City - Mid | 0 | 0 | 0 | 0 | 0 | 0 | 0 | 0 | 0 | 0 | 0 | 0 | 0 | 0 | 0 | 0 | 0 | 0 | 0 | 0 | 0 | 0 | 0 | 0 | 0 | 0 | 0 | 0 | 0 | 0 | 0 | 0 | 0 | 0
[9 empty] | Res PV - Kansas City - Constant | 0 | 0 | 0 | 0 | 0 | 0 | 0 | 0 | 0 | 0 | 0 | 0 | 0 | 0 | 0 | 0 | 0 | 0 | 0 | 0 | 0 | 0 | 0 | 0 | 0 | 0 | 0 | 0 | 0 | 0 | 0 | 0 | 0 | 0
[9 empty] | Res PV - Los Angeles - Low | 0 | 0 | 0 | 0 | 0 | 0 | 0 | 0 | 0 | 0 | 0 | 0 | 0 | 0 | 0 | 0 | 0 | 0 | 0 | 0 | 0 | 0 | 0 | 0 | 0 | 0 | 0 | 0 | 0 | 0 | 0 | 0 | 0 | 0
[9 empty] | Res PV - Los Angeles - Mid | 0 | 0 | 0 | 0 | 0 | 0 | 0 | 0 | 0 | 0 | 0 | 0 | 0 | 0 | 0 | 0 | 0 | 0 | 0 | 0 | 0 | 0 | 0 | 0 | 0 | 0 | 0 | 0 | 0 | 0 | 0 | 0 | 0 | 0
[9 empty] | Res PV - Los Angeles - Constant | 0 | 0 | 0 | 0 | 0 | 0 | 0 | 0 | 0 | 0 | 0 | 0 | 0 | 0 | 0 | 0 | 0 | 0 | 0 | 0 | 0 | 0 | 0 | 0 | 0 | 0 | 0 | 0 | 0 | 0 | 0 | 0 | 0 | 0
[9 empty] | Res PV - Daggett, CA - Low | 0 | 0 | 0 | 0 | 0 | 0 | 0 | 0 | 0 | 0 | 0 | 0 | 0 | 0 | 0 | 0 | 0 | 0 | 0 | 0 | 0 | 0 | 0 | 0 | 0 | 0 | 0 | 0 | 0 | 0 | 0 | 0 | 0 | 0
[9 empty] | Res PV - Daggett, CA - Mid | 0 | 0 | 0 | 0 | 0 | 0 | 0 | 0 | 0 | 0 | 0 | 0 | 0 | 0 | 0 | 0 | 0 | 0 | 0 | 0 | 0 | 0 | 0 | 0 | 0 | 0 | 0 | 0 | 0 | 0 | 0 | 0 | 0 | 0
[9 empty] | Res PV - Daggett, CA - Constant | 0 | 0 | 0 | 0 | 0 | 0 | 0 | 0 | 0 | 0 | 0 | 0 | 0 | 0 | 0 | 0 | 0 | 0 | 0 | 0 | 0 | 0 | 0 | 0 | 0 | 0 | 0 | 0 | 0 | 0 | 0 | 0 | 0 | 0
[10 empty] | 2017 | 2018 | 2019 | 2020 | 2021 | 2022 | 2023 | 2024 | 2025 | 2026 | 2027 | 2028 | 2029 | 2030 | 2031 | 2032 | 2033 | 2034 | 2035 | 2036 | 2037 | 2038 | 2039 | 2040 | 2041 | 2042 | 2043 | 2044 | 2045 | 2046 | 2047 | 2048 | 2049 | 2050
[6 empty] | LCOE |  | Levelized Cost of Energy ($/MWh) | Res PV - Seattle - Low | 150.2428 | 141.4137 | 124.502 | 116.819 | 108.592 | 100.4751 | 92.4674 | 84.568 | 76.776 | 69.0903 | 61.5101 | 54.0345 | 46.6625 | 39.3933 | 38.384 | 37.3775 | 36.3739 | 35.3732 | 34.3752 | 33.3801 | 32.3878 | 31.3982 | 30.4114 | 29.4274 | 28.9366 | 28.4472 | 27.9591 | 27.4724 | 26.9871 | 26.8348 | 26.683 | 26.5315 | 26.3805 | 26.2299
[9 empty] | Res PV - Seattle - Mid | 150.2428 | 141.9272 | 137.6652 | 133.7523 | 127.4355 | 121.1607 | 114.9278 | 108.7365 | 102.5868 | 96.4783 | 90.4111 | 84.3848 | 78.3993 | 72.4544 | 71.0326 | 69.6125 | 68.1943 | 66.7778 | 65.3632 | 63.9504 | 62.5394 | 61.1302 | 59.7227 | 58.3171 | 57.6935 | 57.0707 | 56.4487 | 55.8275 | 55.2071 | 55.0345 | 54.8621 | 54.6899 | 54.5179 | 54.3461
[9 empty] | Res PV - Seattle - Constant | 150.2428 | 142.4204 | 142.4204 | 142.4204 | 142.4204 | 142.4204 | 142.4204 | 142.4204 | 142.4204 | 142.4204 | 142.4204 | 142.4204 | 142.4204 | 142.4204 | 142.4204 | 142.4204 | 142.4204 | 142.4204 | 142.4204 | 142.4204 | 142.4204 | 142.4204 | 142.4204 | 142.4204 | 142.4204 | 142.4204 | 142.4204 | 142.4204 | 142.4204 | 142.4204 | 142.4204 | 142.4204 | 142.4204 | 142.4204
[9 empty] | Res PV - Chicago - Low | 127.8677 | 120.3535 | 105.9603 | 99.4216 | 92.4198 | 85.5117 | 78.6966 | 71.9736 | 65.342 | 58.8009 | 52.3496 | 45.9873 | 39.7132 | 33.5266 | 32.6676 | 31.811 | 30.9569 | 30.1052 | 29.2559 | 28.4089 | 27.5644 | 26.7222 | 25.8824 | 25.0449 | 24.6272 | 24.2106 | 23.7953 | 23.381 | 22.968 | 22.8384 | 22.7092 | 22.5803 | 22.4518 | 22.3236
[9 empty] | Res PV - Chicago - Mid | 127.8677 | 120.7905 | 117.1633 | 113.833 | 108.457 | 103.1167 | 97.812 | 92.5428 | 87.3089 | 82.1102 | 76.9465 | 71.8177 | 66.7236 | 61.6641 | 60.454 | 59.2454 | 58.0384 | 56.8329 | 55.6289 | 54.4265 | 53.2256 | 52.0263 | 50.8285 | 49.6322 | 49.1014 | 48.5714 | 48.042 | 47.5133 | 46.9853 | 46.8384 | 46.6917 | 46.5451 | 46.3987 | 46.2526
[9 empty] | Res PV - Chicago - Constant | 127.8677 | 121.2103 | 121.2103 | 121.2103 | 121.2103 | 121.2103 | 121.2103 | 121.2103 | 121.2103 | 121.2103 | 121.2103 | 121.2103 | 121.2103 | 121.2103 | 121.2103 | 121.2103 | 121.2103 | 121.2103 | 121.2103 | 121.2103 | 121.2103 | 121.2103 | 121.2103 | 121.2103 | 121.2103 | 121.2103 | 121.2103 | 121.2103 | 121.2103 | 121.2103 | 121.2103 | 121.2103 | 121.2103 | 121.2103
[9 empty] | Res PV - Kansas City - Low | 116.6564 | 109.801 | 96.6699 | 90.7045 | 84.3166 | 78.0142 | 71.7966 | 65.6631 | 59.6129 | 53.6453 | 47.7597 | 41.9552 | 36.2312 | 30.587 | 29.8033 | 29.0219 | 28.2426 | 27.4656 | 26.6907 | 25.9181 | 25.1476 | 24.3792 | 23.613 | 22.849 | 22.4679 | 22.0879 | 21.7089 | 21.331 | 20.9542 | 20.836 | 20.7181 | 20.6005 | 20.4832 | 20.3663
[9 empty] | Res PV - Kansas City - Mid | 116.6564 | 110.1998 | 106.8905 | 103.8523 | 98.9476 | 94.0756 | 89.236 | 84.4288 | 79.6538 | 74.9109 | 70.1999 | 65.5208 | 60.8733 | 56.2575 | 55.1534 | 54.0508 | 52.9496 | 51.8498 | 50.7514 | 49.6545 | 48.5589 | 47.4647 | 46.3719 | 45.2805 | 44.7963 | 44.3127 | 43.8298 | 43.3474 | 42.8657 | 42.7317 | 42.5978 | 42.4641 | 42.3306 | 42.1972
[9 empty] | Res PV - Kansas City - Constant | 116.6564 | 110.5827 | 110.5827 | 110.5827 | 110.5827 | 110.5827 | 110.5827 | 110.5827 | 110.5827 | 110.5827 | 110.5827 | 110.5827 | 110.5827 | 110.5827 | 110.5827 | 110.5827 | 110.5827 | 110.5827 | 110.5827 | 110.5827 | 110.5827 | 110.5827 | 110.5827 | 110.5827 | 110.5827 | 110.5827 | 110.5827 | 110.5827 | 110.5827 | 110.5827 | 110.5827 | 110.5827 | 110.5827 | 110.5827
[9 empty] | Res PV - Los Angeles - Low | 103.8226 | 97.7214 | 86.0349 | 80.7257 | 75.0406 | 69.4316 | 63.898 | 58.4392 | 53.0547 | 47.7436 | 42.5055 | 37.3396 | 32.2453 | 27.222 | 26.5246 | 25.8291 | 25.1356 | 24.444 | 23.7544 | 23.0667 | 22.381 | 21.6972 | 21.0153 | 20.3353 | 19.9961 | 19.6579 | 19.3207 | 18.9843 | 18.6489 | 18.5437 | 18.4388 | 18.3341 | 18.2298 | 18.1257
[9 empty] | Res PV - Los Angeles - Mid | 103.8226 | 98.0763 | 95.1311 | 92.4271 | 88.062 | 83.726 | 79.4188 | 75.1405 | 70.8908 | 66.6697 | 62.477 | 58.3126 | 54.1764 | 50.0684 | 49.0858 | 48.1045 | 47.1244 | 46.1456 | 45.1681 | 44.1918 | 43.2167 | 42.2429 | 41.2703 | 40.299 | 39.8681 | 39.4377 | 39.0079 | 38.5786 | 38.1499 | 38.0306 | 37.9115 | 37.7925 | 37.6736 | 37.5549
[9 empty] | Res PV - Los Angeles - Constant | 103.8226 | 98.4171 | 98.4171 | 98.4171 | 98.4171 | 98.4171 | 98.4171 | 98.4171 | 98.4171 | 98.4171 | 98.4171 | 98.4171 | 98.4171 | 98.4171 | 98.4171 | 98.4171 | 98.4171 | 98.4171 | 98.4171 | 98.4171 | 98.4171 | 98.4171 | 98.4171 | 98.4171 | 98.4171 | 98.4171 | 98.4171 | 98.4171 | 98.4171 | 98.4171 | 98.4171 | 98.4171 | 98.4171 | 98.4171
[9 empty] | Res PV - Daggett, CA - Low | 90.8638 | 85.5241 | 75.2963 | 70.6498 | 65.6743 | 60.7653 | 55.9224 | 51.145 | 46.4325 | 41.7844 | 37.2001 | 32.679 | 28.2205 | 23.8243 | 23.2139 | 22.6052 | 21.9982 | 21.393 | 20.7895 | 20.1876 | 19.5875 | 18.989 | 18.3922 | 17.7971 | 17.5003 | 17.2043 | 16.9091 | 16.6148 | 16.3212 | 16.2291 | 16.1373 | 16.0457 | 15.9544 | 15.8633
[9 empty] | Res PV - Daggett, CA - Mid | 90.8638 | 85.8347 | 83.2572 | 80.8907 | 77.0704 | 73.2756 | 69.506 | 65.7617 | 62.0424 | 58.3482 | 54.6788 | 51.0342 | 47.4143 | 43.819 | 42.9591 | 42.1002 | 41.2425 | 40.3859 | 39.5304 | 38.6759 | 37.8226 | 36.9703 | 36.1191 | 35.269 | 34.8919 | 34.5152 | 34.1391 | 33.7634 | 33.3881 | 33.2837 | 33.1795 | 33.0753 | 32.9713 | 32.8674
[9 empty] | Res PV - Daggett, CA - Constant | 90.8638 | 86.133 | 86.133 | 86.133 | 86.133 | 86.133 | 86.133 | 86.133 | 86.133 | 86.133 | 86.133 | 86.133 | 86.133 | 86.133 | 86.133 | 86.133 | 86.133 | 86.133 | 86.133 | 86.133 | 86.133 | 86.133 | 86.133 | 86.133 | 86.133 | 86.133 | 86.133 | 86.133 | 86.133 | 86.133 | 86.133 | 86.133 | 86.133 | 86.133
[10 empty] | 2017 | 2018 | 2019 | 2020 | 2021 | 2022 | 2023 | 2024 | 2025 | 2026 | 2027 | 2028 | 2029 | 2030 | 2031 | 2032 | 2033 | 2034 | 2035 | 2036 | 2037 | 2038 | 2039 | 2040 | 2041 | 2042 | 2043 | 2044 | 2045 | 2046 | 2047 | 2048 | 2049 | 2050
[6 empty] | Additional Factors |  | Tax Credit | 10 year CRF - Low | 11.61% | 11.61% | 11.61% | 11.61% | 11.61% | 11.61% | 11.61% | 11.61% | 11.61% | 11.61% | 11.61% | 11.61% | 11.61% | 11.61% | 11.61% | 11.61% | 11.61% | 11.61% | 11.61% | 11.61% | 11.61% | 11.61% | 11.61% | 11.61% | 11.61% | 11.61% | 11.61% | 11.61% | 11.61% | 11.61% | 11.61% | 11.61% | 11.61% | 11.61%
[9 empty] | 10 year CRF - Mid | 11.61% | 11.61% | 11.61% | 11.61% | 11.61% | 11.61% | 11.61% | 11.61% | 11.61% | 11.61% | 11.61% | 11.61% | 11.61% | 11.61% | 11.61% | 11.61% | 11.61% | 11.61% | 11.61% | 11.61% | 11.61% | 11.61% | 11.61% | 11.61% | 11.61% | 11.61% | 11.61% | 11.61% | 11.61% | 11.61% | 11.61% | 11.61% | 11.61% | 11.61%
[9 empty] | 10 year CRF - Constant | 11.61% | 11.61% | 11.61% | 11.61% | 11.61% | 11.61% | 11.61% | 11.61% | 11.61% | 11.61% | 11.61% | 11.61% | 11.61% | 11.61% | 11.61% | 11.61% | 11.61% | 11.61% | 11.61% | 11.61% | 11.61% | 11.61% | 11.61% | 11.61% | 11.61% | 11.61% | 11.61% | 11.61% | 11.61% | 11.61% | 11.61% | 11.61% | 11.61% | 11.61%
[9 empty] | Schedule | [34 empty] | 0 | bar: 2017 to 2050
[9 empty] | PVD - Low | 0.86849 | 0.86956 | 0.87063 | 0.8717 | 0.87278 | 0.87386 | 0.87494 | 0.87602 | 0.87711 | 0.87819 | 0.87928 | 0.88037 | 0.88147 | 0.88256 | 0.88256 | 0.88256 | 0.88256 | 0.88256 | 0.88256 | 0.88256 | 0.88256 | 0.88256 | 0.88256 | 0.88256 | 0.88256 | 0.88256 | 0.88256 | 0.88256 | 0.88256 | 0.88256 | 0.88256 | 0.88256 | 0.88256 | 0.88256
[9 empty] | PVD - Mid | 0.86849 | 0.86902 | 0.86956 | 0.87009 | 0.87063 | 0.87117 | 0.8717 | 0.87224 | 0.87278 | 0.87332 | 0.87386 | 0.8744 | 0.87494 | 0.87548 | 0.87548 | 0.87548 | 0.87548 | 0.87548 | 0.87548 | 0.87548 | 0.87548 | 0.87548 | 0.87548 | 0.87548 | 0.87548 | 0.87548 | 0.87548 | 0.87548 | 0.87548 | 0.87548 | 0.87548 | 0.87548 | 0.87548 | 0.87548
[9 empty] | PVD - Constant | 0.86849 | 0.86849 | 0.86849 | 0.86849 | 0.86849 | 0.86849 | 0.86849 | 0.86849 | 0.86849 | 0.86849 | 0.86849 | 0.86849 | 0.86849 | 0.86849 | 0.86849 | 0.86849 | 0.86849 | 0.86849 | 0.86849 | 0.86849 | 0.86849 | 0.86849 | 0.86849 | 0.86849 | 0.86849 | 0.86849 | 0.86849 | 0.86849 | 0.86849 | 0.86849 | 0.86849 | 0.86849 | 0.86849 | 0.86849
[9 empty] | PFF - Low | 1.0456 | 1.0452 | 1.0448 | 1.0445 | 1.0441 | 1.0437 | 1.0433 | 1.043 | 1.0426 | 1.0422 | 1.0418 | 1.0415 | 1.0411 | 1.0407 | 1.0407 | 1.0407 | 1.0407 | 1.0407 | 1.0407 | 1.0407 | 1.0407 | 1.0407 | 1.0407 | 1.0407 | 1.0407 | 1.0407 | 1.0407 | 1.0407 | 1.0407 | 1.0407 | 1.0407 | 1.0407 | 1.0407 | 1.0407
[9 empty] | PFF - Mid | 1.0456 | 1.0454 | 1.0452 | 1.045 | 1.0448 | 1.0447 | 1.0445 | 1.0443 | 1.0441 | 1.0439 | 1.0437 | 1.0435 | 1.0433 | 1.0432 | 1.0432 | 1.0432 | 1.0432 | 1.0432 | 1.0432 | 1.0432 | 1.0432 | 1.0432 | 1.0432 | 1.0432 | 1.0432 | 1.0432 | 1.0432 | 1.0432 | 1.0432 | 1.0432 | 1.0432 | 1.0432 | 1.0432 | 1.0432
[9 empty] | PFF - Constant | 1.0456 | 1.0456 | 1.0456 | 1.0456 | 1.0456 | 1.0456 | 1.0456 | 1.0456 | 1.0456 | 1.0456 | 1.0456 | 1.0456 | 1.0456 | 1.0456 | 1.0456 | 1.0456 | 1.0456 | 1.0456 | 1.0456 | 1.0456 | 1.0456 | 1.0456 | 1.0456 | 1.0456 | 1.0456 | 1.0456 | 1.0456 | 1.0456 | 1.0456 | 1.0456 | 1.0456 | 1.0456 | 1.0456 | 1.0456
[9 empty] | Year (Low) | 2017 | 2018 | 2019 | 2020 | 2021 | 2022 | 2023 | 2024 | 2025 | 2026 | 2027 | 2028 | 2029 | 2030 | 2031 | 2032 | 2033 | 2034 | 2035 | 2036 | 2037 | 2038 | 2039 | 2040 | 2041 | 2042 | 2043 | 2044 | 2045 | 2046 | 2047 | 2048 | 2049 | 2050
[7 empty] | 0.2 | Depreciation Factor | 1 | 0.9499 | 0.95034 | 0.95077 | 0.95121 | 0.95164 | 0.95208 | 0.95252 | 0.95295 | 0.95339 | 0.95383 | 0.95427 | 0.95471 | 0.95515 | 0.95559 | 0.95559 | 0.95559 | 0.95559 | 0.95559 | 0.95559 | 0.95559 | 0.95559 | 0.95559 | 0.95559 | 0.95559 | 0.95559 | 0.95559 | 0.95559 | 0.95559 | 0.95559 | 0.95559 | 0.95559 | 0.95559 | 0.95559 | 0.95559
[7 empty] | 0.32 |  | 2 | 0.90232 | 0.90314 | 0.90397 | 0.9048 | 0.90563 | 0.90646 | 0.90729 | 0.90812 | 0.90896 | 0.90979 | 0.91063 | 0.91146 | 0.9123 | 0.91314 | 0.91314 | 0.91314 | 0.91314 | 0.91314 | 0.91314 | 0.91314 | 0.91314 | 0.91314 | 0.91314 | 0.91314 | 0.91314 | 0.91314 | 0.91314 | 0.91314 | 0.91314 | 0.91314 | 0.91314 | 0.91314 | 0.91314 | 0.91314
[7 empty] | 0.192 |  | 3 | 0.85711 | 0.85829 | 0.85947 | 0.86065 | 0.86183 | 0.86302 | 0.86421 | 0.8654 | 0.86659 | 0.86779 | 0.86898 | 0.87018 | 0.87138 | 0.87259 | 0.87259 | 0.87259 | 0.87259 | 0.87259 | 0.87259 | 0.87259 | 0.87259 | 0.87259 | 0.87259 | 0.87259 | 0.87259 | 0.87259 | 0.87259 | 0.87259 | 0.87259 | 0.87259 | 0.87259 | 0.87259 | 0.87259 | 0.87259
[7 empty] | 0.1152 |  | 4 | 0.81417 | 0.81566 | 0.81716 | 0.81866 | 0.82016 | 0.82166 | 0.82317 | 0.82468 | 0.8262 | 0.82772 | 0.82924 | 0.83077 | 0.8323 | 0.83383 | 0.83383 | 0.83383 | 0.83383 | 0.83383 | 0.83383 | 0.83383 | 0.83383 | 0.83383 | 0.83383 | 0.83383 | 0.83383 | 0.83383 | 0.83383 | 0.83383 | 0.83383 | 0.83383 | 0.83383 | 0.83383 | 0.83383 | 0.83383
[7 empty] | 0.1152 |  | 5 | 0.77338 | 0.77516 | 0.77693 | 0.77871 | 0.7805 | 0.78229 | 0.78409 | 0.78589 | 0.78769 | 0.7895 | 0.79132 | 0.79314 | 0.79496 | 0.7968 | 0.7968 | 0.7968 | 0.7968 | 0.7968 | 0.7968 | 0.7968 | 0.7968 | 0.7968 | 0.7968 | 0.7968 | 0.7968 | 0.7968 | 0.7968 | 0.7968 | 0.7968 | 0.7968 | 0.7968 | 0.7968 | 0.7968 | 0.7968
[7 empty] | 0.0576 |  | 6 | 0.73464 | 0.73666 | 0.73869 | 0.74072 | 0.74276 | 0.7448 | 0.74685 | 0.74891 | 0.75098 | 0.75305 | 0.75513 | 0.75721 | 0.75931 | 0.76141 | 0.76141 | 0.76141 | 0.76141 | 0.76141 | 0.76141 | 0.76141 | 0.76141 | 0.76141 | 0.76141 | 0.76141 | 0.76141 | 0.76141 | 0.76141 | 0.76141 | 0.76141 | 0.76141 | 0.76141 | 0.76141 | 0.76141 | 0.76141
[9 empty] | Year (Mid) | 2017 | 2018 | 2019 | 2020 | 2021 | 2022 | 2023 | 2024 | 2025 | 2026 | 2027 | 2028 | 2029 | 2030 | 2031 | 2032 | 2033 | 2034 | 2035 | 2036 | 2037 | 2038 | 2039 | 2040 | 2041 | 2042 | 2043 | 2044 | 2045 | 2046 | 2047 | 2048 | 2049 | 2050
[9 empty] | 1 | 0.9499 | 0.95012 | 0.95034 | 0.95055 | 0.95077 | 0.95099 | 0.95121 | 0.95143 | 0.95164 | 0.95186 | 0.95208 | 0.9523 | 0.95252 | 0.95274 | 0.95274 | 0.95274 | 0.95274 | 0.95274 | 0.95274 | 0.95274 | 0.95274 | 0.95274 | 0.95274 | 0.95274 | 0.95274 | 0.95274 | 0.95274 | 0.95274 | 0.95274 | 0.95274 | 0.95274 | 0.95274 | 0.95274 | 0.95274
[9 empty] | 2 | 0.90232 | 0.90273 | 0.90314 | 0.90355 | 0.90397 | 0.90438 | 0.9048 | 0.90521 | 0.90563 | 0.90604 | 0.90646 | 0.90687 | 0.90729 | 0.9077 | 0.9077 | 0.9077 | 0.9077 | 0.9077 | 0.9077 | 0.9077 | 0.9077 | 0.9077 | 0.9077 | 0.9077 | 0.9077 | 0.9077 | 0.9077 | 0.9077 | 0.9077 | 0.9077 | 0.9077 | 0.9077 | 0.9077 | 0.9077
[9 empty] | 3 | 0.85711 | 0.8577 | 0.85829 | 0.85888 | 0.85947 | 0.86006 | 0.86065 | 0.86124 | 0.86183 | 0.86243 | 0.86302 | 0.86361 | 0.86421 | 0.8648 | 0.8648 | 0.8648 | 0.8648 | 0.8648 | 0.8648 | 0.8648 | 0.8648 | 0.8648 | 0.8648 | 0.8648 | 0.8648 | 0.8648 | 0.8648 | 0.8648 | 0.8648 | 0.8648 | 0.8648 | 0.8648 | 0.8648 | 0.8648
[9 empty] | 4 | 0.81417 | 0.81492 | 0.81566 | 0.81641 | 0.81716 | 0.81791 | 0.81866 | 0.81941 | 0.82016 | 0.82091 | 0.82166 | 0.82242 | 0.82317 | 0.82393 | 0.82393 | 0.82393 | 0.82393 | 0.82393 | 0.82393 | 0.82393 | 0.82393 | 0.82393 | 0.82393 | 0.82393 | 0.82393 | 0.82393 | 0.82393 | 0.82393 | 0.82393 | 0.82393 | 0.82393 | 0.82393 | 0.82393 | 0.82393
[9 empty] | 5 | 0.77338 | 0.77427 | 0.77516 | 0.77604 | 0.77693 | 0.77782 | 0.77871 | 0.77961 | 0.7805 | 0.78139 | 0.78229 | 0.78319 | 0.78409 | 0.78499 | 0.78499 | 0.78499 | 0.78499 | 0.78499 | 0.78499 | 0.78499 | 0.78499 | 0.78499 | 0.78499 | 0.78499 | 0.78499 | 0.78499 | 0.78499 | 0.78499 | 0.78499 | 0.78499 | 0.78499 | 0.78499 | 0.78499 | 0.78499
[9 empty] | 6 | 0.73464 | 0.73565 | 0.73666 | 0.73767 | 0.73869 | 0.7397 | 0.74072 | 0.74174 | 0.74276 | 0.74378 | 0.7448 | 0.74583 | 0.74685 | 0.74788 | 0.74788 | 0.74788 | 0.74788 | 0.74788 | 0.74788 | 0.74788 | 0.74788 | 0.74788 | 0.74788 | 0.74788 | 0.74788 | 0.74788 | 0.74788 | 0.74788 | 0.74788 | 0.74788 | 0.74788 | 0.74788 | 0.74788 | 0.74788
[9 empty] | Year (Constant) | 2017 | 2018 | 2019 | 2020 | 2021 | 2022 | 2023 | 2024 | 2025 | 2026 | 2027 | 2028 | 2029 | 2030 | 2031 | 2032 | 2033 | 2034 | 2035 | 2036 | 2037 | 2038 | 2039 | 2040 | 2041 | 2042 | 2043 | 2044 | 2045 | 2046 | 2047 | 2048 | 2049 | 2050
[9 empty] | 1 | 0.9499 | 0.9499 | 0.9499 | 0.9499 | 0.9499 | 0.9499 | 0.9499 | 0.9499 | 0.9499 | 0.9499 | 0.9499 | 0.9499 | 0.9499 | 0.9499 | 0.9499 | 0.9499 | 0.9499 | 0.9499 | 0.9499 | 0.9499 | 0.9499 | 0.9499 | 0.9499 | 0.9499 | 0.9499 | 0.9499 | 0.9499 | 0.9499 | 0.9499 | 0.9499 | 0.9499 | 0.9499 | 0.9499 | 0.9499
[9 empty] | 2 | 0.90232 | 0.90232 | 0.90232 | 0.90232 | 0.90232 | 0.90232 | 0.90232 | 0.90232 | 0.90232 | 0.90232 | 0.90232 | 0.90232 | 0.90232 | 0.90232 | 0.90232 | 0.90232 | 0.90232 | 0.90232 | 0.90232 | 0.90232 | 0.90232 | 0.90232 | 0.90232 | 0.90232 | 0.90232 | 0.90232 | 0.90232 | 0.90232 | 0.90232 | 0.90232 | 0.90232 | 0.90232 | 0.90232 | 0.90232
[9 empty] | 3 | 0.85711 | 0.85711 | 0.85711 | 0.85711 | 0.85711 | 0.85711 | 0.85711 | 0.85711 | 0.85711 | 0.85711 | 0.85711 | 0.85711 | 0.85711 | 0.85711 | 0.85711 | 0.85711 | 0.85711 | 0.85711 | 0.85711 | 0.85711 | 0.85711 | 0.85711 | 0.85711 | 0.85711 | 0.85711 | 0.85711 | 0.85711 | 0.85711 | 0.85711 | 0.85711 | 0.85711 | 0.85711 | 0.85711 | 0.85711
[9 empty] | 4 | 0.81417 | 0.81417 | 0.81417 | 0.81417 | 0.81417 | 0.81417 | 0.81417 | 0.81417 | 0.81417 | 0.81417 | 0.81417 | 0.81417 | 0.81417 | 0.81417 | 0.81417 | 0.81417 | 0.81417 | 0.81417 | 0.81417 | 0.81417 | 0.81417 | 0.81417 | 0.81417 | 0.81417 | 0.81417 | 0.81417 | 0.81417 | 0.81417 | 0.81417 | 0.81417 | 0.81417 | 0.81417 | 0.81417 | 0.81417
[9 empty] | 5 | 0.77338 | 0.77338 | 0.77338 | 0.77338 | 0.77338 | 0.77338 | 0.77338 | 0.77338 | 0.77338 | 0.77338 | 0.77338 | 0.77338 | 0.77338 | 0.77338 | 0.77338 | 0.77338 | 0.77338 | 0.77338 | 0.77338 | 0.77338 | 0.77338 | 0.77338 | 0.77338 | 0.77338 | 0.77338 | 0.77338 | 0.77338 | 0.77338 | 0.77338 | 0.77338 | 0.77338 | 0.77338 | 0.77338 | 0.77338
[9 empty] | 6 | 0.73464 | 0.73464 | 0.73464 | 0.73464 | 0.73464 | 0.73464 | 0.73464 | 0.73464 | 0.73464 | 0.73464 | 0.73464 | 0.73464 | 0.73464 | 0.73464 | 0.73464 | 0.73464 | 0.73464 | 0.73464 | 0.73464 | 0.73464 | 0.73464 | 0.73464 | 0.73464 | 0.73464 | 0.73464 | 0.73464 | 0.73464 | 0.73464 | 0.73464 | 0.73464 | 0.73464 | 0.73464 | 0.73464 | 0.73464
[8 empty] | Tariff Schedule | ($/Wdc) | 0 | 0.1 | 0.1 | 0.09 | 0.06 | 0.04 | 0 | 0 | 0 | 0 | 0 | 0 | 0 | 0 | 0 | 0 | 0 | 0 | 0 | 0 | 0 | 0 | 0 | 0 | 0 | 0 | 0 | 0 | 0 | 0 | 0 | 0 | 0 | 0
|  |  |  | X |  | Graphics | bar: 2026 to 2050
Values overlap for all cases
Values overlap for all cases
|  | X |  |  | Data Sources for Default Inputs | bar: 2017 to 2032
Current Costs:
[6 empty] | Available Capacity (GW) |  |  |  | 2018: Pieter Gagnon, Robert Margolis, Jennifer Melius, Caleb Phillips, Ryan Elmore. (2016). Rooftop Solar Photovoltaic Technical Potential in the United States: A Detailed Assessment. NREL TP-6A20-65298
[6 empty] | Net Capacity Factor (%) |  |  |  | 2018: National Renewable Energy Laboratory. PVWATTS v5. Representative of national range of capacity factors.
[6 empty] | Overnight Capital Cost ($/kW) |  |  |  | 2018: Fu, R., D. Feldman, and R. Margolis. 2018. U.S. Photovoltaic (PV) Prices and Cost Breakdowns: Q1 2018 Benchmarks for Residential, Commercial, and Utility-Scale Systems. Golden, CO: National Renewable Energy Laboratory
[6 empty] | Fixed Operating Expenses ($/kW-yr) |  |  |  | 2018: Fu, R., D. Feldman, and R. Margolis. 2018. U.S. Photovoltaic (PV) Prices and Cost Breakdowns: Q1 2018 Benchmarks for Residential, Commercial, and Utility-Scale Systems. Golden, CO: National Renewable Energy Laboratory
[6 empty] | Variable Operating Expenses ($/MWh) |  |  |  | 2018: N/A
[6 empty] | Grid Feature Cost ($/kW) |  |  |  | 2018: N/A
[6 empty] | Spur Line Cost ($/kW) |  |  |  | 2018: N/A
Future Projections Costs:
[6 empty] | Net Capacity Factor (%) |  |  |  | 2018: Jones-Albertus, R et al (2015). Technology Advances Needed for Photovoltaics to Achieve Widespread Grid Price Parity.
[6 empty] | Overnight Capital Cost ($/kW) |  |  |  | 2018: Literature review of Residential PV capital cost projections. See accompanying ATB presentation for more information.
[6 empty] | Fixed Operating Expenses ($/kW-yr) |  |  |  | 2018: The ratio between O&M costs to CAPEX from: Fu, R., D. Feldman, and R. Margolis. 2018. U.S. Photovoltaic (PV) Prices and Cost Breakdowns: Q1 2018 Benchmarks for Residential, Commercial, and Utility-Scale Systems. Golden, CO: National Renewable Energy Laboratory. See accompanying ATB presentation for more information.
[6 empty] | Variable Operating Expenses ($/MWh) |  |  |  | 2018: N/A
[6 empty] | Grid Connection Cost ($/kW) |  |  |  | 2018: N/A
X
Note on T26: bsigrin: Source: Pieter Gagnon, Robert Margolis, Jennifer Melius, Caleb Phillips, Ryan Elmore. (2016). Rooftop Solar Photovoltaic Technical Potential in the United States: A Detailed Assessment. NREL TP-6A20-65298
Note on S54: bsigrin: Assume time value of construction is negligible
?
?
?
?
?
?
?
?
?
?
?
?
?
?
?
?
?
?
?
?
?
?
?
?
?
?
?
?
?
?
?
?
Future Projections
Current (2016)
Current (2015)
Future Projections
Future Projections
Future Projections
?
?
?
?
?
?
?
?
?
?
?
?
?
?
?
?
?
?
?
?
?
?
?
?
?
?
?
?
?
?
?
?
Current (2016)
Future Projections
Current (2015)
Future Projections
Future Projections
Future Projections
Current (2016)
?
?
?
?
?
?
?
?
?
?
?
?
?
?
?
?
?
?
?
?
?
?
?
?
?
?
?
?
?
?
?
?
Future Projections
Current (2015)
Future Projections
Future Projections
Future Projections
?
?
?
?
?
?
?
?
?
?
?
?
?
?
?
?
?
?
?
?
?
?
?
?
?
?
?
?
?
?
?
?
Future Projections
Current (2015)
Future Projections
Future Projections
Future Projections
R&D Financials
Financial Assumption
Market Factors Financials
Choose a Capital Recovery Period (CRP)
20 year
30 year
Technology Life (30 years)
CustomCRP
Group Box 53
Apply Finances to all Technologies
Apply CRP to all Technologies
?
?
?
?
?
?
?
?
?
?
?
?
?
?
?
?
?
?
?
?
?
?
?
?
?
?
?
?
?
?
?
?
Current Costs
Data Sources
Future Projections
Graphics
?
?
?
?
?
?
?
?
?
?
?
?
?
?
?
?
?
?
?
?
?
?
?
?
?
?
?
?
?
?
?
?
Current Costs
Data Sources
Future Projections
Graphics
?
?
?
?
?
?
?
?
?
?
?
?
?
?
?
?
?
?
?
?
?
?
?
?
?
?
?
?
?
?
?
?
Current Costs
Data Sources
Future Projections
Graphics
?
?
?
?
?
?
?
?
?
?
?
?
?
?
?
?
?
?
?
?
?
?
?
?
?
?
?
?
?
?
?
?
Current (2017)
Future Projections
Current (2017)
Future Projections
Future Projections
Current (2017)
Current Costs
Data Sources
Future Projections
Graphics
R&D Financials
Financial Assumption
Market Factors Financials
Choose a Capital Recovery Period (CRP)
20 year
30 year
Technology Life (30 years)
CustomCRP
Group Box 53
Apply Finances to all Technologies
Apply CRP to all Technologies
Future Projections
Current (2017)
Current (2017)

## DC to AC
Watts DC are lower than Watts AC, but AC is needed to either sell to the grid or to power devices in homes.
Therefore, we convert to the cost per Watt AC using a derate factor:
0.859 | DC to AC derate factor

## CpUDSC
Distributed Solar Cap Cost ($/MW)
2019 | 2998044.5087
2020 | 2922983.8761
2021 | 2794654.5381
2022 | 2666325.2001
2023 | 2537995.8622
2024 | 2409666.5242
2025 | 2281337.1862
2026 | 2153007.8482
2027 | 2024678.5102
2028 | 1896349.1723
2029 | 1768019.8343
2030 | 1639690.4963
2031 | 1608541.6577
2032 | 1577392.8192
2033 | 1546243.9806
2034 | 1515095.1421
2035 | 1483946.3035
2036 | 1452797.465
2037 | 1421648.6264
2038 | 1390499.7879
2039 | 1359350.9493
2040 | 1328202.1108
2041 | 1314835.5721
2042 | 1301469.0334
2043 | 1288102.4947
2044 | 1274735.956
2045 | 1261369.4173
2046 | 1258222.4255
2047 | 1255075.4338
2048 | 1251928.4421
2049 | 1248781.4504
2050 | 1245634.4587